## Classes
Code | Version | Revision | IRDI | PreferredName | SynonymousName | CodedName | ShortName | Definition | Note | Remark | DefinitionSource | Drawing | ClassType | ApplicableDocuments | ClassValueAssignment | RequisityOfProperties | Superclass | ClassifyingDET | InheritedProperties | SuperBlocks | IsCaseOf | ImportedProperties | InstanceSharable | StatusLevel | IsDeprecated | PublishedIn | PublishedBy | ProposalDate | VersionInitiationDate | VersionReleaseDate | RevisionReleaseDate | ObsoleteDate | ResponsibleCommittee | ChangeRequestID | VersionHistory | SuperClassCode | ClassUrl | PropertyLinks | SuperClassPropertyIds
0112/2///61987#ABC410 | 002 | 01 | 0112/2///61987#ABC410#002 | Measured variable [4] |  |  |  | properties characterizing a measured variable, the size of which is to be acquired and indicated by the device |  |  |  |  | ITEM_CLASS | [5 empty] | 0112/2///61987#ABC299 - Input [10] |  |  |  | Standard |  |  |  | 2018-03-28 | 2013-08-27 | 2016-05-24 | 2016-05-24 |  | SC65E – IEC 61987 | C00004 |  | 0112/2///61987#ABV501 | https://cdd.iec.ch/CDD/IEC61987/iec61987.nsf/Classes/0112-2---61987%23ABC410 | https://cdd.iec.ch/cdd/iec61987/iec61987.nsf/PropertiesAllVersions/0112-2---61987%23ABB271,https://cdd.iec.ch/cdd/iec61987/iec61987.nsf/PropertiesAllVersions/0112-2---61987%23ABA577,https://cdd.iec.ch/cdd/iec61987/iec61987.nsf/PropertiesAllVersions/0112-2---61987%23ABU381 | 0112-2---61987#ABB271,0112-2---61987#ABA577,0112-2---61987#ABU381
0112/2///61987#ABC598 | 001 | 02 | 0112/2///61987#ABC598#001 | Solid/particle phase [flow] |  |  |  | properties characterizing the solid or particle phase of a fluid |  | 1 ABC598.1 |  |  | ITEM_CLASS | [5 empty] | 0112/2///61987#ABC510 - Phase [flow] |  |  |  | Standard |  |  |  | 2018-03-28 | 2013-08-27 | 2013-08-27 | 2014-06-18 |  | SC65E – IEC 61987 | C00004 |  | 0112/2///61987#ABV501 | https://cdd.iec.ch/CDD/IEC61987/iec61987.nsf/Classes/0112-2---61987%23ABC598 | https://cdd.iec.ch/cdd/iec61987/iec61987.nsf/PropertiesAllVersions/0112-2---61987%23ABB296,https://cdd.iec.ch/cdd/iec61987/iec61987.nsf/PropertiesAllVersions/0112-2---61987%23ABB011,https://cdd.iec.ch/cdd/iec61987/iec61987.nsf/PropertiesAllVersions/0112-2---61987%23ABB304,https://cdd.iec.ch/cdd/iec61987/iec61987.nsf/PropertiesAllVersions/0112-2---61987%23ABB290,https://cdd.iec.ch/cdd/iec61987/iec61987.nsf/PropertiesAllVersions/0112-2---61987%23ABB319,https://cdd.iec.ch/cdd/iec61987/iec61987.nsf/PropertiesAllVersions/0112-2---61987%23ABA563,https://cdd.iec.ch/cdd/iec61987/iec61987.nsf/PropertiesAllVersions/0112-2---61987%23ABB297,https://cdd.iec.ch/cdd/iec61987/iec61987.nsf/PropertiesAllVersions/0112-2---61987%23ABB298,https://cdd.iec.ch/cdd/iec61987/iec61987.nsf/PropertiesAllVersions/0112-2---61987%23ABB380,https://cdd.iec.ch/cdd/iec61987/iec61987.nsf/PropertiesAllVersions/0112-2---61987%23ABB293,https://cdd.iec.ch/cdd/iec61987/iec61987.nsf/PropertiesAllVersions/0112-2---61987%23ABA564,https://cdd.iec.ch/cdd/iec61987/iec61987.nsf/PropertiesAllVersions/0112-2---61987%23ABB320,https://cdd.iec.ch/cdd/iec61987/iec61987.nsf/PropertiesAllVersions/0112-2---61987%23ABB321,https://cdd.iec.ch/cdd/iec61987/iec61987.nsf/PropertiesAllVersions/0112-2---61987%23ABD099 | 0112-2---61987#ABB293,0112-2---61987#ABB297,0112-2---61987#ABB380,0112-2---61987#ABB320,0112-2---61987#ABD099,0112-2---61987#ABA563,0112-2---61987#ABA564,0112-2---61987#ABB011,0112-2---61987#ABB304,0112-2---61987#ABB290,0112-2---61987#ABB319,0112-2---61987#ABB298,0112-2---61987#ABB321,0112-2---61987#ABB296
0112/2///61987#ABE016 | 002 | 01 | 0112/2///61987#ABE016#002 | Structural design [diaphragm/pinch valve] |  |  |  | properties characterizing the constructional details of a device |  |  |  |  | ITEM_CLASS | [5 empty] | 0112/2///61987#ABD936 - Mechanical and electrical construction [diaphragm valve]0112/2///61987#ABD936 - Mechanical and electrical construction [diaphragm/pinch valve] |  |  |  | Standard |  |  |  | 2018-03-28 | 2013-09-02 | 2016-05-02 | 2016-05-02 |  | SC65E – IEC 61987 | C00019 |  | 0112/2///61987#ABV501 | https://cdd.iec.ch/CDD/IEC61987/iec61987.nsf/Classes/0112-2---61987%23ABE016 | https://cdd.iec.ch/cdd/iec61987/iec61987.nsf/PropertiesAllVersions/0112-2---61987%23ABE070,https://cdd.iec.ch/cdd/iec61987/iec61987.nsf/PropertiesAllVersions/0112-2---61987%23ABE284,https://cdd.iec.ch/cdd/iec61987/iec61987.nsf/PropertiesAllVersions/0112-2---61987%23ABE295 | 0112-2---61987#ABE070,0112-2---61987#ABE284,0112-2---61987#ABE295
0112/2///61987#ABE712 | 001 | 01 | 0112/2///61987#ABE712#001 | Operability [2] |  |  |  | properties characterizing the design, operating concept, structure and functionality of the human interface |  |  |  |  | ITEM_CLASS | [5 empty] | 0112/2///61987#ABE630 - Device LOP for limit switch0112/2///61987#ABV520 - Device LOP for position transmitter |  |  |  | Standard |  |  |  | 2018-03-28 | 2014-09-15 | 2018-03-20 | 2018-03-20 |  | SC65E – IEC 61987 | C000016 | 001-01 (2018-03-28 07:26:03 by BATCH 00000762) standard | 0112/2///61987#ABV501 | https://cdd.iec.ch/CDD/IEC61987/iec61987.nsf/Classes/0112-2---61987%23ABE712 | https://cdd.iec.ch/cdd/iec61987/iec61987.nsf/PropertiesAllVersions/0112-2---61987%23ABC767,https://cdd.iec.ch/cdd/iec61987/iec61987.nsf/PropertiesAllVersions/0112-2---61987%23ABD118,https://cdd.iec.ch/cdd/iec61987/iec61987.nsf/PropertiesAllVersions/0112-2---61987%23ABC711,https://cdd.iec.ch/cdd/iec61987/iec61987.nsf/PropertiesAllVersions/0112-2---61987%23ABD091,https://cdd.iec.ch/cdd/iec61987/iec61987.nsf/PropertiesAllVersions/0112-2---61987%23ABE717 | 0112-2---61987#ABC767,0112-2---61987#ABD118,0112-2---61987#ABC711,0112-2---61987#ABD091,0112-2---61987#ABE717
0112/2///61987#ABH632 | 001 | 01 | 0112/2///61987#ABH632#001 | Calibration point of density |  |  |  | properties characterizing the calibration of output values of a single density input value |  |  |  |  | ITEM_CLASS | [5 empty] | 0112/2///61987#ABH614 - Calibration of density |  |  |  | Standard |  |  |  | 2019-03-08 | 2017-12-07 | 2019-03-08 | 2019-03-08 |  | SC65E – IEC 61987 | C00018 | 001-01 (2019-03-08 15:35:12 by BATCH 00000766) standard | 0112/2///61987#ABV501 | https://cdd.iec.ch/CDD/IEC61987/iec61987.nsf/Classes/0112-2---61987%23ABH632 | https://cdd.iec.ch/cdd/iec61987/iec61987.nsf/PropertiesAllVersions/0112-2---61987%23ABH564,https://cdd.iec.ch/cdd/iec61987/iec61987.nsf/PropertiesAllVersions/0112-2---61987%23ABH544,https://cdd.iec.ch/cdd/iec61987/iec61987.nsf/PropertiesAllVersions/0112-2---61987%23ABH762 | 0112-2---61987#ABH762,0112-2---61987#ABH564,0112-2---61987#ABH544
0112/2///61987#ABV032 | 001 | 01 | 0112/2///61987#ABV032#001 | Performance [21] |  |  |  | properties characterizing the performance of the device with regard to measurement accuracy and dynamic behaviour |  | Id specified in IEC61987: ABG224 | from IEC 61987-1, 5.6 |  | ITEM_CLASS | [5 empty] | 0112/2///61987#ABE740 - Device LOP for hydrostatic pressure level transmitter |  |  |  | Standard |  | IEC 61987 | IEC | 2018-03-28 | 2014-12-17 | 2018-03-20 | 2018-03-20 |  | SC65E – IEC 61987 | C00018 | 001-01 (2018-03-28 07:26:13 by BATCH 00000762) standard | 0112/2///61987#ABV501 | https://cdd.iec.ch/CDD/IEC61987/iec61987.nsf/Classes/0112-2---61987%23ABV032 | https://cdd.iec.ch/cdd/iec61987/iec61987.nsf/PropertiesAllVersions/0112-2---61987%23ABG794,https://cdd.iec.ch/cdd/iec61987/iec61987.nsf/PropertiesAllVersions/0112-2---61987%23ABB636,https://cdd.iec.ch/cdd/iec61987/iec61987.nsf/PropertiesAllVersions/0112-2---61987%23ABG810,https://cdd.iec.ch/cdd/iec61987/iec61987.nsf/PropertiesAllVersions/0112-2---61987%23ABD132 | 0112-2---61987#ABD132,0112-2---61987#ABG794,0112-2---61987#ABB636,0112-2---61987#ABG810
0112/2///61987#ABA733 | 003 | 01 | 0112/2///61987#ABA733#003 | Gauge pressure switch |  |  |  | pressure switch that outputs a discrete signal representative of a gauge pressure regime |  |  |  |  | ITEM_CLASS |  |  |  |  | 0112/2///61987#ABU134 - reference to Operating LOP for pressure measuring equipment |  |  |  |  | Standard |  |  |  | 2018-03-28 | 2013-08-27 | 2016-05-24 | 2016-05-24 |  | SC65E – IEC 61987 | C00004 |  | 0112/2///61987#ABA732 | https://cdd.iec.ch/CDD/IEC61987/iec61987.nsf/Classes/0112-2---61987%23ABA733 |  | 0112-2---61987#ABU134
0112/2///61987#ABA781 | 003 | 01 | 0112/2///61987#ABA781#003 | Weir flow transmitter |  |  |  | open channel flow transmitter that uses a weir to generate a difference in head |  |  |  |  | ITEM_CLASS |  |  |  |  | 0112/2///61987#ABU125 - reference to Operating LOP for flow measuring equipment |  |  |  |  | Standard |  |  |  | 2018-03-28 | 2013-08-27 | 2016-05-24 | 2016-05-24 |  | SC65E – IEC 61987 | C00004 |  | 0112/2///61987#ABA779 | https://cdd.iec.ch/CDD/IEC61987/iec61987.nsf/Classes/0112-2---61987%23ABA781
0112/2///61987#ABD376 | 001 | 01 | 0112/2///61987#ABD376#001 | Air operated valve |  |  |  | actuator/valve accessory comprising a valve with a 2/2, 3/2 or 5/2 relay triggered by a pneumatic signal |  |  |  |  | ITEM_CLASS |  |  |  |  | 0112/2///61987#ABU514 - reference to Operating LOP for valve/actuator accessories |  |  |  |  | Standard |  |  |  | 2018-03-28 | 2013-09-02 | 2016-05-02 | 2016-05-02 |  | SC65E – IEC 61987 | C00009 | 001-01 (2018-03-28 07:25:59 by BATCH 00000762) standard | 0112/2///61987#ABD366 | https://cdd.iec.ch/CDD/IEC61987/iec61987.nsf/Classes/0112-2---61987%23ABD376 |  | 0112-2---61987#ABU514
0112/2///61987#ABH525 | 001 | 01 | 0112/2///61987#ABH525#001 | Additional aspects |  |  |  | predefined group of one or more classes for usage for all LOPs |  |  |  |  | ITEM_CLASS | [9 empty] | Standard |  |  |  | 2019-03-08 | 2017-12-07 | 2019-03-08 | 2019-03-08 |  | SC65E – IEC 61987 | C00018 | 001-01 (2019-03-08 15:35:12 by BATCH 00000766) standard | 0112/2///61987#ABV500 | https://cdd.iec.ch/CDD/IEC61987/iec61987.nsf/Classes/0112-2---61987%23ABH525
0112/2///61987#ABE745 | 001 | 01 | 0112/2///61987#ABE745#001 | Device LOP for ultrasonic level switch |  |  |  | list of properties characterizing an ultrasonic level switch |  |  |  |  | ITEM_CLASS | [5 empty] | 0112/2///61987#ABA727 - Ultrasonic level switch |  |  |  | Standard |  | IEC 61987 | IEC | 2018-03-28 | 2014-12-17 | 2018-03-20 | 2018-03-20 |  | SC65E – IEC 61987 | C00018 | 001-01 (2018-03-28 07:26:04 by BATCH 00000762) standard | 0112/2///61987#ABV504 | https://cdd.iec.ch/CDD/IEC61987/iec61987.nsf/Classes/0112-2---61987%23ABE745 | https://cdd.iec.ch/cdd/iec61987/iec61987.nsf/PropertiesAllVersions/0112-2---61987%23ABC899,https://cdd.iec.ch/cdd/iec61987/iec61987.nsf/PropertiesAllVersions/0112-2---61987%23ABC730,https://cdd.iec.ch/cdd/iec61987/iec61987.nsf/PropertiesAllVersions/0112-2---61987%23ABU857,https://cdd.iec.ch/cdd/iec61987/iec61987.nsf/PropertiesAllVersions/0112-2---61987%23ABG490,https://cdd.iec.ch/cdd/iec61987/iec61987.nsf/PropertiesAllVersions/0112-2---61987%23ABB206,https://cdd.iec.ch/cdd/iec61987/iec61987.nsf/PropertiesAllVersions/0112-2---61987%23ABG691,https://cdd.iec.ch/cdd/iec61987/iec61987.nsf/PropertiesAllVersions/0112-2---61987%23ABC830,https://cdd.iec.ch/cdd/iec61987/iec61987.nsf/PropertiesAllVersions/0112-2---61987%23ABG778,https://cdd.iec.ch/cdd/iec61987/iec61987.nsf/PropertiesAllVersions/0112-2---61987%23ABG880,https://cdd.iec.ch/cdd/iec61987/iec61987.nsf/PropertiesAllVersions/0112-2---61987%23ABG939,https://cdd.iec.ch/cdd/iec61987/iec61987.nsf/PropertiesAllVersions/0112-2---61987%23ABD088,https://cdd.iec.ch/cdd/iec61987/iec61987.nsf/PropertiesAllVersions/0112-2---61987%23ABD153,https://cdd.iec.ch/cdd/iec61987/iec61987.nsf/PropertiesAllVersions/0112-2---61987%23ABC786,https://cdd.iec.ch/cdd/iec61987/iec61987.nsf/PropertiesAllVersions/0112-2---61987%23ABC795,https://cdd.iec.ch/cdd/iec61987/iec61987.nsf/PropertiesAllVersions/0112-2---61987%23ABA293,https://cdd.iec.ch/cdd/iec61987/iec61987.nsf/PropertiesAllVersions/0112-2---61987%23ABC710 | 0112-2---61987#ABC899,0112-2---61987#ABB206,0112-2---61987#ABC830,0112-2---61987#ABG778,0112-2---61987#ABD153,0112-2---61987#ABC786,0112-2---61987#ABA293,0112-2---61987#ABC730,0112-2---61987#ABG691,0112-2---61987#ABG880,0112-2---61987#ABG939,0112-2---61987#ABU857,0112-2---61987#ABG490,0112-2---61987#ABD088,0112-2---61987#ABC795,0112-2---61987#ABC710
0112/2///61987#ABF326 | 001 | 01 | 0112/2///61987#ABF326#001 | Thermowell tip |  |  |  | properties characterizing a tip of a thermowell |  |  |  |  | ITEM_CLASS | [5 empty] | 0112/2///61987#ABF319 - Structural design of a thermowell |  |  |  | Standard |  | IEC 61987 | IEC | 2018-03-28 | 2014-12-17 | 2017-09-18 | 2017-09-18 |  | SC65E – IEC 61987 | C00019 | 001-01 (2018-03-28 07:26:05 by BATCH 00000762) standard | 0112/2///61987#ABV501 | https://cdd.iec.ch/CDD/IEC61987/iec61987.nsf/Classes/0112-2---61987%23ABF326 | https://cdd.iec.ch/cdd/iec61987/iec61987.nsf/PropertiesAllVersions/0112-2---61987%23ABF327,https://cdd.iec.ch/cdd/iec61987/iec61987.nsf/PropertiesAllVersions/0112-2---61987%23ABF328,https://cdd.iec.ch/cdd/iec61987/iec61987.nsf/PropertiesAllVersions/0112-2---61987%23ABA910,https://cdd.iec.ch/cdd/iec61987/iec61987.nsf/PropertiesAllVersions/0112-2---61987%23ABA640,https://cdd.iec.ch/cdd/iec61987/iec61987.nsf/PropertiesAllVersions/0112-2---61987%23ABF020 | 0112-2---61987#ABF328,0112-2---61987#ABA910,0112-2---61987#ABA640,0112-2---61987#ABF020,0112-2---61987#ABF327
0112/2///61987#ABD360 | 001 | 01 | 0112/2///61987#ABD360#001 | Rotary actuator |  |  |  | actuator that is rotated into or away from a seat to modulate flow |  |  | ANSI/ISA-75.05.01-2000 |  | ITEM_CLASS |  |  |  |  | 0112/2///61987#ABU513 - reference to Operating LOP for actuator |  |  |  |  | Standard |  |  |  | 2018-03-28 | 2013-09-02 | 2016-05-02 | 2016-05-02 |  | SC65E – IEC 61987 | C00009 | 001-01 (2018-03-28 07:25:59 by BATCH 00000762) standard | 0112/2///61987#ABD353 | https://cdd.iec.ch/CDD/IEC61987/iec61987.nsf/Classes/0112-2---61987%23ABD360 |  | 0112-2---61987#ABU513
0112/2///61987#ABE631 | 001 | 01 | 0112/2///61987#ABE631#001 | Device LOP for solenoid valve |  |  |  | list of properties characterizing a solenoid valve |  |  |  |  | ITEM_CLASS | [5 empty] | 0112/2///61987#ABD371 - Solenoid valve |  |  |  | Standard |  | IEC 61987 | IEC | 2018-03-28 | 2014-07-25 | 2018-03-20 | 2018-03-20 |  | SC65E – IEC 61987 | C00016 | 001-01 (2018-03-28 07:26:03 by BATCH 00000762) standard | 0112/2///61987#ABV504 | https://cdd.iec.ch/CDD/IEC61987/iec61987.nsf/Classes/0112-2---61987%23ABE631 | https://cdd.iec.ch/cdd/iec61987/iec61987.nsf/PropertiesAllVersions/0112-2---61987%23ABC899,https://cdd.iec.ch/cdd/iec61987/iec61987.nsf/PropertiesAllVersions/0112-2---61987%23ABC730,https://cdd.iec.ch/cdd/iec61987/iec61987.nsf/PropertiesAllVersions/0112-2---61987%23ABE459,https://cdd.iec.ch/cdd/iec61987/iec61987.nsf/PropertiesAllVersions/0112-2---61987%23ABE666,https://cdd.iec.ch/cdd/iec61987/iec61987.nsf/PropertiesAllVersions/0112-2---61987%23ABE478,https://cdd.iec.ch/cdd/iec61987/iec61987.nsf/PropertiesAllVersions/0112-2---61987%23ABB206,https://cdd.iec.ch/cdd/iec61987/iec61987.nsf/PropertiesAllVersions/0112-2---61987%23ABE490,https://cdd.iec.ch/cdd/iec61987/iec61987.nsf/PropertiesAllVersions/0112-2---61987%23ABC830,https://cdd.iec.ch/cdd/iec61987/iec61987.nsf/PropertiesAllVersions/0112-2---61987%23ABE501,https://cdd.iec.ch/cdd/iec61987/iec61987.nsf/PropertiesAllVersions/0112-2---61987%23ABE532,https://cdd.iec.ch/cdd/iec61987/iec61987.nsf/PropertiesAllVersions/0112-2---61987%23ABE715,https://cdd.iec.ch/cdd/iec61987/iec61987.nsf/PropertiesAllVersions/0112-2---61987%23ABD523,https://cdd.iec.ch/cdd/iec61987/iec61987.nsf/PropertiesAllVersions/0112-2---61987%23ABE721,https://cdd.iec.ch/cdd/iec61987/iec61987.nsf/PropertiesAllVersions/0112-2---61987%23ABC795,https://cdd.iec.ch/cdd/iec61987/iec61987.nsf/PropertiesAllVersions/0112-2---61987%23ABA293,https://cdd.iec.ch/cdd/iec61987/iec61987.nsf/PropertiesAllVersions/0112-2---61987%23ABC710 | 0112-2---61987#ABC899,0112-2---61987#ABC830,0112-2---61987#ABE666,0112-2---61987#ABE501,0112-2---61987#ABE715,0112-2---61987#ABD523,0112-2---61987#ABA293,0112-2---61987#ABC710,0112-2---61987#ABE459,0112-2---61987#ABE478,0112-2---61987#ABE490,0112-2---61987#ABE721,0112-2---61987#ABC730,0112-2---61987#ABB206,0112-2---61987#ABE532,0112-2---61987#ABC795
0112/2///61987#ABC137 | 005 | 01 | 0112/2///61987#ABC137#005 | Basic Configuration |  |  |  | properties characterizing the means provided to influence the basic settings of a device |  |  |  |  | ITEM_CLASS | [5 empty] | 0112/2///61987#ABC458 - Operability0112/2///61987#ABE712 - Operability [2]0112/2///61987#ABE714 - Operability [3]0112/2///61987#ABP051 - Operability [I/O module] |  |  |  | Standard |  |  |  | 2018-03-28 | 2013-08-27 | 2018-03-20 | 2018-03-20 |  | SC65E – IEC 61987 | C00004 |  | 0112/2///61987#ABV501 | https://cdd.iec.ch/CDD/IEC61987/iec61987.nsf/Classes/0112-2---61987%23ABC137 | https://cdd.iec.ch/cdd/iec61987/iec61987.nsf/PropertiesAllVersions/0112-2---61987%23ABC894,https://cdd.iec.ch/cdd/iec61987/iec61987.nsf/PropertiesAllVersions/0112-2---61987%23ABD222 | 0112-2---61987#ABC894,0112-2---61987#ABD222
0112/2///61987#ABD371 | 001 | 01 | 0112/2///61987#ABD371#001 | Solenoid valve |  |  |  | actuator/valve accessory comprising a valve with linear action which is fitted with a solenoid for quick operation |  |  | StepLib |  | ITEM_CLASS |  |  |  |  | 0112/2///61987#ABU514 - reference to Operating LOP for valve/actuator accessories |  |  |  |  | Standard |  |  |  | 2018-03-28 | 2013-09-02 | 2018-03-20 | 2018-03-20 |  | SC65E – IEC 61987 | C00015 | 001-01 (2018-03-28 07:25:59 by BATCH 00000762) standard | 0112/2///61987#ABD366 | https://cdd.iec.ch/CDD/IEC61987/iec61987.nsf/Classes/0112-2---61987%23ABD371 | https://cdd.iec.ch/cdd/iec61987/iec61987.nsf/PropertiesAllVersions/0112-2---61987%23ABE621 | 0112-2---61987#ABE621,0112-2---61987#ABU514
0112/2///61987#ABC585 | 001 | 02 | 0112/2///61987#ABC585#001 | Safety related properties for active behaviour |  |  |  | properties characterizing the safety related parameters of an intrinsically safe circuit |  |  |  |  | ITEM_CLASS | [5 empty] | 0112/2///61987#ABC235 - Explosion protection parameters for intrinsic safety0112/2///61987#ABC236 - Explosion protection parameters for intrinsic safety (active) |  |  |  | Standard |  |  |  | 2018-03-28 | 2013-08-27 | 2013-08-27 | 2014-06-18 |  | SC65E – IEC 61987 | C00018 |  | 0112/2///61987#ABV501 | https://cdd.iec.ch/CDD/IEC61987/iec61987.nsf/Classes/0112-2---61987%23ABC585 | https://cdd.iec.ch/cdd/iec61987/iec61987.nsf/PropertiesAllVersions/0112-2---61987%23ABA987,https://cdd.iec.ch/cdd/iec61987/iec61987.nsf/PropertiesAllVersions/0112-2---61987%23ABA988,https://cdd.iec.ch/cdd/iec61987/iec61987.nsf/PropertiesAllVersions/0112-2---61987%23ABA989,https://cdd.iec.ch/cdd/iec61987/iec61987.nsf/PropertiesAllVersions/0112-2---61987%23ABA990,https://cdd.iec.ch/cdd/iec61987/iec61987.nsf/PropertiesAllVersions/0112-2---61987%23ABA991,https://cdd.iec.ch/cdd/iec61987/iec61987.nsf/PropertiesAllVersions/0112-2---61987%23ABB145 | 0112-2---61987#ABB145,0112-2---61987#ABA987,0112-2---61987#ABA988,0112-2---61987#ABA989,0112-2---61987#ABA990,0112-2---61987#ABA991
0112/2///61987#ABC653 | 001 | 02 | 0112/2///61987#ABC653#001 | Total fluid [pressure] |  |  |  | properties characterizing the set of common process variables for a stream consisting of one or more phases |  |  |  |  | ITEM_CLASS | [5 empty] | 0112/2///61987#ABC536 - Process case variables [pressure] |  |  |  | Standard |  |  |  | 2018-03-28 | 2013-09-27 | 2013-09-27 | 2014-06-18 |  | SC65E – IEC 61987 | C00004 |  | 0112/2///61987#ABV501 | https://cdd.iec.ch/CDD/IEC61987/iec61987.nsf/Classes/0112-2---61987%23ABC653 | https://cdd.iec.ch/cdd/iec61987/iec61987.nsf/PropertiesAllVersions/0112-2---61987%23ABB289,https://cdd.iec.ch/cdd/iec61987/iec61987.nsf/PropertiesAllVersions/0112-2---61987%23ABB181,https://cdd.iec.ch/cdd/iec61987/iec61987.nsf/PropertiesAllVersions/0112-2---61987%23ABB182,https://cdd.iec.ch/cdd/iec61987/iec61987.nsf/PropertiesAllVersions/0112-2---61987%23ABA927,https://cdd.iec.ch/cdd/iec61987/iec61987.nsf/PropertiesAllVersions/0112-2---61987%23ABA946,https://cdd.iec.ch/cdd/iec61987/iec61987.nsf/PropertiesAllVersions/0112-2---61987%23ABA557 | 0112-2---61987#ABA557,0112-2---61987#ABB289,0112-2---61987#ABB181,0112-2---61987#ABB182,0112-2---61987#ABA927,0112-2---61987#ABA946
0112/2///61987#ABE788 | 001 | 01 | 0112/2///61987#ABE788#001 | Volume fraction measurement |  |  |  | properties characterizing a volume fraction measurement |  | Polymorphic element: ABE788, Id: 3 |  |  | ITEM_CLASS | [5 empty] | 0112/2///61987#ABG011 - Type of measured variable [39] |  |  |  | Standard |  | IEC 61987 | IEC | 2018-03-28 | 2018-03-28 | 2018-03-28 | 2018-03-28 |  | SC65E – IEC 61987 | C00017 | 001-01 (2018-03-28 07:26:04 by BATCH 00000762) standard | 0112/2///61987#ABV501 | https://cdd.iec.ch/CDD/IEC61987/iec61987.nsf/Classes/0112-2---61987%23ABE788 | https://cdd.iec.ch/cdd/iec61987/iec61987.nsf/PropertiesAllVersions/0112-2---61987%23ABF564,https://cdd.iec.ch/cdd/iec61987/iec61987.nsf/PropertiesAllVersions/0112-2---61987%23ABB015,https://cdd.iec.ch/cdd/iec61987/iec61987.nsf/PropertiesAllVersions/0112-2---61987%23ABF649,https://cdd.iec.ch/cdd/iec61987/iec61987.nsf/PropertiesAllVersions/0112-2---61987%23ABA326,https://cdd.iec.ch/cdd/iec61987/iec61987.nsf/PropertiesAllVersions/0112-2---61987%23ABA327,https://cdd.iec.ch/cdd/iec61987/iec61987.nsf/PropertiesAllVersions/0112-2---61987%23ABA328,https://cdd.iec.ch/cdd/iec61987/iec61987.nsf/PropertiesAllVersions/0112-2---61987%23ABA330,https://cdd.iec.ch/cdd/iec61987/iec61987.nsf/PropertiesAllVersions/0112-2---61987%23ABB781 | 0112-2---61987#ABF649,0112-2---61987#ABA326,0112-2---61987#ABA327,0112-2---61987#ABA328,0112-2---61987#ABA330,0112-2---61987#ABB781,0112-2---61987#ABF564,0112-2---61987#ABB015
0112/2///61987#ABF989 | 001 | 01 | 0112/2///61987#ABF989#001 | Type of measured variable [17] |  |  |  | administration block for polymorphism acting as proxy for the selected measured variable type |  | Polymorphic element: ABF989, Id: 3 |  |  | ITEM_CLASS | [5 empty] | 0112/2///61987#ABF953 - Measured variable [17] |  |  |  | Standard |  | IEC 61987 | IEC | 2018-03-28 | 2014-12-17 | 2016-05-24 | 2016-05-24 |  | SC65E – IEC 61987 | C00019 | 001-01 (2018-03-28 07:26:07 by BATCH 00000762) standard | 0112/2///61987#ABV501 | https://cdd.iec.ch/CDD/IEC61987/iec61987.nsf/Classes/0112-2---61987%23ABF989 | https://cdd.iec.ch/cdd/iec61987/iec61987.nsf/PropertiesAllVersions/0112-2---61987%23ABV217,https://cdd.iec.ch/cdd/iec61987/iec61987.nsf/PropertiesAllVersions/0112-2---61987%23ABG916 | 0112-2---61987#ABV217,0112-2---61987#ABG916
0112/2///61987#ABG138 | 001 | 01 | 0112/2///61987#ABG138#001 | Output [23] |  |  |  | properties characterizing the outputs provided by the device, the variables assigned to them and their electrical properties |  |  | from IEC 61987-1, 5.5 |  | ITEM_CLASS | [5 empty] | 0112/2///61987#ABF858 - Device LOP for buoyancy density transmitter0112/2///61987#ABF859 - Device LOP for refractive index density transmitter0112/2///61987#ABF860 - Device LOP for vibrating tube density transmitter0112/2///61987#ABF861 - Device LOP for radiometric density transmitter0112/2///61987#ABF862 - Device LOP for vibrating fork/rod density transmitter0112/2///61987#ABF863 - Device LOP for ultrasonic density transmitter0112/2///61987#ABF864 - Device LOP for microwave density transmitter0112/2///61987#ABF865 - Device LOP for density transmitter0112/2///61987#ABF866 - Device LOP for separate density transmitter |  |  |  | Standard |  | IEC 61987 | IEC | 2018-03-28 | 2014-12-17 | 2018-03-20 | 2018-03-20 |  | SC65E – IEC 61987 | C00017 | 001-01 (2018-03-28 07:26:07 by BATCH 00000762) standard | 0112/2///61987#ABV501 | https://cdd.iec.ch/CDD/IEC61987/iec61987.nsf/Classes/0112-2---61987%23ABG138 | https://cdd.iec.ch/cdd/iec61987/iec61987.nsf/PropertiesAllVersions/0112-2---61987%23ABB271,https://cdd.iec.ch/cdd/iec61987/iec61987.nsf/PropertiesAllVersions/0112-2---61987%23ABA577,https://cdd.iec.ch/cdd/iec61987/iec61987.nsf/PropertiesAllVersions/0112-2---61987%23ABA607,https://cdd.iec.ch/cdd/iec61987/iec61987.nsf/PropertiesAllVersions/0112-2---61987%23ABA342,https://cdd.iec.ch/cdd/iec61987/iec61987.nsf/PropertiesAllVersions/0112-2---61987%23ABU647 | 0112-2---61987#ABB271,0112-2---61987#ABA577,0112-2---61987#ABA607,0112-2---61987#ABA342,0112-2---61987#ABU647
0112/2///61987#ABE762 | 001 | 01 | 0112/2///61987#ABE762#001 | Device LOP for temperature connection head |  |  |  | list of properties characterizing a connection head for temperature measurement |  |  |  |  | ITEM_CLASS | [5 empty] | 0112/2///61987#ABA848 - Temperature transmitter connection head |  |  |  | Standard |  | IEC 61987 | IEC | 2018-03-28 | 2014-12-17 | 2016-05-24 | 2016-05-24 |  | SC65E – IEC 61987 | C00019 | 001-01 (2018-03-28 07:26:04 by BATCH 00000762) standard | 0112/2///61987#ABV504 | https://cdd.iec.ch/CDD/IEC61987/iec61987.nsf/Classes/0112-2---61987%23ABE762 | https://cdd.iec.ch/cdd/iec61987/iec61987.nsf/PropertiesAllVersions/0112-2---61987%23ABC899,https://cdd.iec.ch/cdd/iec61987/iec61987.nsf/PropertiesAllVersions/0112-2---61987%23ABC730,https://cdd.iec.ch/cdd/iec61987/iec61987.nsf/PropertiesAllVersions/0112-2---61987%23ABG885,https://cdd.iec.ch/cdd/iec61987/iec61987.nsf/PropertiesAllVersions/0112-2---61987%23ABG952,https://cdd.iec.ch/cdd/iec61987/iec61987.nsf/PropertiesAllVersions/0112-2---61987%23ABC786,https://cdd.iec.ch/cdd/iec61987/iec61987.nsf/PropertiesAllVersions/0112-2---61987%23ABC795,https://cdd.iec.ch/cdd/iec61987/iec61987.nsf/PropertiesAllVersions/0112-2---61987%23ABA293,https://cdd.iec.ch/cdd/iec61987/iec61987.nsf/PropertiesAllVersions/0112-2---61987%23ABC710 | 0112-2---61987#ABC730,0112-2---61987#ABG885,0112-2---61987#ABG952,0112-2---61987#ABC786,0112-2---61987#ABC795,0112-2---61987#ABA293,0112-2---61987#ABC710,0112-2---61987#ABC899
0112/2///61987#ABG142 | 001 | 01 | 0112/2///61987#ABG142#001 | Type of output [12] |  |  |  | administration block for polymorphism acting as proxy for the selected output type |  | Polymorphic element: ABG142, Id: 2 |  |  | ITEM_CLASS | [5 empty] | 0112/2///61987#ABG127 - Output [12] |  |  |  | Standard |  | IEC 61987 | IEC | 2018-03-28 | 2014-12-17 | 2018-03-20 | 2018-03-20 |  | SC65E – IEC 61987 | C00018 | 001-01 (2018-03-28 07:26:07 by BATCH 00000762) standard | 0112/2///61987#ABV501 | https://cdd.iec.ch/CDD/IEC61987/iec61987.nsf/Classes/0112-2---61987%23ABG142 | https://cdd.iec.ch/cdd/iec61987/iec61987.nsf/PropertiesAllVersions/0112-2---61987%23ABU903,https://cdd.iec.ch/cdd/iec61987/iec61987.nsf/PropertiesAllVersions/0112-2---61987%23ABU909,https://cdd.iec.ch/cdd/iec61987/iec61987.nsf/PropertiesAllVersions/0112-2---61987%23ABU910,https://cdd.iec.ch/cdd/iec61987/iec61987.nsf/PropertiesAllVersions/0112-2---61987%23ABU911,https://cdd.iec.ch/cdd/iec61987/iec61987.nsf/PropertiesAllVersions/0112-2---61987%23ABV013,https://cdd.iec.ch/cdd/iec61987/iec61987.nsf/PropertiesAllVersions/0112-2---61987%23ABV014,https://cdd.iec.ch/cdd/iec61987/iec61987.nsf/PropertiesAllVersions/0112-2---61987%23ABV015,https://cdd.iec.ch/cdd/iec61987/iec61987.nsf/PropertiesAllVersions/0112-2---61987%23ABV016,https://cdd.iec.ch/cdd/iec61987/iec61987.nsf/PropertiesAllVersions/0112-2---61987%23ABU912 | 0112-2---61987#ABU910,0112-2---61987#ABV015,0112-2---61987#ABV016,0112-2---61987#ABU912,0112-2---61987#ABU903,0112-2---61987#ABU909,0112-2---61987#ABU911,0112-2---61987#ABV013,0112-2---61987#ABV014
0112/2///61987#ABH418 | 001 | 01 | 0112/2///61987#ABH418#001 | Material of magnetic sleeve |  |  |  | properties characterizing the material of which a magnetic sleeve made |  |  |  |  | ITEM_CLASS | [5 empty] | 0112/2///61987#ABF025 - Structural design of a float level transmitter and switch |  |  |  | Standard |  |  |  | 2018-03-28 | 2018-03-28 | 2018-03-28 | 2018-03-28 |  | SC65E – IEC 61987 | C00018 | 001-01 (2018-03-28 07:26:12 by BATCH 00000762) standard | 0112/2///61987#ABV501 | https://cdd.iec.ch/CDD/IEC61987/iec61987.nsf/Classes/0112-2---61987%23ABH418 | https://cdd.iec.ch/cdd/iec61987/iec61987.nsf/PropertiesAllVersions/0112-2---61987%23ABB455,https://cdd.iec.ch/cdd/iec61987/iec61987.nsf/PropertiesAllVersions/0112-2---61987%23ABI460,https://cdd.iec.ch/cdd/iec61987/iec61987.nsf/PropertiesAllVersions/0112-2---61987%23ABA908,https://cdd.iec.ch/cdd/iec61987/iec61987.nsf/PropertiesAllVersions/0112-2---61987%23ABA907 | 0112-2---61987#ABB455,0112-2---61987#ABI460,0112-2---61987#ABA908,0112-2---61987#ABA907
0112/2///61987#ABA701 | 002 | 01 | 0112/2///61987#ABA701#002 | Thermal flow switch |  |  |  | flow switch that uses the heat transfer of a moving fluid to detect a flow regime |  |  |  |  | ITEM_CLASS |  |  |  |  | 0112/2///61987#ABU125 - reference to Operating LOP for flow measuring equipment |  |  |  |  | Standard |  |  |  | 2018-03-28 | 2013-08-27 | 2016-05-24 | 2016-05-24 |  | SC65E – IEC 61987 | C00004 |  | 0112/2///61987#ABA698 | https://cdd.iec.ch/CDD/IEC61987/iec61987.nsf/Classes/0112-2---61987%23ABA701 |  | 0112-2---61987#ABU125
0112/2///61987#ABC159 | 004 | 01 | 0112/2///61987#ABC159#004 | Codes and standards approval [1] |  |  |  | properties characterizing a device approval for a code or standard |  |  |  |  | ITEM_CLASS | [5 empty] | 0112/2///61987#ABC422 - Mechanical and electrical construction [flow transmitter]0112/2///61987#ABC423 - Mechanical and electrical construction [coriolis mass flow transmitter]0112/2///61987#ABC424 - Mechanical and electrical construction [swirl flow transmitter]0112/2///61987#ABC425 - Mechanical and electrical construction [electromagnetic flow transmitter]0112/2///61987#ABC426 - Mechanical and electrical construction [electromagnetic insertion flow transmitter]0112/2///61987#ABC427 - Mechanical and electrical construction [orifice/differential pressure flow transmitter]0112/2///61987#ABC428 - Mechanical and electrical construction [(oval) gear flow transmitter/gauge]0112/2///61987#ABC429 - Mechanical and electrical construction [piston flow transmitter/gauge]0112/2///61987#ABC430 - Mechanical and electrical construction [thermal mass flow transmitter]0112/2///61987#ABC431 - Mechanical and electrical construction [rotating element flow transmitter/gauge]0112/2///61987#ABC432 - Mechanical and electrical construction [ultrasonic flow transmitter]0112/2///61987#ABC433 - Mechanical and electrical construction [variable area flow transmitter/gauge]0112/2///61987#ABC434 - Mechanical and electrical construction [vortex flow transmitter]0112/2///61987#ABC435 - Mechanical and electrical construction [positive displacement flow transmitter/gauge]0112/2///61987#ABC436 - Mechanical and electrical construction [helix flow transmitter/gauge]0112/2///61987#ABC438 - Mechanical and electrical construction [absolute/gauge pressure transmitter]0112/2///61987#ABC439 - Mechanical and electrical construction [differential pressure transmitter]0112/2///61987#ABC440 - Mechanical and electrical construction [absolute/gauge pressure gauge]0112/2///61987#ABC441 - Mechanical and electrical construction [differential pressure gauge]0112/2///61987#ABC442 - Mechanical and electrical construction [remote seal]0112/2///61987#ABC443 - Mechanical and electrical construction [manifold]0112/2///61987#ABG360 - Mechanical and electrical construction [level transmitter]0112/2///61987#ABG361 - Mechanical and electrical construction [level switch]0112/2///61987#ABG362 - Mechanical and electrical construction [hydrostatic pressure level transmitter]0112/2///61987#ABG363 - Mechanical and electrical construction [displacer level transmitter/switch]0112/2///61987#ABG364 - Mechanical and electrical construction [guided-wave radar level transmitter/switch]0112/2///61987#ABG365 - Mechanical and electrical construction [float level transmitter/switch]0112/2///61987#ABG366 - Mechanical and electrical construction [capacitance level transmitter/switch]0112/2///61987#ABG367 - Mechanical and electrical construction [conductance level transmitter/switch]0112/2///61987#ABG368 - Mechanical and electrical construction [magnetic level gauge]0112/2///61987#ABG370 - Mechanical and electrical construction [free-space radar level transmitter]0112/2///61987#ABG371 - Mechanical and electrical construction [plumb bob level transmitter]0112/2///61987#ABG372 - Mechanical and electrical construction [ultrasonic level transmitter]0112/2///61987#ABG373 - Mechanical and electrical construction [laser level transmitter]0112/2///61987#ABG374 - Mechanical and electrical construction [servo level transmitter ]0112/2///61987#ABG376 - Mechanical and electrical construction [optical level switch]0112/2///61987#ABG377 - Mechanical and electrical construction [rotary paddle switch]0112/2///61987#ABG378 - Mechanical and electrical construction [vibrating level switch]0112/2///61987#ABG379 - Mechanical and electrical construction [ultrasonic level switch]0112/2///61987#ABG380 - Mechanical and electrical construction [microwave level switch]0112/2///61987#ABG381 - Mechanical and electrical construction [thermal level switch]0112/2///61987#ABG382 - Mechanical and electrical construction [sight level indicator]0112/2///61987#ABG383 - Mechanical and electrical construction [sight level gauge]0112/2///61987#ABG384 - Mechanical and electrical construction [stilling well]0112/2///61987#ABG385 - Mechanical and electrical construction [window]0112/2///61987#ABG386 - Mechanical and electrical construction [bypass/measuring chamber]0112/2///61987#ABG388 - Mechanical and electrical construction [contact temperature transmitter]0112/2///61987#ABG391 - Mechanical and electrical construction [insert/element]0112/2///61987#ABG394 - Mechanical and electrical construction [thermowell]0112/2///61987#ABG395 - Mechanical and electrical construction [temperature gauge]0112/2///61987#ABG396 - Mechanical and electrical construction [density transmitter]0112/2///61987#ABG397 - Mechanical and electrical construction [buoyancy density transmitter]0112/2///61987#ABG398 - Mechanical and electrical construction [refractive index density transmitter]0112/2///61987#ABG399 - Mechanical and electrical construction [vibrating tube density transmitter]0112/2///61987#ABG400 - Mechanical and electrical construction [radiometric density transmitter]0112/2///61987#ABG401 - Mechanical and electrical construction [vibrating fork/rod density transmitter]0112/2///61987#ABG402 - Mechanical and electrical construction [ultrasonic density transmitter]0112/2///61987#ABG403 - Mechanical and electrical construction [microwave density transmitter] |  |  |  | Standard |  |  |  | 2018-03-28 | 2013-08-27 | 2018-03-20 | 2018-03-20 |  | SC65E – IEC 61987 | C00004 |  | 0112/2///61987#ABV501 | https://cdd.iec.ch/CDD/IEC61987/iec61987.nsf/Classes/0112-2---61987%23ABC159 | https://cdd.iec.ch/cdd/iec61987/iec61987.nsf/PropertiesAllVersions/0112-2---61987%23ABD155,https://cdd.iec.ch/cdd/iec61987/iec61987.nsf/PropertiesAllVersions/0112-2---61987%23ABA470,https://cdd.iec.ch/cdd/iec61987/iec61987.nsf/PropertiesAllVersions/0112-2---61987%23ABD104 | 0112-2---61987#ABD155,0112-2---61987#ABA470,0112-2---61987#ABD104
0112/2///61987#ABC291 | 002 | 01 | 0112/2///61987#ABC291#002 | Input [2] |  |  |  | properties characterizing a measured variable, the size of which is to be acquired and indicated by the measurement as well as any auxiliary signal inputs |  |  | from IEC 61987-1, 5.4 |  | ITEM_CLASS | [5 empty] | 0112/2///61987#ABA006 - Device LOP for coriolis mass flow transmitter |  |  |  | Standard |  |  |  | 2018-03-28 | 2013-08-27 | 2016-05-24 | 2016-05-24 |  | SC65E – IEC 61987 | C00004 |  | 0112/2///61987#ABV501 | https://cdd.iec.ch/CDD/IEC61987/iec61987.nsf/Classes/0112-2---61987%23ABC291 | https://cdd.iec.ch/cdd/iec61987/iec61987.nsf/PropertiesAllVersions/0112-2---61987%23ABB065,https://cdd.iec.ch/cdd/iec61987/iec61987.nsf/PropertiesAllVersions/0112-2---61987%23ABD038,https://cdd.iec.ch/cdd/iec61987/iec61987.nsf/PropertiesAllVersions/0112-2---61987%23ABA340,https://cdd.iec.ch/cdd/iec61987/iec61987.nsf/PropertiesAllVersions/0112-2---61987%23ABC757 | 0112-2---61987#ABD038,0112-2---61987#ABA340,0112-2---61987#ABC757,0112-2---61987#ABB065
0112/2///61987#ABG432 | 001 | 01 | 0112/2///61987#ABG432#001 | Structural design [temperature transmitter] |  |  |  | properties characterizing the constructional details of a device |  |  |  |  | ITEM_CLASS | [5 empty] | 0112/2///61987#ABG387 - Mechanical and electrical construction [temperature transmitter] |  |  |  | Standard |  | IEC 61987 | IEC | 2018-03-28 | 2014-12-17 | 2016-05-24 | 2016-05-24 |  | SC65E – IEC 61987 | C00019 | 001-01 (2018-03-28 07:26:11 by BATCH 00000762) standard | 0112/2///61987#ABV501 | https://cdd.iec.ch/CDD/IEC61987/iec61987.nsf/Classes/0112-2---61987%23ABG432 | https://cdd.iec.ch/cdd/iec61987/iec61987.nsf/PropertiesAllVersions/0112-2---61987%23ABA177,https://cdd.iec.ch/cdd/iec61987/iec61987.nsf/PropertiesAllVersions/0112-2---61987%23ABD290 | 0112-2---61987#ABA177,0112-2---61987#ABD290
0112/2///61987#ABC228 | 004 | 01 | 0112/2///61987#ABC228#004 | Environmental design conditions |  |  |  | properties characterizing environmental conditions under which a device will be operated |  |  |  |  | ITEM_CLASS | [5 empty] | 0112/2///61987#ABC267 - High/single pressure side operating conditions for device design0112/2///61987#ABC326 - Low pressure side operating conditions for device design0112/2///61987#ABC459 - Operating conditions for device design0112/2///61987#ABG467 - Operating conditions for device design [level]0112/2///61987#ABG468 - Operating conditions for device design [temperature]0112/2///61987#ABG469 - Operating conditions for device design [density] |  |  |  | Standard |  |  |  | 2018-03-28 | 2013-08-27 | 2018-03-20 | 2018-03-20 |  | SC65E – IEC 61987 | C00004 |  | 0112/2///61987#ABV501 | https://cdd.iec.ch/CDD/IEC61987/iec61987.nsf/Classes/0112-2---61987%23ABC228 | https://cdd.iec.ch/cdd/iec61987/iec61987.nsf/PropertiesAllVersions/0112-2---61987%23ABD080,https://cdd.iec.ch/cdd/iec61987/iec61987.nsf/PropertiesAllVersions/0112-2---61987%23ABC946,https://cdd.iec.ch/cdd/iec61987/iec61987.nsf/PropertiesAllVersions/0112-2---61987%23ABC816 | 0112-2---61987#ABD080,0112-2---61987#ABC946,0112-2---61987#ABC816
0112/2///61987#ABC287 | 001 | 02 | 0112/2///61987#ABC287#001 | Inline remote seal |  |  |  | properties characterizing the constructional details of an inline remote seal |  |  |  |  | ITEM_CLASS | [5 empty] | 0112/2///61987#ABC630 - Structural design of a remote seal [1]0112/2///61987#ABC631 - Structural design of a remote seal [2] |  |  |  | Standard |  |  |  | 2018-03-28 | 2013-09-27 | 2013-09-27 | 2014-06-18 |  | SC65E – IEC 61987 | C00004 |  | 0112/2///61987#ABV501 | https://cdd.iec.ch/CDD/IEC61987/iec61987.nsf/Classes/0112-2---61987%23ABC287 | https://cdd.iec.ch/cdd/iec61987/iec61987.nsf/PropertiesAllVersions/0112-2---61987%23ABA910,https://cdd.iec.ch/cdd/iec61987/iec61987.nsf/PropertiesAllVersions/0112-2---61987%23ABA953 | 0112-2---61987#ABA953,0112-2---61987#ABA910
0112/2///61987#ABF525 | 001 | 01 | 0112/2///61987#ABF525#001 | Microwave emitter |  |  |  | properties characterizing the microwave emitter of a microwave level limit switch |  |  |  |  | ITEM_CLASS | [5 empty] | 0112/2///61987#ABF517 - Structural design of a microwave level switch0112/2///61987#ABF637 - Structural design of a microwave density transmitter |  |  |  | Standard |  | IEC 61987 | IEC | 2018-03-28 | 2018-03-28 | 2018-03-28 | 2018-03-28 |  | SC65E – IEC 61987 | C00018 | 001-01 (2018-03-28 07:26:06 by BATCH 00000762) standard | 0112/2///61987#ABV501 | https://cdd.iec.ch/CDD/IEC61987/iec61987.nsf/Classes/0112-2---61987%23ABF525 | https://cdd.iec.ch/cdd/iec61987/iec61987.nsf/PropertiesAllVersions/0112-2---61987%23ABB028,https://cdd.iec.ch/cdd/iec61987/iec61987.nsf/PropertiesAllVersions/0112-2---61987%23ABF528,https://cdd.iec.ch/cdd/iec61987/iec61987.nsf/PropertiesAllVersions/0112-2---61987%23ABF529,https://cdd.iec.ch/cdd/iec61987/iec61987.nsf/PropertiesAllVersions/0112-2---61987%23ABF026,https://cdd.iec.ch/cdd/iec61987/iec61987.nsf/PropertiesAllVersions/0112-2---61987%23ABF005 | 0112-2---61987#ABF026,0112-2---61987#ABF005,0112-2---61987#ABB028,0112-2---61987#ABF528,0112-2---61987#ABF529
0112/2///61987#ABF986 | 001 | 01 | 0112/2///61987#ABF986#001 | Type of measured variable [14] |  |  |  | administration block for polymorphism acting as proxy for the selected measured variable type |  | Polymorphic element: ABF986, Id: 3 |  |  | ITEM_CLASS | [5 empty] | 0112/2///61987#ABF950 - Measured variable [14] |  |  |  | Standard |  | IEC 61987 | IEC | 2018-03-28 | 2014-12-17 | 2016-05-24 | 2016-05-24 |  | SC65E – IEC 61987 | C00019 | 001-01 (2018-03-28 07:26:07 by BATCH 00000762) standard | 0112/2///61987#ABV501 | https://cdd.iec.ch/CDD/IEC61987/iec61987.nsf/Classes/0112-2---61987%23ABF986 | https://cdd.iec.ch/cdd/iec61987/iec61987.nsf/PropertiesAllVersions/0112-2---61987%23ABV167,https://cdd.iec.ch/cdd/iec61987/iec61987.nsf/PropertiesAllVersions/0112-2---61987%23ABV178,https://cdd.iec.ch/cdd/iec61987/iec61987.nsf/PropertiesAllVersions/0112-2---61987%23ABV179 | 0112-2---61987#ABV167,0112-2---61987#ABV178,0112-2---61987#ABV179
0112/2///61987#ABG422 | 001 | 01 | 0112/2///61987#ABG422#001 | Structural design [rotary paddle switch] |  |  |  | properties characterizing the constructional details of a device |  |  |  |  | ITEM_CLASS | [5 empty] | 0112/2///61987#ABG377 - Mechanical and electrical construction [rotary paddle switch] |  |  |  | Standard |  | IEC 61987 | IEC | 2018-03-28 | 2014-12-17 | 2018-03-20 | 2018-03-20 |  | SC65E – IEC 61987 | C00018 | 001-01 (2018-03-28 07:26:09 by BATCH 00000762) standard | 0112/2///61987#ABV501 | https://cdd.iec.ch/CDD/IEC61987/iec61987.nsf/Classes/0112-2---61987%23ABG422 | https://cdd.iec.ch/cdd/iec61987/iec61987.nsf/PropertiesAllVersions/0112-2---61987%23ABF747,https://cdd.iec.ch/cdd/iec61987/iec61987.nsf/PropertiesAllVersions/0112-2---61987%23ABF374,https://cdd.iec.ch/cdd/iec61987/iec61987.nsf/PropertiesAllVersions/0112-2---61987%23ABF796,https://cdd.iec.ch/cdd/iec61987/iec61987.nsf/PropertiesAllVersions/0112-2---61987%23ABD284 | 0112-2---61987#ABF747,0112-2---61987#ABF374,0112-2---61987#ABF796,0112-2---61987#ABD284
0112/2///61987#ABA667 | 003 | 01 | 0112/2///61987#ABA667#003 | Diaphragm seal pressure gauge |  |  |  | gauge pressure gauge equipped with a diaphragm seal that isolates the measuring instrument from the process medium but transmits pressure effects to its sensing element |  |  |  |  | ITEM_CLASS |  |  |  |  | 0112/2///61987#ABU134 - reference to Operating LOP for pressure measuring equipment0112/2///61987#ABU421 - reference to Device LOP for absolute pressure/gauge pressure gauge |  |  |  |  | Standard |  |  |  | 2018-03-28 | 2013-08-27 | 2016-05-24 | 2016-05-24 |  | SC65E – IEC 61987 | C00004 |  | 0112/2///61987#ABA662 | https://cdd.iec.ch/CDD/IEC61987/iec61987.nsf/Classes/0112-2---61987%23ABA667 |  | 0112-2---61987#ABU421
0112/2///61987#ABA815 | 002 | 01 | 0112/2///61987#ABA815#002 | Immersion level transmitter |  |  |  | pressure level transmitter, the sensing element of which is immersed in the liquid to be measured |  |  |  |  | ITEM_CLASS |  |  |  |  | 0112/2///61987#ABF882 - reference to Device LOP for hydrostatic pressure level transmitter0112/2///61987#ABF910 - reference to Operating LOP for level measuring equipment |  |  |  |  | Standard |  |  |  | 2018-03-28 | 2013-08-27 | 2016-05-24 | 2016-05-24 |  | SC65E – IEC 61987 | C00004 |  | 0112/2///61987#ABA814 | https://cdd.iec.ch/CDD/IEC61987/iec61987.nsf/Classes/0112-2---61987%23ABA815
0112/2///61987#ABC526 | 001 | 02 | 0112/2///61987#ABC526#001 | Pressure gauge sensing element and movement |  |  |  | properties characterizing the sensing element and the movement of pressure gauge |  |  |  |  | ITEM_CLASS | [5 empty] | 0112/2///61987#ABC625 - Structural design of a differential pressure gauge0112/2///61987#ABC629 - Structural design of a pressure or differential pressure gauge |  |  |  | Standard |  |  |  | 2018-03-28 | 2013-09-27 | 2013-09-27 | 2014-06-18 |  | SC65E – IEC 61987 | C00004 |  | 0112/2///61987#ABV501 | https://cdd.iec.ch/CDD/IEC61987/iec61987.nsf/Classes/0112-2---61987%23ABC526 | https://cdd.iec.ch/cdd/iec61987/iec61987.nsf/PropertiesAllVersions/0112-2---61987%23ABB048,https://cdd.iec.ch/cdd/iec61987/iec61987.nsf/PropertiesAllVersions/0112-2---61987%23ABC035,https://cdd.iec.ch/cdd/iec61987/iec61987.nsf/PropertiesAllVersions/0112-2---61987%23ABD456,https://cdd.iec.ch/cdd/iec61987/iec61987.nsf/PropertiesAllVersions/0112-2---61987%23ABC036,https://cdd.iec.ch/cdd/iec61987/iec61987.nsf/PropertiesAllVersions/0112-2---61987%23ABC037,https://cdd.iec.ch/cdd/iec61987/iec61987.nsf/PropertiesAllVersions/0112-2---61987%23ABC038 | 0112-2---61987#ABC036,0112-2---61987#ABC037,0112-2---61987#ABC038,0112-2---61987#ABB048,0112-2---61987#ABC035,0112-2---61987#ABD456
0112/2///61987#ABD911 | 001 | 02 | 0112/2///61987#ABD911#001 | Material of plug |  |  |  | properties characterizing the material of which a plug of a final control element is made |  |  |  |  | ITEM_CLASS | [5 empty] | - |  |  |  | Standard |  |  |  | 2018-03-28 | 2013-09-02 | 2013-09-02 | 2014-06-18 |  | SC65E – IEC 61987 | C00009 |  | 0112/2///61987#ABV501 | https://cdd.iec.ch/CDD/IEC61987/iec61987.nsf/Classes/0112-2---61987%23ABD911 | https://cdd.iec.ch/cdd/iec61987/iec61987.nsf/PropertiesAllVersions/0112-2---61987%23ABB455,https://cdd.iec.ch/cdd/iec61987/iec61987.nsf/PropertiesAllVersions/0112-2---61987%23ABI460,https://cdd.iec.ch/cdd/iec61987/iec61987.nsf/PropertiesAllVersions/0112-2---61987%23ABA908,https://cdd.iec.ch/cdd/iec61987/iec61987.nsf/PropertiesAllVersions/0112-2---61987%23ABA907 | 0112-2---61987#ABI460,0112-2---61987#ABA908,0112-2---61987#ABA907,0112-2---61987#ABB455
0112/2///61987#ABG325 | 002 | 01 | 0112/2///61987#ABG325#002 | Rated operating conditions [20] |  |  |  | properties characterizing the conditions that must be fulfilled during operation in order that a device or assembly performs as designed |  |  |  |  | ITEM_CLASS | [5 empty] | 0112/2///61987#ABE762 - Device LOP for temperature connection head0112/2///61987#ABE764 - Device LOP for separate temperature transmitter |  |  | false | Standard |  | IEC 61987 | IEC | 2022-12-09 | 2017-12-07 | 2022-12-09 | 2022-12-09 |  | IEC/SC 65E | C00112 |  | 0112/2///61987#ABV501 | https://cdd.iec.ch/CDD/IEC61987/iec61987.nsf/Classes/0112-2---61987%23ABG325 | https://cdd.iec.ch/cdd/iec61987/iec61987.nsf/PropertiesAllVersions/0112-2---61987%23ABD521,https://cdd.iec.ch/cdd/iec61987/iec61987.nsf/PropertiesAllVersions/0112-2---61987%23ABC859 | 0112-2---61987#ABD521,0112-2---61987#ABC859
0112/2///61987#ABA697 | 003 | 01 | 0112/2///61987#ABA697#003 | Switch |  |  |  | measuring instrument that provides a discrete output signal representative of a process regime |  |  |  |  | ITEM_CLASS | [9 empty] | Standard |  |  |  | 2018-03-28 | 2013-08-27 | 2016-05-24 | 2016-05-24 |  | SC65E – IEC 61987 | C00004 |  | 0112/2///61987#ABA001 | https://cdd.iec.ch/CDD/IEC61987/iec61987.nsf/Classes/0112-2---61987%23ABA697
0112/2///61987#ABC120 | 001 | 02 | 0112/2///61987#ABC120#001 | Assigned variable [3] |  |  |  | properties characterizing the configuration of the analog input or output |  | 13 ABC120.13 |  |  | ITEM_CLASS | [5 empty] | 0112/2///61987#ABC083 - Analog current input [1]0112/2///61987#ABC087 - Analog current output [2]0112/2///61987#ABC092 - Analog voltage input [1]0112/2///61987#ABC095 - Analog voltage output [1]0112/2///61987#ABC247 - Frequency input [1]0112/2///61987#ABC250 - Frequency output [1]0112/2///61987#ABC331 - Manufacturer-specific input [1]0112/2///61987#ABC333 - Manufacturer-specific output [1]0112/2///61987#ABC517 - Pneumatic/hydraulic output [2] |  |  |  | Standard |  |  |  | 2018-03-28 | 2013-08-27 | 2013-08-27 | 2014-06-18 |  | SC65E – IEC 61987 | C00004 |  | 0112/2///61987#ABV501 | https://cdd.iec.ch/CDD/IEC61987/iec61987.nsf/Classes/0112-2---61987%23ABC120 | https://cdd.iec.ch/cdd/iec61987/iec61987.nsf/PropertiesAllVersions/0112-2---61987%23ABU429,https://cdd.iec.ch/cdd/iec61987/iec61987.nsf/PropertiesAllVersions/0112-2---61987%23ABU442,https://cdd.iec.ch/cdd/iec61987/iec61987.nsf/PropertiesAllVersions/0112-2---61987%23ABU443,https://cdd.iec.ch/cdd/iec61987/iec61987.nsf/PropertiesAllVersions/0112-2---61987%23ABU464,https://cdd.iec.ch/cdd/iec61987/iec61987.nsf/PropertiesAllVersions/0112-2---61987%23ABU444,https://cdd.iec.ch/cdd/iec61987/iec61987.nsf/PropertiesAllVersions/0112-2---61987%23ABU445,https://cdd.iec.ch/cdd/iec61987/iec61987.nsf/PropertiesAllVersions/0112-2---61987%23ABU446,https://cdd.iec.ch/cdd/iec61987/iec61987.nsf/PropertiesAllVersions/0112-2---61987%23ABU447,https://cdd.iec.ch/cdd/iec61987/iec61987.nsf/PropertiesAllVersions/0112-2---61987%23ABU448,https://cdd.iec.ch/cdd/iec61987/iec61987.nsf/PropertiesAllVersions/0112-2---61987%23ABU449,https://cdd.iec.ch/cdd/iec61987/iec61987.nsf/PropertiesAllVersions/0112-2---61987%23ABU450 | 0112-2---61987#ABU429,0112-2---61987#ABU442,0112-2---61987#ABU444,0112-2---61987#ABU448,0112-2---61987#ABU449,0112-2---61987#ABU450,0112-2---61987#ABU443,0112-2---61987#ABU464,0112-2---61987#ABU445,0112-2---61987#ABU446,0112-2---61987#ABU447
0112/2///61987#ABC219 | 005 | 01 | 0112/2///61987#ABC219#005 | Electrical power output circuit |  |  |  | properties characterizing output circuits for supplying power to external equipment |  |  |  |  | ITEM_CLASS | [5 empty] | 0112/2///61987#ABC523 - Power supply [1]0112/2///61987#ABC524 - Power supply [2] |  |  |  | Standard |  |  |  | 2018-03-28 | 2013-08-27 | 2018-03-20 | 2018-03-20 |  | SC65E – IEC 61987 | C00016 |  | 0112/2///61987#ABV501 | https://cdd.iec.ch/CDD/IEC61987/iec61987.nsf/Classes/0112-2---61987%23ABC219 | https://cdd.iec.ch/cdd/iec61987/iec61987.nsf/PropertiesAllVersions/0112-2---61987%23ABE655,https://cdd.iec.ch/cdd/iec61987/iec61987.nsf/PropertiesAllVersions/0112-2---61987%23ABB604,https://cdd.iec.ch/cdd/iec61987/iec61987.nsf/PropertiesAllVersions/0112-2---61987%23ABA904,https://cdd.iec.ch/cdd/iec61987/iec61987.nsf/PropertiesAllVersions/0112-2---61987%23ABA220,https://cdd.iec.ch/cdd/iec61987/iec61987.nsf/PropertiesAllVersions/0112-2---61987%23ABA969,https://cdd.iec.ch/cdd/iec61987/iec61987.nsf/PropertiesAllVersions/0112-2---61987%23ABD417,https://cdd.iec.ch/cdd/iec61987/iec61987.nsf/PropertiesAllVersions/0112-2---61987%23ABA970,https://cdd.iec.ch/cdd/iec61987/iec61987.nsf/PropertiesAllVersions/0112-2---61987%23ABA971,https://cdd.iec.ch/cdd/iec61987/iec61987.nsf/PropertiesAllVersions/0112-2---61987%23ABA221,https://cdd.iec.ch/cdd/iec61987/iec61987.nsf/PropertiesAllVersions/0112-2---61987%23ABA605,https://cdd.iec.ch/cdd/iec61987/iec61987.nsf/PropertiesAllVersions/0112-2---61987%23ABD418,https://cdd.iec.ch/cdd/iec61987/iec61987.nsf/PropertiesAllVersions/0112-2---61987%23ABD419,https://cdd.iec.ch/cdd/iec61987/iec61987.nsf/PropertiesAllVersions/0112-2---61987%23ABB885,https://cdd.iec.ch/cdd/iec61987/iec61987.nsf/PropertiesAllVersions/0112-2---61987%23ABB886,https://cdd.iec.ch/cdd/iec61987/iec61987.nsf/PropertiesAllVersions/0112-2---61987%23ABA589,https://cdd.iec.ch/cdd/iec61987/iec61987.nsf/PropertiesAllVersions/0112-2---61987%23ABA387,https://cdd.iec.ch/cdd/iec61987/iec61987.nsf/PropertiesAllVersions/0112-2---61987%23ABC891,https://cdd.iec.ch/cdd/iec61987/iec61987.nsf/PropertiesAllVersions/0112-2---61987%23ABA390,https://cdd.iec.ch/cdd/iec61987/iec61987.nsf/PropertiesAllVersions/0112-2---61987%23ABC866,https://cdd.iec.ch/cdd/iec61987/iec61987.nsf/PropertiesAllVersions/0112-2---61987%23ABD078,https://cdd.iec.ch/cdd/iec61987/iec61987.nsf/PropertiesAllVersions/0112-2---61987%23ABB103,https://cdd.iec.ch/cdd/iec61987/iec61987.nsf/PropertiesAllVersions/0112-2---61987%23ABC850,https://cdd.iec.ch/cdd/iec61987/iec61987.nsf/PropertiesAllVersions/0112-2---61987%23ABA401,https://cdd.iec.ch/cdd/iec61987/iec61987.nsf/PropertiesAllVersions/0112-2---61987%23ABC778 | 0112-2---61987#ABA605,0112-2---61987#ABD418,0112-2---61987#ABB885,0112-2---61987#ABC891,0112-2---61987#ABA390,0112-2---61987#ABA220,0112-2---61987#ABA969,0112-2---61987#ABA971,0112-2---61987#ABC850,0112-2---61987#ABC866,0112-2---61987#ABC778,0112-2---61987#ABA904,0112-2---61987#ABD419,0112-2---61987#ABA589,0112-2---61987#ABD078,0112-2---61987#ABB103,0112-2---61987#ABE655,0112-2---61987#ABD417,0112-2---61987#ABA221,0112-2---61987#ABA387,0112-2---61987#ABA401,0112-2---61987#ABB604,0112-2---61987#ABA970,0112-2---61987#ABB886
0112/2///61987#ABC242 | 005 | 01 | 0112/2///61987#ABC242#005 | Fieldbus parameters |  |  |  | properties characterizing the fieldbus functions provided by a device through its digital communication interface |  |  |  |  | ITEM_CLASS | [5 empty] | 0112/2///61987#ABC201 - Digital communication interface |  |  |  | Standard |  |  |  | 2018-03-28 | 2013-08-27 | 2018-03-20 | 2018-03-20 |  | SC65E – IEC 61987 | C00004 |  | 0112/2///61987#ABV501 | https://cdd.iec.ch/CDD/IEC61987/iec61987.nsf/Classes/0112-2---61987%23ABC242 | https://cdd.iec.ch/cdd/iec61987/iec61987.nsf/PropertiesAllVersions/0112-2---61987%23ABA071,https://cdd.iec.ch/cdd/iec61987/iec61987.nsf/PropertiesAllVersions/0112-2---61987%23ABC886,https://cdd.iec.ch/cdd/iec61987/iec61987.nsf/PropertiesAllVersions/0112-2---61987%23ABA080,https://cdd.iec.ch/cdd/iec61987/iec61987.nsf/PropertiesAllVersions/0112-2---61987%23ABA081,https://cdd.iec.ch/cdd/iec61987/iec61987.nsf/PropertiesAllVersions/0112-2---61987%23ABA083,https://cdd.iec.ch/cdd/iec61987/iec61987.nsf/PropertiesAllVersions/0112-2---61987%23ABA084 | 0112-2---61987#ABA080,0112-2---61987#ABA081,0112-2---61987#ABA083,0112-2---61987#ABA084,0112-2---61987#ABA071,0112-2---61987#ABC886
0112/2///61987#ABC500 | 002 | 01 | 0112/2///61987#ABC500#002 | Performance of differential pressure transmitter |  |  |  | properties characterizing the accuracy of a differential pressure transmitter |  |  |  |  | ITEM_CLASS | [5 empty] | 0112/2///61987#ABC497 - Performance [7] |  |  |  | Standard |  |  |  | 2018-03-28 | 2013-09-27 | 2016-05-24 | 2016-05-24 |  | SC65E – IEC 61987 | C00004 |  | 0112/2///61987#ABV501 | https://cdd.iec.ch/CDD/IEC61987/iec61987.nsf/Classes/0112-2---61987%23ABC500 | https://cdd.iec.ch/cdd/iec61987/iec61987.nsf/PropertiesAllVersions/0112-2---61987%23ABB902,https://cdd.iec.ch/cdd/iec61987/iec61987.nsf/PropertiesAllVersions/0112-2---61987%23ABB903,https://cdd.iec.ch/cdd/iec61987/iec61987.nsf/PropertiesAllVersions/0112-2---61987%23ABB987,https://cdd.iec.ch/cdd/iec61987/iec61987.nsf/PropertiesAllVersions/0112-2---61987%23ABB988,https://cdd.iec.ch/cdd/iec61987/iec61987.nsf/PropertiesAllVersions/0112-2---61987%23ABB904,https://cdd.iec.ch/cdd/iec61987/iec61987.nsf/PropertiesAllVersions/0112-2---61987%23ABB905,https://cdd.iec.ch/cdd/iec61987/iec61987.nsf/PropertiesAllVersions/0112-2---61987%23ABB906,https://cdd.iec.ch/cdd/iec61987/iec61987.nsf/PropertiesAllVersions/0112-2---61987%23ABB907 | 0112-2---61987#ABB987,0112-2---61987#ABB988,0112-2---61987#ABB904,0112-2---61987#ABB905,0112-2---61987#ABB906,0112-2---61987#ABB907,0112-2---61987#ABB902,0112-2---61987#ABB903
0112/2///61987#ABE014 | 001 | 02 | 0112/2///61987#ABE014#001 | Structural design [globe valve] |  |  |  | properties characterizing the constructional details of a device |  |  |  |  | ITEM_CLASS | [5 empty] | 0112/2///61987#ABD929 - Mechanical and electrical construction [globe valve] |  |  |  | Standard |  |  |  | 2018-03-28 | 2013-09-02 | 2013-09-02 | 2014-06-18 |  | SC65E – IEC 61987 | C00009 |  | 0112/2///61987#ABV501 | https://cdd.iec.ch/CDD/IEC61987/iec61987.nsf/Classes/0112-2---61987%23ABE014 | https://cdd.iec.ch/cdd/iec61987/iec61987.nsf/PropertiesAllVersions/0112-2---61987%23ABE070,https://cdd.iec.ch/cdd/iec61987/iec61987.nsf/PropertiesAllVersions/0112-2---61987%23ABE286,https://cdd.iec.ch/cdd/iec61987/iec61987.nsf/PropertiesAllVersions/0112-2---61987%23ABE295 | 0112-2---61987#ABE286,0112-2---61987#ABE295,0112-2---61987#ABE070
0112/2///61987#ABF307 | 001 | 01 | 0112/2///61987#ABF307#001 | Dynamic behaviour [2] |  |  |  | properties characterizing the dynamic response of a device output |  |  |  |  | ITEM_CLASS | [5 empty] | 0112/2///61987#ABF109 - Absolute performance for temperature [2] |  |  |  | Standard |  | IEC 61987 | IEC | 2018-03-28 | 2017-09-22 | 2017-09-22 | 2017-09-22 |  | SC65E – IEC 61987 | C00019 | 001-01 (2018-03-28 07:26:05 by BATCH 00000762) standard | 0112/2///61987#ABV501 | https://cdd.iec.ch/CDD/IEC61987/iec61987.nsf/Classes/0112-2---61987%23ABF307 | https://cdd.iec.ch/cdd/iec61987/iec61987.nsf/PropertiesAllVersions/0112-2---61987%23ABA569,https://cdd.iec.ch/cdd/iec61987/iec61987.nsf/PropertiesAllVersions/0112-2---61987%23ABB717,https://cdd.iec.ch/cdd/iec61987/iec61987.nsf/PropertiesAllVersions/0112-2---61987%23ABA570,https://cdd.iec.ch/cdd/iec61987/iec61987.nsf/PropertiesAllVersions/0112-2---61987%23ABF311,https://cdd.iec.ch/cdd/iec61987/iec61987.nsf/PropertiesAllVersions/0112-2---61987%23ABB718,https://cdd.iec.ch/cdd/iec61987/iec61987.nsf/PropertiesAllVersions/0112-2---61987%23ABB719 | 0112-2---61987#ABA569,0112-2---61987#ABB717,0112-2---61987#ABA570,0112-2---61987#ABF311,0112-2---61987#ABB718,0112-2---61987#ABB719
0112/2///61987#ABP034 | 001 | 01 | 0112/2///61987#ABP034#001 | Influence of external quantities expressed as a percentage [I/O module] |  |  |  | properties characterizing the influence of external quantities that are not the subject of the measurement of an I/O module but whose change affects the relationship between the indication and the result of the measurement |  |  |  |  | ITEM_CLASS | [5 empty] | 0112/2///61987#ABP013 - Accuracy expressed as a percentage [I/O module] |  |  | false | Standard |  | IEC 61987 | IEC | 2023-01-23 | 2023-01-23 | 2023-01-23 | 2023-01-23 |  | IEC/SC 65E | C00128 | 001-01 (2023-01-23 14:53:33 by BATCH 00000807) standard | 0112/2///61987#ABV501 | https://cdd.iec.ch/CDD/IEC61987/iec61987.nsf/Classes/0112-2---61987%23ABP034 | https://cdd.iec.ch/cdd/iec61987/iec61987.nsf/PropertiesAllVersions/0112-2---61987%23ABB664,https://cdd.iec.ch/cdd/iec61987/iec61987.nsf/PropertiesAllVersions/0112-2---61987%23ABB665,https://cdd.iec.ch/cdd/iec61987/iec61987.nsf/PropertiesAllVersions/0112-2---61987%23ABB666,https://cdd.iec.ch/cdd/iec61987/iec61987.nsf/PropertiesAllVersions/0112-2---61987%23ABB667 | 0112-2---61987#ABB667,0112-2---61987#ABB664,0112-2---61987#ABB665,0112-2---61987#ABB666
0112/2///61987#ABU554 | 001 | 02 | 0112/2///61987#ABU554#001 | Manual override |  |  |  | properties characterizing a manual override |  | Id specified in IEC61987-22: ABD835 |  |  | ITEM_CLASS | [5 empty] | 0112/2///61987#ABE032 - Structural design of a pneumatic linear actuator0112/2///61987#ABE033 - Structural design of a pneumatic rotary actuator |  |  |  | Standard |  |  |  | 2018-03-28 | 2013-09-02 | 2013-09-02 | 2014-06-18 |  | SC65E – IEC 61987 | C00009 |  | 0112/2///61987#ABV501 | https://cdd.iec.ch/CDD/IEC61987/iec61987.nsf/Classes/0112-2---61987%23ABU554 | https://cdd.iec.ch/cdd/iec61987/iec61987.nsf/PropertiesAllVersions/0112-2---61987%23ABD758,https://cdd.iec.ch/cdd/iec61987/iec61987.nsf/PropertiesAllVersions/0112-2---61987%23ABD722,https://cdd.iec.ch/cdd/iec61987/iec61987.nsf/PropertiesAllVersions/0112-2---61987%23ABD563,https://cdd.iec.ch/cdd/iec61987/iec61987.nsf/PropertiesAllVersions/0112-2---61987%23ABE385 | 0112-2---61987#ABD758,0112-2---61987#ABD722,0112-2---61987#ABD563,0112-2---61987#ABE385
0112/2///61987#ABA024 | 002 | 01 | 0112/2///61987#ABA024#002 | Device LOP for helix flow transmitter/gauge |  |  |  | list of properties characterizing a helix flow transmitter or gauge |  |  |  |  | ITEM_CLASS | [5 empty] | 0112/2///61987#ABA786 - Helix flow transmitter |  |  |  | Standard |  |  |  | 2018-03-28 | 2013-09-27 | 2016-05-24 | 2016-05-24 |  | SC65E – IEC 61987 | C00004 |  | 0112/2///61987#ABV504 | https://cdd.iec.ch/CDD/IEC61987/iec61987.nsf/Classes/0112-2---61987%23ABA024 | https://cdd.iec.ch/cdd/iec61987/iec61987.nsf/PropertiesAllVersions/0112-2---61987%23ABC899,https://cdd.iec.ch/cdd/iec61987/iec61987.nsf/PropertiesAllVersions/0112-2---61987%23ABC730,https://cdd.iec.ch/cdd/iec61987/iec61987.nsf/PropertiesAllVersions/0112-2---61987%23ABC885,https://cdd.iec.ch/cdd/iec61987/iec61987.nsf/PropertiesAllVersions/0112-2---61987%23ABC927,https://cdd.iec.ch/cdd/iec61987/iec61987.nsf/PropertiesAllVersions/0112-2---61987%23ABB206,https://cdd.iec.ch/cdd/iec61987/iec61987.nsf/PropertiesAllVersions/0112-2---61987%23ABD108,https://cdd.iec.ch/cdd/iec61987/iec61987.nsf/PropertiesAllVersions/0112-2---61987%23ABC830,https://cdd.iec.ch/cdd/iec61987/iec61987.nsf/PropertiesAllVersions/0112-2---61987%23ABD124,https://cdd.iec.ch/cdd/iec61987/iec61987.nsf/PropertiesAllVersions/0112-2---61987%23ABD187,https://cdd.iec.ch/cdd/iec61987/iec61987.nsf/PropertiesAllVersions/0112-2---61987%23ABD066,https://cdd.iec.ch/cdd/iec61987/iec61987.nsf/PropertiesAllVersions/0112-2---61987%23ABD088,https://cdd.iec.ch/cdd/iec61987/iec61987.nsf/PropertiesAllVersions/0112-2---61987%23ABD153,https://cdd.iec.ch/cdd/iec61987/iec61987.nsf/PropertiesAllVersions/0112-2---61987%23ABC786,https://cdd.iec.ch/cdd/iec61987/iec61987.nsf/PropertiesAllVersions/0112-2---61987%23ABC795,https://cdd.iec.ch/cdd/iec61987/iec61987.nsf/PropertiesAllVersions/0112-2---61987%23ABA293,https://cdd.iec.ch/cdd/iec61987/iec61987.nsf/PropertiesAllVersions/0112-2---61987%23ABC710 | 0112-2---61987#ABD108,0112-2---61987#ABC795,0112-2---61987#ABD124,0112-2---61987#ABD088,0112-2---61987#ABD153,0112-2---61987#ABA293,0112-2---61987#ABC730,0112-2---61987#ABC885,0112-2---61987#ABC927,0112-2---61987#ABD066,0112-2---61987#ABC786,0112-2---61987#ABC710,0112-2---61987#ABC899,0112-2---61987#ABB206,0112-2---61987#ABC830,0112-2---61987#ABD187
0112/2///61987#ABC686 | 005 | 01 | 0112/2///61987#ABC686#005 | Wireless communication interface |  |  |  | properties characterizing a wireless communication interface |  |  |  |  | ITEM_CLASS | [5 empty] | 0112/2///61987#ABC201 - Digital communication interface0112/2///61987#ABC511 - Physical layer |  |  |  | Standard |  |  |  | 2018-03-28 | 2013-08-27 | 2018-03-20 | 2018-03-20 |  | SC65E – IEC 61987 | C00004 |  | 0112/2///61987#ABV501 | https://cdd.iec.ch/CDD/IEC61987/iec61987.nsf/Classes/0112-2---61987%23ABC686 | https://cdd.iec.ch/cdd/iec61987/iec61987.nsf/PropertiesAllVersions/0112-2---61987%23ABB251,https://cdd.iec.ch/cdd/iec61987/iec61987.nsf/PropertiesAllVersions/0112-2---61987%23ABB252 | 0112-2---61987#ABB251,0112-2---61987#ABB252
0112/2///61987#ABD796 | 002 | 01 | 0112/2///61987#ABD796#002 | Actuator |  |  |  | properties characterizing the actuator where a device is deployed |  |  |  |  | ITEM_CLASS | [5 empty] | 0112/2///61987#ABE308 - Operating LOP for positioner0112/2///61987#ABE308 - Operating LOP for valve/actuator accessories |  |  |  | Standard |  |  |  | 2018-03-28 | 2013-09-02 | 2018-03-20 | 2018-03-20 |  | SC65E – IEC 61987 | C00009 |  | 0112/2///61987#ABV501 | https://cdd.iec.ch/CDD/IEC61987/iec61987.nsf/Classes/0112-2---61987%23ABD796 | https://cdd.iec.ch/cdd/iec61987/iec61987.nsf/PropertiesAllVersions/0112-2---61987%23ABD698,https://cdd.iec.ch/cdd/iec61987/iec61987.nsf/PropertiesAllVersions/0112-2---61987%23ABB383 | 0112-2---61987#ABD698,0112-2---61987#ABB383
0112/2///61987#ABH640 | 001 | 01 | 0112/2///61987#ABH640#001 | Calibration point of ullage |  |  |  | properties characterizing the calibration of output values of a single ullage input value |  |  |  |  | ITEM_CLASS | [5 empty] | 0112/2///61987#ABH622 - Calibration of ullage |  |  |  | Standard |  |  |  | 2019-03-08 | 2017-12-07 | 2019-03-08 | 2019-03-08 |  | SC65E – IEC 61987 | C00018 | 001-01 (2019-03-08 15:35:12 by BATCH 00000766) standard | 0112/2///61987#ABV501 | https://cdd.iec.ch/CDD/IEC61987/iec61987.nsf/Classes/0112-2---61987%23ABH640 | https://cdd.iec.ch/cdd/iec61987/iec61987.nsf/PropertiesAllVersions/0112-2---61987%23ABH564,https://cdd.iec.ch/cdd/iec61987/iec61987.nsf/PropertiesAllVersions/0112-2---61987%23ABH674,https://cdd.iec.ch/cdd/iec61987/iec61987.nsf/PropertiesAllVersions/0112-2---61987%23ABH770 | 0112-2---61987#ABH564,0112-2---61987#ABH674,0112-2---61987#ABH770
0112/2///61987#ABE312 | 002 | 01 | 0112/2///61987#ABE312#002 | Device LOP for gate valve |  |  |  | list of properties characterizing a gate valve |  |  |  |  | ITEM_CLASS | [5 empty] | 0112/2///61987#ABD345 - Gate valve |  |  |  | Standard |  | IEC 61987 | IEC | 2022-09-08 | 2017-12-07 | 2022-09-08 | 2022-09-08 |  | IEC/SC 65E | C00121 |  | 0112/2///61987#ABV504 | https://cdd.iec.ch/CDD/IEC61987/iec61987.nsf/Classes/0112-2---61987%23ABE312 | https://cdd.iec.ch/cdd/iec61987/iec61987.nsf/PropertiesAllVersions/0112-2---61987%23ABC899,https://cdd.iec.ch/cdd/iec61987/iec61987.nsf/PropertiesAllVersions/0112-2---61987%23ABC730,https://cdd.iec.ch/cdd/iec61987/iec61987.nsf/PropertiesAllVersions/0112-2---61987%23ABE222,https://cdd.iec.ch/cdd/iec61987/iec61987.nsf/PropertiesAllVersions/0112-2---61987%23ABU551,https://cdd.iec.ch/cdd/iec61987/iec61987.nsf/PropertiesAllVersions/0112-2---61987%23ABE229,https://cdd.iec.ch/cdd/iec61987/iec61987.nsf/PropertiesAllVersions/0112-2---61987%23ABE256,https://cdd.iec.ch/cdd/iec61987/iec61987.nsf/PropertiesAllVersions/0112-2---61987%23ABE195,https://cdd.iec.ch/cdd/iec61987/iec61987.nsf/PropertiesAllVersions/0112-2---61987%23ABE073,https://cdd.iec.ch/cdd/iec61987/iec61987.nsf/PropertiesAllVersions/0112-2---61987%23ABC795,https://cdd.iec.ch/cdd/iec61987/iec61987.nsf/PropertiesAllVersions/0112-2---61987%23ABA293,https://cdd.iec.ch/cdd/iec61987/iec61987.nsf/PropertiesAllVersions/0112-2---61987%23ABC710 | 0112-2---61987#ABE229,0112-2---61987#ABE195,0112-2---61987#ABE073,0112-2---61987#ABC710,0112-2---61987#ABC730,0112-2---61987#ABE222,0112-2---61987#ABU551,0112-2---61987#ABA293,0112-2---61987#ABC899,0112-2---61987#ABE256,0112-2---61987#ABC795
0112/2///61987#ABC112 | 001 | 02 | 0112/2///61987#ABC112#001 | Assigned normalized volume pulse value |  |  |  | properties characterizing a pulse value configured at the factory for normalized volume |  | 12 ABC112.12 |  |  | ITEM_CLASS | [5 empty] | 0112/2///61987#ABC118 - Assigned variable [1] |  |  |  | Standard |  |  |  | 2018-03-28 | 2013-08-27 | 2013-08-27 | 2014-06-18 |  | SC65E – IEC 61987 | C00004 |  | 0112/2///61987#ABV501 | https://cdd.iec.ch/CDD/IEC61987/iec61987.nsf/Classes/0112-2---61987%23ABC112 | https://cdd.iec.ch/cdd/iec61987/iec61987.nsf/PropertiesAllVersions/0112-2---61987%23ABA429,https://cdd.iec.ch/cdd/iec61987/iec61987.nsf/PropertiesAllVersions/0112-2---61987%23ABA430,https://cdd.iec.ch/cdd/iec61987/iec61987.nsf/PropertiesAllVersions/0112-2---61987%23ABA431,https://cdd.iec.ch/cdd/iec61987/iec61987.nsf/PropertiesAllVersions/0112-2---61987%23ABA432,https://cdd.iec.ch/cdd/iec61987/iec61987.nsf/PropertiesAllVersions/0112-2---61987%23ABA433,https://cdd.iec.ch/cdd/iec61987/iec61987.nsf/PropertiesAllVersions/0112-2---61987%23ABA434 | 0112-2---61987#ABA431,0112-2---61987#ABA432,0112-2---61987#ABA433,0112-2---61987#ABA434,0112-2---61987#ABA429,0112-2---61987#ABA430
0112/2///61987#ABC254 | 003 | 01 | 0112/2///61987#ABC254#003 | Frequency signal on alarm |  |  |  | properties characterizing the value(s) or status assumed by the frequency signal when there is a fault in the device |  |  |  |  | ITEM_CLASS | [5 empty] | 0112/2///61987#ABC249 - Frequency input/output parameters |  |  | false | Standard |  | IEC 61987 | IEC | 2023-01-23 | 2017-12-07 | 2023-01-23 | 2023-01-23 |  | IEC/SC 65E | C00128 |  | 0112/2///61987#ABV501 | https://cdd.iec.ch/CDD/IEC61987/iec61987.nsf/Classes/0112-2---61987%23ABC254 | https://cdd.iec.ch/cdd/iec61987/iec61987.nsf/PropertiesAllVersions/0112-2---61987%23ABP190,https://cdd.iec.ch/cdd/iec61987/iec61987.nsf/PropertiesAllVersions/0112-2---61987%23ABP191,https://cdd.iec.ch/cdd/iec61987/iec61987.nsf/PropertiesAllVersions/0112-2---61987%23ABB874,https://cdd.iec.ch/cdd/iec61987/iec61987.nsf/PropertiesAllVersions/0112-2---61987%23ABB875,https://cdd.iec.ch/cdd/iec61987/iec61987.nsf/PropertiesAllVersions/0112-2---61987%23ABA375,https://cdd.iec.ch/cdd/iec61987/iec61987.nsf/PropertiesAllVersions/0112-2---61987%23ABA996,https://cdd.iec.ch/cdd/iec61987/iec61987.nsf/PropertiesAllVersions/0112-2---61987%23ABP199,https://cdd.iec.ch/cdd/iec61987/iec61987.nsf/PropertiesAllVersions/0112-2---61987%23ABP197 | 0112-2---61987#ABP199,0112-2---61987#ABP197,0112-2---61987#ABP190,0112-2---61987#ABP191,0112-2---61987#ABB874,0112-2---61987#ABB875,0112-2---61987#ABA375,0112-2---61987#ABA996
0112/2///61987#ABC452 | 002 | 01 | 0112/2///61987#ABC452#002 | Normal process conditions [2] |  |  |  | properties characterizing the range of process conditions within which a device is designed to operate within specified performance limits |  |  |  |  | ITEM_CLASS | [5 empty] | 0112/2///61987#ABC542 - Process design ratings [2]0112/2///61987#ABC543 - Process design ratings [3] |  |  |  | Standard |  |  |  | 2018-03-28 | 2013-08-27 | 2016-05-24 | 2016-05-24 |  | SC65E – IEC 61987 | C00018 |  | 0112/2///61987#ABV501 | https://cdd.iec.ch/CDD/IEC61987/iec61987.nsf/Classes/0112-2---61987%23ABC452 | https://cdd.iec.ch/cdd/iec61987/iec61987.nsf/PropertiesAllVersions/0112-2---61987%23ABH446,https://cdd.iec.ch/cdd/iec61987/iec61987.nsf/PropertiesAllVersions/0112-2---61987%23ABA954,https://cdd.iec.ch/cdd/iec61987/iec61987.nsf/PropertiesAllVersions/0112-2---61987%23ABB184,https://cdd.iec.ch/cdd/iec61987/iec61987.nsf/PropertiesAllVersions/0112-2---61987%23ABA955,https://cdd.iec.ch/cdd/iec61987/iec61987.nsf/PropertiesAllVersions/0112-2---61987%23ABB185,https://cdd.iec.ch/cdd/iec61987/iec61987.nsf/PropertiesAllVersions/0112-2---61987%23ABD423,https://cdd.iec.ch/cdd/iec61987/iec61987.nsf/PropertiesAllVersions/0112-2---61987%23ABD513,https://cdd.iec.ch/cdd/iec61987/iec61987.nsf/PropertiesAllVersions/0112-2---61987%23ABB997,https://cdd.iec.ch/cdd/iec61987/iec61987.nsf/PropertiesAllVersions/0112-2---61987%23ABB998,https://cdd.iec.ch/cdd/iec61987/iec61987.nsf/PropertiesAllVersions/0112-2---61987%23ABA918,https://cdd.iec.ch/cdd/iec61987/iec61987.nsf/PropertiesAllVersions/0112-2---61987%23ABA919,https://cdd.iec.ch/cdd/iec61987/iec61987.nsf/PropertiesAllVersions/0112-2---61987%23ABA598,https://cdd.iec.ch/cdd/iec61987/iec61987.nsf/PropertiesAllVersions/0112-2---61987%23ABB435,https://cdd.iec.ch/cdd/iec61987/iec61987.nsf/PropertiesAllVersions/0112-2---61987%23ABH447,https://cdd.iec.ch/cdd/iec61987/iec61987.nsf/PropertiesAllVersions/0112-2---61987%23ABH456,https://cdd.iec.ch/cdd/iec61987/iec61987.nsf/PropertiesAllVersions/0112-2---61987%23ABH449 | 0112-2---61987#ABH447,0112-2---61987#ABA954,0112-2---61987#ABB185,0112-2---61987#ABD423,0112-2---61987#ABB997,0112-2---61987#ABB998,0112-2---61987#ABA598,0112-2---61987#ABB435,0112-2---61987#ABH456,0112-2---61987#ABH446,0112-2---61987#ABA955,0112-2---61987#ABA918,0112-2---61987#ABA919,0112-2---61987#ABH449,0112-2---61987#ABB184,0112-2---61987#ABD513
0112/2///61987#ABG118 | 001 | 01 | 0112/2///61987#ABG118#001 | Analog voltage input [4] |  |  |  | properties characterizing an auxiliary analog voltage input |  | Polymorphic element: ABG118, Id: 4 |  |  | ITEM_CLASS | [5 empty] | 0112/2///61987#ABG061 - Type of auxiliary input [12]0112/2///61987#ABG062 - Type of auxiliary input [13]0112/2///61987#ABG063 - Type of auxiliary input [14]0112/2///61987#ABG064 - Type of auxiliary input [15]0112/2///61987#ABG071 - Type of auxiliary input [22] |  |  |  | Standard |  | IEC 61987 | IEC | 2018-03-28 | 2018-03-28 | 2018-03-28 | 2018-03-28 |  | SC65E – IEC 61987 | C00018 | 001-01 (2018-03-28 07:26:07 by BATCH 00000762) standard | 0112/2///61987#ABV501 | https://cdd.iec.ch/CDD/IEC61987/iec61987.nsf/Classes/0112-2---61987%23ABG118 | https://cdd.iec.ch/cdd/iec61987/iec61987.nsf/PropertiesAllVersions/0112-2---61987%23ABU978,https://cdd.iec.ch/cdd/iec61987/iec61987.nsf/PropertiesAllVersions/0112-2---61987%23ABC930,https://cdd.iec.ch/cdd/iec61987/iec61987.nsf/PropertiesAllVersions/0112-2---61987%23ABC724 | 0112-2---61987#ABC724,0112-2---61987#ABU978,0112-2---61987#ABC930
0112/2///61987#ABG456 | 001 | 01 | 0112/2///61987#ABG456#001 | Total fluid [density] |  |  |  | properties characterizing the set of common process variables for a stream consisting of one or more phases |  |  |  |  | ITEM_CLASS | [5 empty] | 0112/2///61987#ABH054 - Process case variables [density] |  |  |  | Standard |  | IEC 61987 | IEC | 2018-03-28 | 2014-12-17 | 2018-03-20 | 2018-03-20 |  | SC65E – IEC 61987 | C00017 | 001-01 (2018-03-28 07:26:11 by BATCH 00000762) standard | 0112/2///61987#ABV501 | https://cdd.iec.ch/CDD/IEC61987/iec61987.nsf/Classes/0112-2---61987%23ABG456 | https://cdd.iec.ch/cdd/iec61987/iec61987.nsf/PropertiesAllVersions/0112-2---61987%23ABB289,https://cdd.iec.ch/cdd/iec61987/iec61987.nsf/PropertiesAllVersions/0112-2---61987%23ABB290,https://cdd.iec.ch/cdd/iec61987/iec61987.nsf/PropertiesAllVersions/0112-2---61987%23ABB291,https://cdd.iec.ch/cdd/iec61987/iec61987.nsf/PropertiesAllVersions/0112-2---61987%23ABB292,https://cdd.iec.ch/cdd/iec61987/iec61987.nsf/PropertiesAllVersions/0112-2---61987%23ABB181,https://cdd.iec.ch/cdd/iec61987/iec61987.nsf/PropertiesAllVersions/0112-2---61987%23ABB182,https://cdd.iec.ch/cdd/iec61987/iec61987.nsf/PropertiesAllVersions/0112-2---61987%23ABA927,https://cdd.iec.ch/cdd/iec61987/iec61987.nsf/PropertiesAllVersions/0112-2---61987%23ABA946,https://cdd.iec.ch/cdd/iec61987/iec61987.nsf/PropertiesAllVersions/0112-2---61987%23ABA557,https://cdd.iec.ch/cdd/iec61987/iec61987.nsf/PropertiesAllVersions/0112-2---61987%23ABA556,https://cdd.iec.ch/cdd/iec61987/iec61987.nsf/PropertiesAllVersions/0112-2---61987%23ABA948,https://cdd.iec.ch/cdd/iec61987/iec61987.nsf/PropertiesAllVersions/0112-2---61987%23ABA949,https://cdd.iec.ch/cdd/iec61987/iec61987.nsf/PropertiesAllVersions/0112-2---61987%23ABA561,https://cdd.iec.ch/cdd/iec61987/iec61987.nsf/PropertiesAllVersions/0112-2---61987%23ABA626,https://cdd.iec.ch/cdd/iec61987/iec61987.nsf/PropertiesAllVersions/0112-2---61987%23ABB293,https://cdd.iec.ch/cdd/iec61987/iec61987.nsf/PropertiesAllVersions/0112-2---61987%23ABA625,https://cdd.iec.ch/cdd/iec61987/iec61987.nsf/PropertiesAllVersions/0112-2---61987%23ABB195,https://cdd.iec.ch/cdd/iec61987/iec61987.nsf/PropertiesAllVersions/0112-2---61987%23ABA627,https://cdd.iec.ch/cdd/iec61987/iec61987.nsf/PropertiesAllVersions/0112-2---61987%23ABB294 | 0112-2---61987#ABB289,0112-2---61987#ABB291,0112-2---61987#ABB292,0112-2---61987#ABA557,0112-2---61987#ABA625,0112-2---61987#ABB182,0112-2---61987#ABA927,0112-2---61987#ABA946,0112-2---61987#ABA626,0112-2---61987#ABB290,0112-2---61987#ABB181,0112-2---61987#ABA948,0112-2---61987#ABB195,0112-2---61987#ABB294,0112-2---61987#ABA556,0112-2---61987#ABA949,0112-2---61987#ABA561,0112-2---61987#ABB293,0112-2---61987#ABA627
0112/2///61987#ABI472 | 001 | 01 | 0112/2///61987#ABI472#001 | Accessory |  |  |  | properties characterizing a manufacturer specific accessory |  |  |  |  | ITEM_CLASS | [5 empty] | 0112/2///61987#ABI467 - Accessories and spare parts |  |  |  | Standard |  |  |  | 2019-03-08 | 2017-12-07 | 2019-03-08 | 2019-03-08 |  | SC65E – IEC 61987 | C00018 | 001-01 (2019-03-08 15:35:13 by BATCH 00000766) standard | 0112/2///61987#ABV501 | https://cdd.iec.ch/CDD/IEC61987/iec61987.nsf/Classes/0112-2---61987%23ABI472 | https://cdd.iec.ch/cdd/iec61987/iec61987.nsf/PropertiesAllVersions/0112-2---61987%23ABI513,https://cdd.iec.ch/cdd/iec61987/iec61987.nsf/PropertiesAllVersions/0112-2---61987%23ABI511,https://cdd.iec.ch/cdd/iec61987/iec61987.nsf/PropertiesAllVersions/0112-2---61987%23ABI512,https://cdd.iec.ch/cdd/iec61987/iec61987.nsf/PropertiesAllVersions/0112-2---61987%23ABI514,https://cdd.iec.ch/cdd/iec61987/iec61987.nsf/PropertiesAllVersions/0112-2---61987%23ABA581 | 0112-2---61987#ABI513,0112-2---61987#ABI511,0112-2---61987#ABI512,0112-2---61987#ABI514,0112-2---61987#ABA581
0112/2///61987#ABE310 | 002 | 01 | 0112/2///61987#ABE310#002 | Device LOP for valve body assembly |  |  |  | list of properties characterizing a valve body assembly |  |  |  |  | ITEM_CLASS | [5 empty] | 0112/2///61987#ABE330 - Valve body assembly (generic) |  |  |  | Standard |  | IEC 61987 | IEC | 2022-09-08 | 2017-12-07 | 2022-09-08 | 2022-09-08 |  | IEC/SC 65E | C00121 |  | 0112/2///61987#ABV504 | https://cdd.iec.ch/CDD/IEC61987/iec61987.nsf/Classes/0112-2---61987%23ABE310 | https://cdd.iec.ch/cdd/iec61987/iec61987.nsf/PropertiesAllVersions/0112-2---61987%23ABC899,https://cdd.iec.ch/cdd/iec61987/iec61987.nsf/PropertiesAllVersions/0112-2---61987%23ABC730,https://cdd.iec.ch/cdd/iec61987/iec61987.nsf/PropertiesAllVersions/0112-2---61987%23ABE221,https://cdd.iec.ch/cdd/iec61987/iec61987.nsf/PropertiesAllVersions/0112-2---61987%23ABU551,https://cdd.iec.ch/cdd/iec61987/iec61987.nsf/PropertiesAllVersions/0112-2---61987%23ABE229,https://cdd.iec.ch/cdd/iec61987/iec61987.nsf/PropertiesAllVersions/0112-2---61987%23ABE256,https://cdd.iec.ch/cdd/iec61987/iec61987.nsf/PropertiesAllVersions/0112-2---61987%23ABE196,https://cdd.iec.ch/cdd/iec61987/iec61987.nsf/PropertiesAllVersions/0112-2---61987%23ABE073,https://cdd.iec.ch/cdd/iec61987/iec61987.nsf/PropertiesAllVersions/0112-2---61987%23ABC795,https://cdd.iec.ch/cdd/iec61987/iec61987.nsf/PropertiesAllVersions/0112-2---61987%23ABA293,https://cdd.iec.ch/cdd/iec61987/iec61987.nsf/PropertiesAllVersions/0112-2---61987%23ABC710 | 0112-2---61987#ABC899,0112-2---61987#ABC730,0112-2---61987#ABE221,0112-2---61987#ABE256,0112-2---61987#ABC795,0112-2---61987#ABA293,0112-2---61987#ABC710,0112-2---61987#ABU551,0112-2---61987#ABE229,0112-2---61987#ABE196,0112-2---61987#ABE073
0112/2///61987#ABC244 | 001 | 02 | 0112/2///61987#ABC244#001 | Flow nozzle |  |  |  | properties characterizing a flow nozzle |  |  |  |  | ITEM_CLASS | [5 empty] | 0112/2///61987#ABC645 - Structural design of the primary element of a differential pressure flow transmitter |  |  |  | Standard |  |  |  | 2018-03-28 | 2013-08-27 | 2013-08-27 | 2014-06-18 |  | SC65E – IEC 61987 | C00004 |  | 0112/2///61987#ABV501 | https://cdd.iec.ch/CDD/IEC61987/iec61987.nsf/Classes/0112-2---61987%23ABC244 | https://cdd.iec.ch/cdd/iec61987/iec61987.nsf/PropertiesAllVersions/0112-2---61987%23ABB531,https://cdd.iec.ch/cdd/iec61987/iec61987.nsf/PropertiesAllVersions/0112-2---61987%23ABB532,https://cdd.iec.ch/cdd/iec61987/iec61987.nsf/PropertiesAllVersions/0112-2---61987%23ABB533,https://cdd.iec.ch/cdd/iec61987/iec61987.nsf/PropertiesAllVersions/0112-2---61987%23ABA893,https://cdd.iec.ch/cdd/iec61987/iec61987.nsf/PropertiesAllVersions/0112-2---61987%23ABB415,https://cdd.iec.ch/cdd/iec61987/iec61987.nsf/PropertiesAllVersions/0112-2---61987%23ABB416,https://cdd.iec.ch/cdd/iec61987/iec61987.nsf/PropertiesAllVersions/0112-2---61987%23ABB534,https://cdd.iec.ch/cdd/iec61987/iec61987.nsf/PropertiesAllVersions/0112-2---61987%23ABB414,https://cdd.iec.ch/cdd/iec61987/iec61987.nsf/PropertiesAllVersions/0112-2---61987%23ABA576,https://cdd.iec.ch/cdd/iec61987/iec61987.nsf/PropertiesAllVersions/0112-2---61987%23ABA591,https://cdd.iec.ch/cdd/iec61987/iec61987.nsf/PropertiesAllVersions/0112-2---61987%23ABB535,https://cdd.iec.ch/cdd/iec61987/iec61987.nsf/PropertiesAllVersions/0112-2---61987%23ABB428,https://cdd.iec.ch/cdd/iec61987/iec61987.nsf/PropertiesAllVersions/0112-2---61987%23ABB536,https://cdd.iec.ch/cdd/iec61987/iec61987.nsf/PropertiesAllVersions/0112-2---61987%23ABB537,https://cdd.iec.ch/cdd/iec61987/iec61987.nsf/PropertiesAllVersions/0112-2---61987%23ABA633,https://cdd.iec.ch/cdd/iec61987/iec61987.nsf/PropertiesAllVersions/0112-2---61987%23ABB526,https://cdd.iec.ch/cdd/iec61987/iec61987.nsf/PropertiesAllVersions/0112-2---61987%23ABB420,https://cdd.iec.ch/cdd/iec61987/iec61987.nsf/PropertiesAllVersions/0112-2---61987%23ABD160,https://cdd.iec.ch/cdd/iec61987/iec61987.nsf/PropertiesAllVersions/0112-2---61987%23ABB540,https://cdd.iec.ch/cdd/iec61987/iec61987.nsf/PropertiesAllVersions/0112-2---61987%23ABC993,https://cdd.iec.ch/cdd/iec61987/iec61987.nsf/PropertiesAllVersions/0112-2---61987%23ABD016,https://cdd.iec.ch/cdd/iec61987/iec61987.nsf/PropertiesAllVersions/0112-2---61987%23ABB510,https://cdd.iec.ch/cdd/iec61987/iec61987.nsf/PropertiesAllVersions/0112-2---61987%23ABB276 | 0112-2---61987#ABB416,0112-2---61987#ABB420,0112-2---61987#ABD160,0112-2---61987#ABA893,0112-2---61987#ABA633,0112-2---61987#ABB526,0112-2---61987#ABD016,0112-2---61987#ABB536,0112-2---61987#ABB537,0112-2---61987#ABB531,0112-2---61987#ABB532,0112-2---61987#ABB533,0112-2---61987#ABB415,0112-2---61987#ABB414,0112-2---61987#ABB428,0112-2---61987#ABC993,0112-2---61987#ABB276,0112-2---61987#ABB534,0112-2---61987#ABA576,0112-2---61987#ABA591,0112-2---61987#ABB535,0112-2---61987#ABB540,0112-2---61987#ABB510
0112/2///61987#ABJ621 | 001 | 01 | 0112/2///61987#ABJ621#001 | OUTPUT |  |  |  | properties characterizing an OUTPUT |  |  |  |  | ITEM_CLASS | [5 empty] | 0112/2///61987#ABH904 - Calculation function block |  |  |  | Standard |  |  |  | 2019-03-08 | 2017-12-07 | 2019-03-08 | 2019-03-08 |  | SC65E – IEC 61987 | C00018 | 001-01 (2019-03-08 15:35:13 by BATCH 00000766) standard | 0112/2///61987#ABV501 | https://cdd.iec.ch/CDD/IEC61987/iec61987.nsf/Classes/0112-2---61987%23ABJ621 | https://cdd.iec.ch/cdd/iec61987/iec61987.nsf/PropertiesAllVersions/0112-2---61987%23ABJ454,https://cdd.iec.ch/cdd/iec61987/iec61987.nsf/PropertiesAllVersions/0112-2---61987%23ABI357,https://cdd.iec.ch/cdd/iec61987/iec61987.nsf/PropertiesAllVersions/0112-2---61987%23ABJ652 | 0112-2---61987#ABJ454,0112-2---61987#ABI357,0112-2---61987#ABJ652
0112/2///61987#ABA753 | 003 | 01 | 0112/2///61987#ABA753#003 | Current transmitter |  |  |  | transmitter that outputs a signal representative of an electrical current |  |  |  |  | ITEM_CLASS | [9 empty] | Standard |  |  |  | 2018-03-28 | 2013-08-27 | 2016-05-24 | 2016-05-24 |  | SC65E – IEC 61987 | C00004 |  | 0112/2///61987#ABA751 | https://cdd.iec.ch/CDD/IEC61987/iec61987.nsf/Classes/0112-2---61987%23ABA753
0112/2///61987#ABO049 | 001 | 01 | 0112/2///61987#ABO049#001 | Gateway |  |  |  | network component that acts as a linking element between different communication network types, protocols and/or application models | In OSI-conforming communication networks, a gateway operates on Layer 4 up to layer 7. It allows networks based on completely different protocols to communicate with each other and possibly provides additional functionality. |  | IEC 61158-6-22, ed. 2.0 (2014-08), 3.2.17 (mod) |  | ITEM_CLASS |  |  |  |  | 0112/2///61987#ABP285 - reference to Operating LOP for infrastructure devices |  |  |  | false | Standard |  | IEC 61987-31 | IEC | 2022-10-26 | 2022-10-26 | 2022-10-26 | 2022-10-26 |  | IEC/SC 65E | C00127 | 001-01 (2022-10-26 07:15:16 by BATCH 00000802) standard | 0112/2///61987#ABO045 | https://cdd.iec.ch/CDD/IEC61987/iec61987.nsf/Classes/0112-2---61987%23ABO049
0112/2///61987#ABC145 | 006 | 01 | 0112/2///61987#ABC145#006 | Binary output IEC 60947-5-6 (NAMUR) |  |  |  | properties characterizing a binary output defined in IEC 60947-5-6 |  | 8 ABC145.8 |  |  | ITEM_CLASS | [5 empty] | 0112/2///61987#ABC665 - Type of output [2]0112/2///61987#ABC666 - Type of output [3]0112/2///61987#ABC667 - Type of output [4]0112/2///61987#ABC668 - Type of output [5]0112/2///61987#ABC669 - Type of output [6]0112/2///61987#ABC670 - Type of output [7]0112/2///61987#ABE042 - Type of output [8]0112/2///61987#ABE573 - Type of output [9]0112/2///61987#ABE579 - Type of output [11]0112/2///61987#ABG153 - Type of output [23]0112/2///61987#ABG142 - Type of output [12]0112/2///61987#ABG143 - Type of output [13]0112/2///61987#ABG144 - Type of output [14]0112/2///61987#ABG145 - Type of output [15]0112/2///61987#ABG146 - Type of output [16]0112/2///61987#ABG147 - Type of output [17]0112/2///61987#ABG154 - Type of output [24]0112/2///61987#ABG155 - Type of output [25]0112/2///61987#ABG156 - Type of output [26]0112/2///61987#ABG148 - Type of output [18]0112/2///61987#ABG149 - Type of output [19]0112/2///61987#ABG150 - Type of output [20] |  |  |  | Standard |  |  |  | 2018-03-28 | 2013-08-27 | 2018-03-20 | 2018-03-20 |  | SC65E – IEC 61987 | C00019 |  | 0112/2///61987#ABV501 | https://cdd.iec.ch/CDD/IEC61987/iec61987.nsf/Classes/0112-2---61987%23ABC145 | https://cdd.iec.ch/cdd/iec61987/iec61987.nsf/PropertiesAllVersions/0112-2---61987%23ABA412,https://cdd.iec.ch/cdd/iec61987/iec61987.nsf/PropertiesAllVersions/0112-2---61987%23ABD220,https://cdd.iec.ch/cdd/iec61987/iec61987.nsf/PropertiesAllVersions/0112-2---61987%23ABA453,https://cdd.iec.ch/cdd/iec61987/iec61987.nsf/PropertiesAllVersions/0112-2---61987%23ABA980,https://cdd.iec.ch/cdd/iec61987/iec61987.nsf/PropertiesAllVersions/0112-2---61987%23ABB153,https://cdd.iec.ch/cdd/iec61987/iec61987.nsf/PropertiesAllVersions/0112-2---61987%23ABA611,https://cdd.iec.ch/cdd/iec61987/iec61987.nsf/PropertiesAllVersions/0112-2---61987%23ABA612,https://cdd.iec.ch/cdd/iec61987/iec61987.nsf/PropertiesAllVersions/0112-2---61987%23ABA629,https://cdd.iec.ch/cdd/iec61987/iec61987.nsf/PropertiesAllVersions/0112-2---61987%23ABA415,https://cdd.iec.ch/cdd/iec61987/iec61987.nsf/PropertiesAllVersions/0112-2---61987%23ABH369,https://cdd.iec.ch/cdd/iec61987/iec61987.nsf/PropertiesAllVersions/0112-2---61987%23ABA457,https://cdd.iec.ch/cdd/iec61987/iec61987.nsf/PropertiesAllVersions/0112-2---61987%23ABA387,https://cdd.iec.ch/cdd/iec61987/iec61987.nsf/PropertiesAllVersions/0112-2---61987%23ABC891,https://cdd.iec.ch/cdd/iec61987/iec61987.nsf/PropertiesAllVersions/0112-2---61987%23ABA390,https://cdd.iec.ch/cdd/iec61987/iec61987.nsf/PropertiesAllVersions/0112-2---61987%23ABC865,https://cdd.iec.ch/cdd/iec61987/iec61987.nsf/PropertiesAllVersions/0112-2---61987%23ABI463,https://cdd.iec.ch/cdd/iec61987/iec61987.nsf/PropertiesAllVersions/0112-2---61987%23ABB103,https://cdd.iec.ch/cdd/iec61987/iec61987.nsf/PropertiesAllVersions/0112-2---61987%23ABC850,https://cdd.iec.ch/cdd/iec61987/iec61987.nsf/PropertiesAllVersions/0112-2---61987%23ABA401,https://cdd.iec.ch/cdd/iec61987/iec61987.nsf/PropertiesAllVersions/0112-2---61987%23ABC778 | 0112-2---61987#ABD220,0112-2---61987#ABH369,0112-2---61987#ABA457,0112-2---61987#ABA980,0112-2---61987#ABA390,0112-2---61987#ABC865,0112-2---61987#ABI463,0112-2---61987#ABA453,0112-2---61987#ABB153,0112-2---61987#ABA612,0112-2---61987#ABA415,0112-2---61987#ABA387,0112-2---61987#ABC891,0112-2---61987#ABB103,0112-2---61987#ABC850,0112-2---61987#ABA412,0112-2---61987#ABA611,0112-2---61987#ABA629,0112-2---61987#ABA401,0112-2---61987#ABC778
0112/2///61987#ABC164 | 006 | 01 | 0112/2///61987#ABC164#006 | Component part |  |  |  | properties characterizing a component part |  |  |  |  | ITEM_CLASS | [5 empty] | 0112/2///61987#ABC165 - Component part identifications |  |  |  | Standard |  |  |  | 2018-03-28 | 2013-08-27 | 2018-03-20 | 2018-03-20 |  | SC65E – IEC 61987 | C00004 |  | 0112/2///61987#ABV501 | https://cdd.iec.ch/CDD/IEC61987/iec61987.nsf/Classes/0112-2---61987%23ABC164 | https://cdd.iec.ch/cdd/iec61987/iec61987.nsf/PropertiesAllVersions/0112-2---61987%23ABB271,https://cdd.iec.ch/cdd/iec61987/iec61987.nsf/PropertiesAllVersions/0112-2---61987%23ABA577,https://cdd.iec.ch/cdd/iec61987/iec61987.nsf/PropertiesAllVersions/0112-2---61987%23ABB087,https://cdd.iec.ch/cdd/iec61987/iec61987.nsf/PropertiesAllVersions/0112-2---61987%23ABA290,https://cdd.iec.ch/cdd/iec61987/iec61987.nsf/PropertiesAllVersions/0112-2---61987%23ABA291,https://cdd.iec.ch/cdd/iec61987/iec61987.nsf/PropertiesAllVersions/0112-2---61987%23ABA292,https://cdd.iec.ch/cdd/iec61987/iec61987.nsf/PropertiesAllVersions/0112-2---61987%23ABA566,https://cdd.iec.ch/cdd/iec61987/iec61987.nsf/PropertiesAllVersions/0112-2---61987%23ABA300 | 0112-2---61987#ABA291,0112-2---61987#ABA292,0112-2---61987#ABA566,0112-2---61987#ABA300,0112-2---61987#ABB271,0112-2---61987#ABA577,0112-2---61987#ABB087,0112-2---61987#ABA290
0112/2///61987#ABF952 | 001 | 01 | 0112/2///61987#ABF952#001 | Measured variable [16] | process variable |  |  | properties characterizing a measured variable, the size of which is to be acquired and indicated by the device |  |  |  |  | ITEM_CLASS | [5 empty] | 0112/2///61987#ABF935 - Input [28] |  |  |  | Standard |  | IEC 61987 | IEC | 2018-03-28 | 2014-12-17 | 2016-05-24 | 2016-05-24 |  | SC65E – IEC 61987 | C00019 | 001-01 (2018-03-28 07:26:07 by BATCH 00000762) standard | 0112/2///61987#ABV501 | https://cdd.iec.ch/CDD/IEC61987/iec61987.nsf/Classes/0112-2---61987%23ABF952 | https://cdd.iec.ch/cdd/iec61987/iec61987.nsf/PropertiesAllVersions/0112-2---61987%23ABB271,https://cdd.iec.ch/cdd/iec61987/iec61987.nsf/PropertiesAllVersions/0112-2---61987%23ABA577,https://cdd.iec.ch/cdd/iec61987/iec61987.nsf/PropertiesAllVersions/0112-2---61987%23ABG548 | 0112-2---61987#ABB271,0112-2---61987#ABA577,0112-2---61987#ABG548
0112/2///61987#ABA673 | 002 | 01 | 0112/2///61987#ABA673#002 | Bimetallic temperature gauge |  |  |  | temperature gauge that uses the deflection of a bimetallic strip to measure and indicate temperature |  |  |  |  | ITEM_CLASS |  |  |  |  | 0112/2///61987#ABF896 - reference to Operating LOP for temperature measuring equipment0112/2///61987#ABF904 - reference to Device LOP for temperature gauge |  |  |  |  | Standard |  |  |  | 2018-03-28 | 2013-08-27 | 2016-05-24 | 2016-05-24 |  | SC65E – IEC 61987 | C00004 |  | 0112/2///61987#ABA672 | https://cdd.iec.ch/CDD/IEC61987/iec61987.nsf/Classes/0112-2---61987%23ABA673 |  | 0112-2---61987#ABF904,0112-2---61987#ABF896
0112/2///61987#ABD866 | 002 | 01 | 0112/2///61987#ABD866#002 | Environmental design conditions [2] |  |  |  | properties characterizing environmental conditions under which a device will be operated |  |  |  |  | ITEM_CLASS | [5 empty] | 0112/2///61987#ABD950 - Operating conditions for device design [2] |  |  |  | Standard |  |  |  | 2018-03-28 | 2013-09-02 | 2018-03-20 | 2018-03-20 |  | SC65E – IEC 61987 | C00004 |  | 0112/2///61987#ABV501 | https://cdd.iec.ch/CDD/IEC61987/iec61987.nsf/Classes/0112-2---61987%23ABD866 | https://cdd.iec.ch/cdd/iec61987/iec61987.nsf/PropertiesAllVersions/0112-2---61987%23ABE202,https://cdd.iec.ch/cdd/iec61987/iec61987.nsf/PropertiesAllVersions/0112-2---61987%23ABC946,https://cdd.iec.ch/cdd/iec61987/iec61987.nsf/PropertiesAllVersions/0112-2---61987%23ABC816 | 0112-2---61987#ABE202,0112-2---61987#ABC946,0112-2---61987#ABC816
0112/2///61987#ABG471 | 002 | 01 | 0112/2///61987#ABG471#002 | Deployment design conditions [4] |  |  |  | properties characterizing the deployment of the device in the pipe or vessel in order to obtain the specified performance |  |  |  |  | ITEM_CLASS | [5 empty] | 0112/2///61987#ABH353 - Installation design conditions [5] |  |  | false | Standard |  | IEC 61987 | IEC | 2022-12-09 | 2017-12-07 | 2022-12-09 | 2022-12-09 |  | IEC/SC 65E | C00112 |  | 0112/2///61987#ABV501 | https://cdd.iec.ch/CDD/IEC61987/iec61987.nsf/Classes/0112-2---61987%23ABG471 | https://cdd.iec.ch/cdd/iec61987/iec61987.nsf/PropertiesAllVersions/0112-2---61987%23ABA590,https://cdd.iec.ch/cdd/iec61987/iec61987.nsf/PropertiesAllVersions/0112-2---61987%23ABH183,https://cdd.iec.ch/cdd/iec61987/iec61987.nsf/PropertiesAllVersions/0112-2---61987%23ABA088,https://cdd.iec.ch/cdd/iec61987/iec61987.nsf/PropertiesAllVersions/0112-2---61987%23ABA147,https://cdd.iec.ch/cdd/iec61987/iec61987.nsf/PropertiesAllVersions/0112-2---61987%23ABB969 | 0112-2---61987#ABA147,0112-2---61987#ABB969,0112-2---61987#ABA590,0112-2---61987#ABH183,0112-2---61987#ABA088
0112/2///61987#ABN990 | 001 | 01 | 0112/2///61987#ABN990#001 | Flow controller |  |  |  | controller that takes the input from at least one flow transmitter and provides an output to a control element in order to reach or maintain a required flow rate or setpoint |  |  |  |  | ITEM_CLASS |  |  |  |  | 0112/2///61987#ABP285 - reference to Operating LOP for infrastructure devices |  |  |  | false | Standard |  | IEC 61987-31 | IEC | 2022-10-26 | 2022-10-26 | 2022-10-26 | 2022-10-26 |  | IEC/SC 65E | C00127 | 001-01 (2022-10-26 07:15:16 by BATCH 00000802) standard | 0112/2///61987#ABN988 | https://cdd.iec.ch/CDD/IEC61987/iec61987.nsf/Classes/0112-2---61987%23ABN990
0112/2///61987#ABP395 | 001 | 01 | 0112/2///61987#ABP395#001 | Explosion-proof enclosure/housing |  |  |  | protection device used to contain the energy of an explosion within an enclosure designed for such purpose |  |  |  |  | ITEM_CLASS |  |  |  |  | 0112/2///61987#ABP285 - reference to Operating LOP for infrastructure devices |  |  |  | true | Standard |  | IEC 61987-31 | IEC | 2022-10-26 | 2022-10-26 | 2022-10-26 | 2022-10-26 |  | IEC/SC 65E | C00127 | 001-01 (2022-10-26 07:15:17 by BATCH 00000802) standard | 0112/2///61987#ABO066 | https://cdd.iec.ch/CDD/IEC61987/iec61987.nsf/Classes/0112-2---61987%23ABP395
0112/2///61987#ABV501 | 003 | 04 | 0112/2///61987#ABV501#003 | Block |  |  |  | predefined group of one or more classes |  |  |  |  | ITEM_CLASS | [9 empty] | Standard |  |  |  | 2018-03-28 | 2013-09-27 | 2013-09-27 | 2014-06-18 |  | SC65E – IEC 61987 | C00009 |  | 0112/2///61987#ABV001 | https://cdd.iec.ch/CDD/IEC61987/iec61987.nsf/Classes/0112-2---61987%23ABV501
0112/2///61987#ABC294 | 002 | 01 | 0112/2///61987#ABC294#002 | Input [5] |  |  |  | properties characterizing a measured variable, the size of which is to be acquired and indicated by the measurement as well as any auxiliary signal inputs |  |  | from IEC 61987-1, 5.4 |  | ITEM_CLASS | [5 empty] | 0112/2///61987#ABA013 - Device LOP for (oval) gear flow transmitter/gauge0112/2///61987#ABA014 - Device LOP for piston flow transmitter/gauge |  |  |  | Standard |  |  |  | 2018-03-28 | 2013-08-27 | 2016-05-24 | 2016-05-24 |  | SC65E – IEC 61987 | C00004 |  | 0112/2///61987#ABV501 | https://cdd.iec.ch/CDD/IEC61987/iec61987.nsf/Classes/0112-2---61987%23ABC294 | https://cdd.iec.ch/cdd/iec61987/iec61987.nsf/PropertiesAllVersions/0112-2---61987%23ABB065,https://cdd.iec.ch/cdd/iec61987/iec61987.nsf/PropertiesAllVersions/0112-2---61987%23ABD039,https://cdd.iec.ch/cdd/iec61987/iec61987.nsf/PropertiesAllVersions/0112-2---61987%23ABA340,https://cdd.iec.ch/cdd/iec61987/iec61987.nsf/PropertiesAllVersions/0112-2---61987%23ABC760 | 0112-2---61987#ABA340,0112-2---61987#ABC760,0112-2---61987#ABB065,0112-2---61987#ABD039
0112/2///61987#ABE027 | 001 | 02 | 0112/2///61987#ABE027#001 | Structural design of a butterfly valve |  |  |  | properties characterizing the constructional details of a butterfly valve |  |  |  |  | ITEM_CLASS | [5 empty] | 0112/2///61987#ABE021 - Structural design [butterfly valve] |  |  |  | Standard |  |  |  | 2018-03-28 | 2013-09-02 | 2013-09-02 | 2014-06-18 |  | SC65E – IEC 61987 | C00009 |  | 0112/2///61987#ABV501 | https://cdd.iec.ch/CDD/IEC61987/iec61987.nsf/Classes/0112-2---61987%23ABE027 | https://cdd.iec.ch/cdd/iec61987/iec61987.nsf/PropertiesAllVersions/0112-2---61987%23ABD718,https://cdd.iec.ch/cdd/iec61987/iec61987.nsf/PropertiesAllVersions/0112-2---61987%23ABD671,https://cdd.iec.ch/cdd/iec61987/iec61987.nsf/PropertiesAllVersions/0112-2---61987%23ABE209,https://cdd.iec.ch/cdd/iec61987/iec61987.nsf/PropertiesAllVersions/0112-2---61987%23ABD647,https://cdd.iec.ch/cdd/iec61987/iec61987.nsf/PropertiesAllVersions/0112-2---61987%23ABE166,https://cdd.iec.ch/cdd/iec61987/iec61987.nsf/PropertiesAllVersions/0112-2---61987%23ABE266,https://cdd.iec.ch/cdd/iec61987/iec61987.nsf/PropertiesAllVersions/0112-2---61987%23ABE182,https://cdd.iec.ch/cdd/iec61987/iec61987.nsf/PropertiesAllVersions/0112-2---61987%23ABE165,https://cdd.iec.ch/cdd/iec61987/iec61987.nsf/PropertiesAllVersions/0112-2---61987%23ABD711,https://cdd.iec.ch/cdd/iec61987/iec61987.nsf/PropertiesAllVersions/0112-2---61987%23ABD749 | 0112-2---61987#ABE209,0112-2---61987#ABD647,0112-2---61987#ABE166,0112-2---61987#ABD711,0112-2---61987#ABE165,0112-2---61987#ABD749,0112-2---61987#ABD718,0112-2---61987#ABD671,0112-2---61987#ABE266,0112-2---61987#ABE182
0112/2///61987#ABE674 | 001 | 01 | 0112/2///61987#ABE674#001 | Type of auxiliary input [18] |  |  |  | administration block for polymorphism acting as proxy for the selected control input type |  |  |  |  | ITEM_CLASS | [5 empty] | 0112/2///61987#ABE672 - Auxiliary input [18] |  |  |  | Standard |  |  |  | 2018-03-28 | 2014-09-14 | 2018-03-20 | 2018-03-20 |  | SC65E – IEC 61987 | C00016 | 001-01 (2018-03-28 07:26:03 by BATCH 00000762) standard | 0112/2///61987#ABV501 | https://cdd.iec.ch/CDD/IEC61987/iec61987.nsf/Classes/0112-2---61987%23ABE674 | https://cdd.iec.ch/cdd/iec61987/iec61987.nsf/PropertiesAllVersions/0112-2---61987%23ABE676,https://cdd.iec.ch/cdd/iec61987/iec61987.nsf/PropertiesAllVersions/0112-2---61987%23ABE400,https://cdd.iec.ch/cdd/iec61987/iec61987.nsf/PropertiesAllVersions/0112-2---61987%23ABE401,https://cdd.iec.ch/cdd/iec61987/iec61987.nsf/PropertiesAllVersions/0112-2---61987%23ABE402 | 0112-2---61987#ABE676,0112-2---61987#ABE400,0112-2---61987#ABE401,0112-2---61987#ABE402
0112/2///61987#ABH128 | 001 | 01 | 0112/2///61987#ABH128#001 | Process equipment connection |  |  |  | properties characterizing the process connection of an equipment according its constructional details |  |  |  |  | ITEM_CLASS | [5 empty] | 0112/2///61987#ABG478 - Process equipment [level] |  |  |  | Standard |  | IEC 61987 | IEC | 2018-03-28 | 2014-12-17 | 2018-03-20 | 2018-03-20 |  | SC65E – IEC 61987 | C00018 | 001-01 (2018-03-28 07:26:12 by BATCH 00000762) standard | 0112/2///61987#ABV501 | https://cdd.iec.ch/CDD/IEC61987/iec61987.nsf/Classes/0112-2---61987%23ABH128 | https://cdd.iec.ch/cdd/iec61987/iec61987.nsf/PropertiesAllVersions/0112-2---61987%23ABB336,https://cdd.iec.ch/cdd/iec61987/iec61987.nsf/PropertiesAllVersions/0112-2---61987%23ABB337,https://cdd.iec.ch/cdd/iec61987/iec61987.nsf/PropertiesAllVersions/0112-2---61987%23ABB338,https://cdd.iec.ch/cdd/iec61987/iec61987.nsf/PropertiesAllVersions/0112-2---61987%23ABB339,https://cdd.iec.ch/cdd/iec61987/iec61987.nsf/PropertiesAllVersions/0112-2---61987%23ABA576,https://cdd.iec.ch/cdd/iec61987/iec61987.nsf/PropertiesAllVersions/0112-2---61987%23ABA591,https://cdd.iec.ch/cdd/iec61987/iec61987.nsf/PropertiesAllVersions/0112-2---61987%23ABB340,https://cdd.iec.ch/cdd/iec61987/iec61987.nsf/PropertiesAllVersions/0112-2---61987%23ABB341,https://cdd.iec.ch/cdd/iec61987/iec61987.nsf/PropertiesAllVersions/0112-2---61987%23ABA555,https://cdd.iec.ch/cdd/iec61987/iec61987.nsf/PropertiesAllVersions/0112-2---61987%23ABA910,https://cdd.iec.ch/cdd/iec61987/iec61987.nsf/PropertiesAllVersions/0112-2---61987%23ABA554,https://cdd.iec.ch/cdd/iec61987/iec61987.nsf/PropertiesAllVersions/0112-2---61987%23ABB343,https://cdd.iec.ch/cdd/iec61987/iec61987.nsf/PropertiesAllVersions/0112-2---61987%23ABA145,https://cdd.iec.ch/cdd/iec61987/iec61987.nsf/PropertiesAllVersions/0112-2---61987%23ABH292,https://cdd.iec.ch/cdd/iec61987/iec61987.nsf/PropertiesAllVersions/0112-2---61987%23ABC983,https://cdd.iec.ch/cdd/iec61987/iec61987.nsf/PropertiesAllVersions/0112-2---61987%23ABH293,https://cdd.iec.ch/cdd/iec61987/iec61987.nsf/PropertiesAllVersions/0112-2---61987%23ABU164 | 0112-2---61987#ABB338,0112-2---61987#ABA591,0112-2---61987#ABA554,0112-2---61987#ABB343,0112-2---61987#ABH292,0112-2---61987#ABH293,0112-2---61987#ABB336,0112-2---61987#ABB340,0112-2---61987#ABA910,0112-2---61987#ABC983,0112-2---61987#ABB337,0112-2---61987#ABB339,0112-2---61987#ABA576,0112-2---61987#ABB341,0112-2---61987#ABA145,0112-2---61987#ABA555,0112-2---61987#ABU164
0112/2///61987#ABA741 | 002 | 01 | 0112/2///61987#ABA741#002 | TC temperature switch |  |  |  | temperature switch that uses a thermocouple (TC) sensing element to detect a temperature regime |  |  |  |  | ITEM_CLASS | [9 empty] | Standard |  |  |  | 2018-03-28 | 2013-08-27 | 2016-05-24 | 2016-05-24 |  | SC65E – IEC 61987 | C00004 |  | 0112/2///61987#ABA737 | https://cdd.iec.ch/CDD/IEC61987/iec61987.nsf/Classes/0112-2---61987%23ABA741
0112/2///61987#ABF867 | 001 | 01 | 0112/2///61987#ABF867#001 | Operating LOP for temperature measuring equipment |  |  |  | list of properties characterizing the operating conditions of temperature measuring instruments |  |  |  |  | ITEM_CLASS | [5 empty] | 0112/2///61987#ABA672 - Temperature gauge0112/2///61987#ABA835 - Temperature transmitter |  |  |  | Standard |  | IEC 61987 | IEC | 2018-03-28 | 2014-12-17 | 2016-05-24 | 2016-05-24 |  | SC65E – IEC 61987 | C00019 | 001-01 (2018-03-28 07:26:06 by BATCH 00000762) standard | 0112/2///61987#ABV503 | https://cdd.iec.ch/CDD/IEC61987/iec61987.nsf/Classes/0112-2---61987%23ABF867 | https://cdd.iec.ch/cdd/iec61987/iec61987.nsf/PropertiesAllVersions/0112-2---61987%23ABH440,https://cdd.iec.ch/cdd/iec61987/iec61987.nsf/PropertiesAllVersions/0112-2---61987%23ABE064,https://cdd.iec.ch/cdd/iec61987/iec61987.nsf/PropertiesAllVersions/0112-2---61987%23ABB164,https://cdd.iec.ch/cdd/iec61987/iec61987.nsf/PropertiesAllVersions/0112-2---61987%23ABH011,https://cdd.iec.ch/cdd/iec61987/iec61987.nsf/PropertiesAllVersions/0112-2---61987%23ABH028,https://cdd.iec.ch/cdd/iec61987/iec61987.nsf/PropertiesAllVersions/0112-2---61987%23ABH039,https://cdd.iec.ch/cdd/iec61987/iec61987.nsf/PropertiesAllVersions/0112-2---61987%23ABB348,https://cdd.iec.ch/cdd/iec61987/iec61987.nsf/PropertiesAllVersions/0112-2---61987%23ABH040 | 0112-2---61987#ABH440,0112-2---61987#ABE064,0112-2---61987#ABB164,0112-2---61987#ABH011,0112-2---61987#ABH028,0112-2---61987#ABH039,0112-2---61987#ABB348,0112-2---61987#ABH040
0112/2///61987#ABE743 | 001 | 01 | 0112/2///61987#ABE743#001 | Device LOP for guided-wave radar level transmitter/switch |  |  |  | list of properties characterizing a guided-wave radar level transmitter or switch |  |  |  |  | ITEM_CLASS | [5 empty] | 0112/2///61987#ABA722 - Guided-wave level switch0112/2///61987#ABA827 - Guided-wave radar level transmitter |  |  |  | Standard |  | IEC 61987 | IEC | 2018-03-28 | 2014-12-17 | 2018-03-20 | 2018-03-20 |  | SC65E – IEC 61987 | C00018 | 001-01 (2018-03-28 07:26:04 by BATCH 00000762) standard | 0112/2///61987#ABV504 | https://cdd.iec.ch/CDD/IEC61987/iec61987.nsf/Classes/0112-2---61987%23ABE743 | https://cdd.iec.ch/cdd/iec61987/iec61987.nsf/PropertiesAllVersions/0112-2---61987%23ABC899,https://cdd.iec.ch/cdd/iec61987/iec61987.nsf/PropertiesAllVersions/0112-2---61987%23ABC730,https://cdd.iec.ch/cdd/iec61987/iec61987.nsf/PropertiesAllVersions/0112-2---61987%23ABU857,https://cdd.iec.ch/cdd/iec61987/iec61987.nsf/PropertiesAllVersions/0112-2---61987%23ABG482,https://cdd.iec.ch/cdd/iec61987/iec61987.nsf/PropertiesAllVersions/0112-2---61987%23ABB206,https://cdd.iec.ch/cdd/iec61987/iec61987.nsf/PropertiesAllVersions/0112-2---61987%23ABG687,https://cdd.iec.ch/cdd/iec61987/iec61987.nsf/PropertiesAllVersions/0112-2---61987%23ABC830,https://cdd.iec.ch/cdd/iec61987/iec61987.nsf/PropertiesAllVersions/0112-2---61987%23ABG779,https://cdd.iec.ch/cdd/iec61987/iec61987.nsf/PropertiesAllVersions/0112-2---61987%23ABG880,https://cdd.iec.ch/cdd/iec61987/iec61987.nsf/PropertiesAllVersions/0112-2---61987%23ABG924,https://cdd.iec.ch/cdd/iec61987/iec61987.nsf/PropertiesAllVersions/0112-2---61987%23ABD088,https://cdd.iec.ch/cdd/iec61987/iec61987.nsf/PropertiesAllVersions/0112-2---61987%23ABD153,https://cdd.iec.ch/cdd/iec61987/iec61987.nsf/PropertiesAllVersions/0112-2---61987%23ABC786,https://cdd.iec.ch/cdd/iec61987/iec61987.nsf/PropertiesAllVersions/0112-2---61987%23ABC795,https://cdd.iec.ch/cdd/iec61987/iec61987.nsf/PropertiesAllVersions/0112-2---61987%23ABA293,https://cdd.iec.ch/cdd/iec61987/iec61987.nsf/PropertiesAllVersions/0112-2---61987%23ABC710 | 0112-2---61987#ABC899,0112-2---61987#ABC830,0112-2---61987#ABC795,0112-2---61987#ABC710,0112-2---61987#ABU857,0112-2---61987#ABG482,0112-2---61987#ABB206,0112-2---61987#ABG687,0112-2---61987#ABG924,0112-2---61987#ABC730,0112-2---61987#ABD088,0112-2---61987#ABD153,0112-2---61987#ABA293,0112-2---61987#ABG779,0112-2---61987#ABG880,0112-2---61987#ABC786
0112/2///61987#ABG062 | 001 | 01 | 0112/2///61987#ABG062#001 | Type of auxiliary input [13] |  |  |  | administration block for polymorphism acting as proxy for the selected auxiliary input type |  | Polymorphic element: ABG062, Id: 4 |  |  | ITEM_CLASS | [5 empty] | 0112/2///61987#ABG051 - Auxiliary input [13] |  |  |  | Standard |  | IEC 61987 | IEC | 2018-03-28 | 2014-12-17 | 2018-03-20 | 2018-03-20 |  | SC65E – IEC 61987 | C00018 | 001-01 (2018-03-28 07:26:07 by BATCH 00000762) standard | 0112/2///61987#ABV501 | https://cdd.iec.ch/CDD/IEC61987/iec61987.nsf/Classes/0112-2---61987%23ABG062 | https://cdd.iec.ch/cdd/iec61987/iec61987.nsf/PropertiesAllVersions/0112-2---61987%23ABU896,https://cdd.iec.ch/cdd/iec61987/iec61987.nsf/PropertiesAllVersions/0112-2---61987%23ABU965,https://cdd.iec.ch/cdd/iec61987/iec61987.nsf/PropertiesAllVersions/0112-2---61987%23ABU966,https://cdd.iec.ch/cdd/iec61987/iec61987.nsf/PropertiesAllVersions/0112-2---61987%23ABU968,https://cdd.iec.ch/cdd/iec61987/iec61987.nsf/PropertiesAllVersions/0112-2---61987%23ABU969,https://cdd.iec.ch/cdd/iec61987/iec61987.nsf/PropertiesAllVersions/0112-2---61987%23ABU970,https://cdd.iec.ch/cdd/iec61987/iec61987.nsf/PropertiesAllVersions/0112-2---61987%23ABU972 | 0112-2---61987#ABU972,0112-2---61987#ABU896,0112-2---61987#ABU965,0112-2---61987#ABU966,0112-2---61987#ABU968,0112-2---61987#ABU969,0112-2---61987#ABU970
0112/2///61987#ABG151 | 001 | 01 | 0112/2///61987#ABG151#001 | Type of output [21] |  |  |  | administration block for polymorphism acting as proxy for the selected output type |  | Polymorphic element: ABG151, Id: 2 |  |  | ITEM_CLASS | [5 empty] | 0112/2///61987#ABG136 - Output [21] |  |  |  | Standard |  | IEC 61987 | IEC | 2018-03-28 | 2014-12-17 | 2016-05-24 | 2016-05-24 |  | SC65E – IEC 61987 | C00019 | 001-01 (2018-03-28 07:26:07 by BATCH 00000762) standard | 0112/2///61987#ABV501 | https://cdd.iec.ch/CDD/IEC61987/iec61987.nsf/Classes/0112-2---61987%23ABG151 | https://cdd.iec.ch/cdd/iec61987/iec61987.nsf/PropertiesAllVersions/0112-2---61987%23ABV211,https://cdd.iec.ch/cdd/iec61987/iec61987.nsf/PropertiesAllVersions/0112-2---61987%23ABV213 | 0112-2---61987#ABV211,0112-2---61987#ABV213
0112/2///61987#ABH921 | 001 | 01 | 0112/2///61987#ABH921#001 | Monitored events |  |  |  | properties characterizing monitored events in HART event notification |  |  |  |  | ITEM_CLASS | [5 empty] | 0112/2///61987#ABH920 - HART event notification parameters |  |  |  | Standard |  |  |  | 2018-03-28 | 2018-03-28 | 2018-03-28 | 2018-03-28 |  | SC65E – IEC 61987 | C00018 | 001-01 (2018-03-28 07:26:12 by BATCH 00000762) standard | 0112/2///61987#ABV501 | https://cdd.iec.ch/CDD/IEC61987/iec61987.nsf/Classes/0112-2---61987%23ABH921 | https://cdd.iec.ch/cdd/iec61987/iec61987.nsf/PropertiesAllVersions/0112-2---61987%23ABI309,https://cdd.iec.ch/cdd/iec61987/iec61987.nsf/PropertiesAllVersions/0112-2---61987%23ABI310 | 0112-2---61987#ABI309,0112-2---61987#ABI310
0112/2///61987#ABN998 | 001 | 01 | 0112/2///61987#ABN998#001 | Servo controller |  |  |  | controller that regulates the velocity and position of a motor based on a feedback signal |  |  |  |  | ITEM_CLASS |  |  |  |  | 0112/2///61987#ABP285 - reference to Operating LOP for infrastructure devices |  |  |  | true | Standard |  | IEC 61987-31 | IEC | 2022-10-26 | 2022-10-26 | 2022-10-26 | 2022-10-26 |  | IEC/SC 65E | C00127 | 001-01 (2022-10-26 07:15:16 by BATCH 00000802) standard | 0112/2///61987#ABN988 | https://cdd.iec.ch/CDD/IEC61987/iec61987.nsf/Classes/0112-2---61987%23ABN998
0112/2///61987#ABO033 | 001 | 01 | 0112/2///61987#ABO033#001 | Frequency input module |  |  |  | input module that provides an frequency signal to another device |  |  |  |  | ITEM_CLASS |  |  |  |  | 0112/2///61987#ABP230 - reference to Device LOP for I/O modules0112/2///61987#ABP285 - reference to Operating LOP for infrastructure devices |  |  |  | true | Standard |  | IEC 61987-31 | IEC | 2022-10-26 | 2022-10-26 | 2022-10-26 | 2022-10-26 |  | IEC/SC 65E | C00127 | 001-01 (2022-10-26 07:15:16 by BATCH 00000802) standard | 0112/2///61987#ABO029 | https://cdd.iec.ch/CDD/IEC61987/iec61987.nsf/Classes/0112-2---61987%23ABO033
0112/2///61987#ABE755 | 001 | 01 | 0112/2///61987#ABE755#001 | Device LOP for level switch |  |  |  | list of properties characterizing a level switch |  |  |  |  | ITEM_CLASS | [5 empty] | 0112/2///61987#ABE754 - Level switch (generic) |  |  |  | Standard |  | IEC 61987 | IEC | 2018-03-28 | 2014-12-17 | 2018-03-20 | 2018-03-20 |  | SC65E – IEC 61987 | C00018 | 001-01 (2018-03-28 07:26:04 by BATCH 00000762) standard | 0112/2///61987#ABV504 | https://cdd.iec.ch/CDD/IEC61987/iec61987.nsf/Classes/0112-2---61987%23ABE755 | https://cdd.iec.ch/cdd/iec61987/iec61987.nsf/PropertiesAllVersions/0112-2---61987%23ABC899,https://cdd.iec.ch/cdd/iec61987/iec61987.nsf/PropertiesAllVersions/0112-2---61987%23ABC730,https://cdd.iec.ch/cdd/iec61987/iec61987.nsf/PropertiesAllVersions/0112-2---61987%23ABU857,https://cdd.iec.ch/cdd/iec61987/iec61987.nsf/PropertiesAllVersions/0112-2---61987%23ABG490,https://cdd.iec.ch/cdd/iec61987/iec61987.nsf/PropertiesAllVersions/0112-2---61987%23ABB206,https://cdd.iec.ch/cdd/iec61987/iec61987.nsf/PropertiesAllVersions/0112-2---61987%23ABG691,https://cdd.iec.ch/cdd/iec61987/iec61987.nsf/PropertiesAllVersions/0112-2---61987%23ABC830,https://cdd.iec.ch/cdd/iec61987/iec61987.nsf/PropertiesAllVersions/0112-2---61987%23ABG778,https://cdd.iec.ch/cdd/iec61987/iec61987.nsf/PropertiesAllVersions/0112-2---61987%23ABG880,https://cdd.iec.ch/cdd/iec61987/iec61987.nsf/PropertiesAllVersions/0112-2---61987%23ABG921,https://cdd.iec.ch/cdd/iec61987/iec61987.nsf/PropertiesAllVersions/0112-2---61987%23ABD088,https://cdd.iec.ch/cdd/iec61987/iec61987.nsf/PropertiesAllVersions/0112-2---61987%23ABD153,https://cdd.iec.ch/cdd/iec61987/iec61987.nsf/PropertiesAllVersions/0112-2---61987%23ABC786,https://cdd.iec.ch/cdd/iec61987/iec61987.nsf/PropertiesAllVersions/0112-2---61987%23ABC795,https://cdd.iec.ch/cdd/iec61987/iec61987.nsf/PropertiesAllVersions/0112-2---61987%23ABA293,https://cdd.iec.ch/cdd/iec61987/iec61987.nsf/PropertiesAllVersions/0112-2---61987%23ABC710 | 0112-2---61987#ABC795,0112-2---61987#ABA293,0112-2---61987#ABC710,0112-2---61987#ABU857,0112-2---61987#ABG691,0112-2---61987#ABG921,0112-2---61987#ABD088,0112-2---61987#ABD153,0112-2---61987#ABC786,0112-2---61987#ABG778,0112-2---61987#ABG880,0112-2---61987#ABC899,0112-2---61987#ABC730,0112-2---61987#ABB206,0112-2---61987#ABC830,0112-2---61987#ABG490
0112/2///61987#ABC310 | 001 | 02 | 0112/2///61987#ABC310#001 | Key/button |  |  |  | properties characterizing keys provided by a device |  |  |  |  | ITEM_CLASS | [5 empty] | 0112/2///61987#ABC202 - Digital indicator0112/2///61987#ABC312 - Keypad/buttons and display0112/2///61987#ABD850 - Digital indicator [2] |  |  |  | Standard |  |  |  | 2018-03-28 | 2013-08-27 | 2013-08-27 | 2014-06-18 |  | SC65E – IEC 61987 | C00004 |  | 0112/2///61987#ABV501 | https://cdd.iec.ch/CDD/IEC61987/iec61987.nsf/Classes/0112-2---61987%23ABC310 | https://cdd.iec.ch/cdd/iec61987/iec61987.nsf/PropertiesAllVersions/0112-2---61987%23ABA506,https://cdd.iec.ch/cdd/iec61987/iec61987.nsf/PropertiesAllVersions/0112-2---61987%23ABB985,https://cdd.iec.ch/cdd/iec61987/iec61987.nsf/PropertiesAllVersions/0112-2---61987%23ABA507,https://cdd.iec.ch/cdd/iec61987/iec61987.nsf/PropertiesAllVersions/0112-2---61987%23ABB986 | 0112-2---61987#ABA507,0112-2---61987#ABB986,0112-2---61987#ABA506,0112-2---61987#ABB985
0112/2///61987#ABC355 | 001 | 02 | 0112/2///61987#ABC355#001 | Material of displacement element |  |  |  | properties characterizing the material of which component parts to measure flow rates in a measuring chamber are made |  |  |  |  | ITEM_CLASS | [5 empty] | 0112/2///61987#ABC627 - Structural design of a helix flow transmitter or gauge0112/2///61987#ABC628 - Structural design of a positive displacement flow transmitter or gauge0112/2///61987#ABC632 - Structural design of a piston flow transmitter or gauge0112/2///61987#ABC640 - Structural design of an (oval) gear flow transmitter or gauge |  |  |  | Standard |  |  |  | 2018-03-28 | 2013-08-27 | 2013-08-27 | 2014-06-18 |  | SC65E – IEC 61987 | C00019 |  | 0112/2///61987#ABV501 | https://cdd.iec.ch/CDD/IEC61987/iec61987.nsf/Classes/0112-2---61987%23ABC355 | https://cdd.iec.ch/cdd/iec61987/iec61987.nsf/PropertiesAllVersions/0112-2---61987%23ABB455,https://cdd.iec.ch/cdd/iec61987/iec61987.nsf/PropertiesAllVersions/0112-2---61987%23ABI460,https://cdd.iec.ch/cdd/iec61987/iec61987.nsf/PropertiesAllVersions/0112-2---61987%23ABA908,https://cdd.iec.ch/cdd/iec61987/iec61987.nsf/PropertiesAllVersions/0112-2---61987%23ABA907 | 0112-2---61987#ABB455,0112-2---61987#ABI460,0112-2---61987#ABA908,0112-2---61987#ABA907
0112/2///61987#ABE017 | 001 | 02 | 0112/2///61987#ABE017#001 | Structural design [pneumatic linear actuator] |  |  |  | properties characterizing the constructional details of a device |  |  |  |  | ITEM_CLASS | [5 empty] | 0112/2///61987#ABD938 - Mechanical and electrical construction [pneumatic linear actuator] |  |  |  | Standard |  |  |  | 2018-03-28 | 2013-09-02 | 2013-09-02 | 2014-06-18 |  | SC65E – IEC 61987 | C00009 |  | 0112/2///61987#ABV501 | https://cdd.iec.ch/CDD/IEC61987/iec61987.nsf/Classes/0112-2---61987%23ABE017 | https://cdd.iec.ch/cdd/iec61987/iec61987.nsf/PropertiesAllVersions/0112-2---61987%23ABE067,https://cdd.iec.ch/cdd/iec61987/iec61987.nsf/PropertiesAllVersions/0112-2---61987%23ABE288,https://cdd.iec.ch/cdd/iec61987/iec61987.nsf/PropertiesAllVersions/0112-2---61987%23ABE295 | 0112-2---61987#ABE067,0112-2---61987#ABE288,0112-2---61987#ABE295
0112/2///61987#ABF109 | 001 | 01 | 0112/2///61987#ABF109#001 | Absolute performance for temperature [2] |  |  |  | properties characterizing the accuracy of a temperature measurement, expressed in engineering units (variant 2) |  | Polymorphic element: ABF109, Id: 3 |  |  | ITEM_CLASS | [5 empty] | 0112/2///61987#ABG281 - Type of performance variable [15]0112/2///61987#ABG283 - Type of performance variable [17] |  |  |  | Standard |  | IEC 61987 | IEC | 2018-03-28 | 2014-12-17 | 2017-09-18 | 2017-09-18 |  | SC65E – IEC 61987 | C00019 | 001-01 (2018-03-28 07:26:05 by BATCH 00000762) standard | 0112/2///61987#ABV501 | https://cdd.iec.ch/CDD/IEC61987/iec61987.nsf/Classes/0112-2---61987%23ABF109 | https://cdd.iec.ch/cdd/iec61987/iec61987.nsf/PropertiesAllVersions/0112-2---61987%23ABB197,https://cdd.iec.ch/cdd/iec61987/iec61987.nsf/PropertiesAllVersions/0112-2---61987%23ABB216,https://cdd.iec.ch/cdd/iec61987/iec61987.nsf/PropertiesAllVersions/0112-2---61987%23ABD535,https://cdd.iec.ch/cdd/iec61987/iec61987.nsf/PropertiesAllVersions/0112-2---61987%23ABB217,https://cdd.iec.ch/cdd/iec61987/iec61987.nsf/PropertiesAllVersions/0112-2---61987%23ABB749,https://cdd.iec.ch/cdd/iec61987/iec61987.nsf/PropertiesAllVersions/0112-2---61987%23ABB747,https://cdd.iec.ch/cdd/iec61987/iec61987.nsf/PropertiesAllVersions/0112-2---61987%23ABB772,https://cdd.iec.ch/cdd/iec61987/iec61987.nsf/PropertiesAllVersions/0112-2---61987%23ABB748,https://cdd.iec.ch/cdd/iec61987/iec61987.nsf/PropertiesAllVersions/0112-2---61987%23ABC708,https://cdd.iec.ch/cdd/iec61987/iec61987.nsf/PropertiesAllVersions/0112-2---61987%23ABF113,https://cdd.iec.ch/cdd/iec61987/iec61987.nsf/PropertiesAllVersions/0112-2---61987%23ABB519,https://cdd.iec.ch/cdd/iec61987/iec61987.nsf/PropertiesAllVersions/0112-2---61987%23ABB774,https://cdd.iec.ch/cdd/iec61987/iec61987.nsf/PropertiesAllVersions/0112-2---61987%23ABB775,https://cdd.iec.ch/cdd/iec61987/iec61987.nsf/PropertiesAllVersions/0112-2---61987%23ABB776,https://cdd.iec.ch/cdd/iec61987/iec61987.nsf/PropertiesAllVersions/0112-2---61987%23ABD504,https://cdd.iec.ch/cdd/iec61987/iec61987.nsf/PropertiesAllVersions/0112-2---61987%23ABF726,https://cdd.iec.ch/cdd/iec61987/iec61987.nsf/PropertiesAllVersions/0112-2---61987%23ABF771,https://cdd.iec.ch/cdd/iec61987/iec61987.nsf/PropertiesAllVersions/0112-2---61987%23ABF772 | 0112-2---61987#ABB776,0112-2---61987#ABF772,0112-2---61987#ABB774,0112-2---61987#ABB749,0112-2---61987#ABF113,0112-2---61987#ABF726,0112-2---61987#ABF771,0112-2---61987#ABB217,0112-2---61987#ABB216,0112-2---61987#ABD535,0112-2---61987#ABB747,0112-2---61987#ABB772,0112-2---61987#ABB748,0112-2---61987#ABB197,0112-2---61987#ABB519,0112-2---61987#ABB775,0112-2---61987#ABD504,0112-2---61987#ABC708
0112/2///61987#ABD864 | 001 | 02 | 0112/2///61987#ABD864#001 | End connection of trace heating system |  |  |  | properties characterizing a end connection of a trace heating system |  |  |  |  | ITEM_CLASS | [5 empty] | 0112/2///61987#ABE039 - Trace heating system [2] |  |  |  | Standard |  |  |  | 2018-03-28 | 2013-09-02 | 2013-09-02 | 2014-06-18 |  | SC65E – IEC 61987 | C00009 |  | 0112/2///61987#ABV501 | https://cdd.iec.ch/CDD/IEC61987/iec61987.nsf/Classes/0112-2---61987%23ABD864 | https://cdd.iec.ch/cdd/iec61987/iec61987.nsf/PropertiesAllVersions/0112-2---61987%23ABE107 | 0112-2---61987#ABE107
0112/2///61987#ABD881 | 001 | 02 | 0112/2///61987#ABD881#001 | Gas phase [valves] |  |  |  | properties characterizing a gas phase of a fluid |  |  |  |  | ITEM_CLASS | [5 empty] | 0112/2///61987#ABD988 - Process conditions at the inlet0112/2///61987#ABD989 - Process conditions at the outlet |  |  |  | Standard |  |  |  | 2018-03-28 | 2013-09-02 | 2013-09-02 | 2014-06-18 |  | SC65E – IEC 61987 | C00004 |  | 0112/2///61987#ABV501 | https://cdd.iec.ch/CDD/IEC61987/iec61987.nsf/Classes/0112-2---61987%23ABD881 | https://cdd.iec.ch/cdd/iec61987/iec61987.nsf/PropertiesAllVersions/0112-2---61987%23ABA946,https://cdd.iec.ch/cdd/iec61987/iec61987.nsf/PropertiesAllVersions/0112-2---61987%23ABA557,https://cdd.iec.ch/cdd/iec61987/iec61987.nsf/PropertiesAllVersions/0112-2---61987%23ABD712,https://cdd.iec.ch/cdd/iec61987/iec61987.nsf/PropertiesAllVersions/0112-2---61987%23ABB312,https://cdd.iec.ch/cdd/iec61987/iec61987.nsf/PropertiesAllVersions/0112-2---61987%23ABB313,https://cdd.iec.ch/cdd/iec61987/iec61987.nsf/PropertiesAllVersions/0112-2---61987%23ABB314,https://cdd.iec.ch/cdd/iec61987/iec61987.nsf/PropertiesAllVersions/0112-2---61987%23ABB315,https://cdd.iec.ch/cdd/iec61987/iec61987.nsf/PropertiesAllVersions/0112-2---61987%23ABB316,https://cdd.iec.ch/cdd/iec61987/iec61987.nsf/PropertiesAllVersions/0112-2---61987%23ABB067,https://cdd.iec.ch/cdd/iec61987/iec61987.nsf/PropertiesAllVersions/0112-2---61987%23ABB300,https://cdd.iec.ch/cdd/iec61987/iec61987.nsf/PropertiesAllVersions/0112-2---61987%23ABA556,https://cdd.iec.ch/cdd/iec61987/iec61987.nsf/PropertiesAllVersions/0112-2---61987%23ABB272,https://cdd.iec.ch/cdd/iec61987/iec61987.nsf/PropertiesAllVersions/0112-2---61987%23ABA624,https://cdd.iec.ch/cdd/iec61987/iec61987.nsf/PropertiesAllVersions/0112-2---61987%23ABA597,https://cdd.iec.ch/cdd/iec61987/iec61987.nsf/PropertiesAllVersions/0112-2---61987%23ABA603,https://cdd.iec.ch/cdd/iec61987/iec61987.nsf/PropertiesAllVersions/0112-2---61987%23ABD578,https://cdd.iec.ch/cdd/iec61987/iec61987.nsf/PropertiesAllVersions/0112-2---61987%23ABD579 | 0112-2---61987#ABB314,0112-2---61987#ABA603,0112-2---61987#ABD579,0112-2---61987#ABD712,0112-2---61987#ABB300,0112-2---61987#ABB272,0112-2---61987#ABA624,0112-2---61987#ABA946,0112-2---61987#ABB313,0112-2---61987#ABB315,0112-2---61987#ABB316,0112-2---61987#ABA597,0112-2---61987#ABD578,0112-2---61987#ABB312,0112-2---61987#ABB067,0112-2---61987#ABA556,0112-2---61987#ABA557
0112/2///61987#ABE393 | 001 | 02 | 0112/2///61987#ABE393#001 | Auxiliary input [11] |  |  |  | properties characterizing a device auxiliary input that acquires measured values from external instrumentation |  |  |  |  | ITEM_CLASS | [5 empty] | 0112/2///61987#ABD894 - Input [11]0112/2///61987#ABH340 - Input [35] |  |  |  | Standard |  |  |  | 2018-03-28 |  |  | 2014-06-18 |  | SC65E – IEC 61987 | C00009 |  | 0112/2///61987#ABV501 | https://cdd.iec.ch/CDD/IEC61987/iec61987.nsf/Classes/0112-2---61987%23ABE393 | https://cdd.iec.ch/cdd/iec61987/iec61987.nsf/PropertiesAllVersions/0112-2---61987%23ABB271,https://cdd.iec.ch/cdd/iec61987/iec61987.nsf/PropertiesAllVersions/0112-2---61987%23ABA577,https://cdd.iec.ch/cdd/iec61987/iec61987.nsf/PropertiesAllVersions/0112-2---61987%23ABB095,https://cdd.iec.ch/cdd/iec61987/iec61987.nsf/PropertiesAllVersions/0112-2---61987%23ABA342,https://cdd.iec.ch/cdd/iec61987/iec61987.nsf/PropertiesAllVersions/0112-2---61987%23ABE396 | 0112-2---61987#ABB095,0112-2---61987#ABA342,0112-2---61987#ABE396,0112-2---61987#ABB271,0112-2---61987#ABA577
0112/2///61987#ABG156 | 001 | 01 | 0112/2///61987#ABG156#001 | Type of output [26] |  |  |  | administration block for polymorphism acting as proxy for the selected output type |  | Polymorphic element: ABG156, Id: 2 |  |  | ITEM_CLASS | [5 empty] | 0112/2///61987#ABG141 - Output [26] |  |  |  | Standard |  | IEC 61987 | IEC | 2018-03-28 | 2014-12-17 | 2018-03-20 | 2018-03-20 |  | SC65E – IEC 61987 | C00018 | 001-01 (2018-03-28 07:26:07 by BATCH 00000762) standard | 0112/2///61987#ABV501 | https://cdd.iec.ch/CDD/IEC61987/iec61987.nsf/Classes/0112-2---61987%23ABG156 | https://cdd.iec.ch/cdd/iec61987/iec61987.nsf/PropertiesAllVersions/0112-2---61987%23ABU885,https://cdd.iec.ch/cdd/iec61987/iec61987.nsf/PropertiesAllVersions/0112-2---61987%23ABU909,https://cdd.iec.ch/cdd/iec61987/iec61987.nsf/PropertiesAllVersions/0112-2---61987%23ABU910,https://cdd.iec.ch/cdd/iec61987/iec61987.nsf/PropertiesAllVersions/0112-2---61987%23ABU911,https://cdd.iec.ch/cdd/iec61987/iec61987.nsf/PropertiesAllVersions/0112-2---61987%23ABV013,https://cdd.iec.ch/cdd/iec61987/iec61987.nsf/PropertiesAllVersions/0112-2---61987%23ABV014,https://cdd.iec.ch/cdd/iec61987/iec61987.nsf/PropertiesAllVersions/0112-2---61987%23ABV015,https://cdd.iec.ch/cdd/iec61987/iec61987.nsf/PropertiesAllVersions/0112-2---61987%23ABV016,https://cdd.iec.ch/cdd/iec61987/iec61987.nsf/PropertiesAllVersions/0112-2---61987%23ABU912,https://cdd.iec.ch/cdd/iec61987/iec61987.nsf/PropertiesAllVersions/0112-2---61987%23ABU888,https://cdd.iec.ch/cdd/iec61987/iec61987.nsf/PropertiesAllVersions/0112-2---61987%23ABU957 | 0112-2---61987#ABU885,0112-2---61987#ABU909,0112-2---61987#ABU910,0112-2---61987#ABU911,0112-2---61987#ABV013,0112-2---61987#ABV014,0112-2---61987#ABV016,0112-2---61987#ABU912,0112-2---61987#ABU888,0112-2---61987#ABU957,0112-2---61987#ABV015
0112/2///61987#ABC106 | 001 | 02 | 0112/2///61987#ABC106#001 | Assigned actual volume pulse value |  |  |  | properties characterizing a pulse value configured at the factory for actual volume |  | 12 ABC106.12 |  |  | ITEM_CLASS | [5 empty] | 0112/2///61987#ABC118 - Assigned variable [1] |  |  |  | Standard |  |  |  | 2018-03-28 | 2013-08-27 | 2013-08-27 | 2014-06-18 |  | SC65E – IEC 61987 | C00004 |  | 0112/2///61987#ABV501 | https://cdd.iec.ch/CDD/IEC61987/iec61987.nsf/Classes/0112-2---61987%23ABC106 | https://cdd.iec.ch/cdd/iec61987/iec61987.nsf/PropertiesAllVersions/0112-2---61987%23ABA422,https://cdd.iec.ch/cdd/iec61987/iec61987.nsf/PropertiesAllVersions/0112-2---61987%23ABA423,https://cdd.iec.ch/cdd/iec61987/iec61987.nsf/PropertiesAllVersions/0112-2---61987%23ABA424,https://cdd.iec.ch/cdd/iec61987/iec61987.nsf/PropertiesAllVersions/0112-2---61987%23ABA425,https://cdd.iec.ch/cdd/iec61987/iec61987.nsf/PropertiesAllVersions/0112-2---61987%23ABA427,https://cdd.iec.ch/cdd/iec61987/iec61987.nsf/PropertiesAllVersions/0112-2---61987%23ABA428 | 0112-2---61987#ABA423,0112-2---61987#ABA424,0112-2---61987#ABA425,0112-2---61987#ABA427,0112-2---61987#ABA428,0112-2---61987#ABA422
0112/2///61987#ABC324 | 002 | 01 | 0112/2///61987#ABC324#002 | Long-term behaviour |  |  |  | properties characterizing the stability of a device |  |  |  |  | ITEM_CLASS | [5 empty] | 0112/2///61987#ABC057 - Absolute performance for actual volume flow0112/2///61987#ABC058 - Absolute performance for density0112/2///61987#ABC059 - Absolute performance for dynamic viscosity0112/2///61987#ABC060 - Absolute performance for flow velocity0112/2///61987#ABC061 - Absolute performance for mass flow0112/2///61987#ABC062 - Absolute performance for normalized volume flow0112/2///61987#ABC063 - Absolute performance for other variable0112/2///61987#ABC064 - Absolute performance for pressure0112/2///61987#ABC065 - Absolute performance for temperature0112/2///61987#ABC489 - Percentage performance0112/2///61987#ABC490 - Percentage performance for pressure0112/2///61987#ABE792 - Absolute performance for concentration0112/2///61987#ABE793 - Absolute performance for volume fraction0112/2///61987#ABE826 - Absolute performance for level0112/2///61987#ABE836 - Absolute performance for volume0112/2///61987#ABE846 - Absolute performance for mass0112/2///61987#ABE856 - Absolute performance for degree of filling0112/2///61987#ABE866 - Absolute performance for point level0112/2///61987#ABE939 - Absolute performance for ullage0112/2///61987#ABF075 - Absolute performance for voltage0112/2///61987#ABF076 - Absolute performance for resistance0112/2///61987#ABF608 - Absolute performance for mass fraction0112/2///61987#ABG307 - Percentage performance [3]0112/2///61987#ABG309 - Percentage performance [6]0112/2///61987#ABG310 - Percentage performance [7]0112/2///61987#ABG311 - Percentage performance [5]0112/2///61987#ABG318 - Absolute performance for density [2]0112/2///61987#ABP011 - Absolute performance for temperature [I/O module] |  |  | false | Standard |  | IEC 61987 | IEC | 2022-12-09 | 2017-12-07 | 2022-12-09 | 2022-12-09 |  | IEC/SC 65E | C00112 |  | 0112/2///61987#ABV501 | https://cdd.iec.ch/CDD/IEC61987/iec61987.nsf/Classes/0112-2---61987%23ABC324 | https://cdd.iec.ch/cdd/iec61987/iec61987.nsf/PropertiesAllVersions/0112-2---61987%23ABB551,https://cdd.iec.ch/cdd/iec61987/iec61987.nsf/PropertiesAllVersions/0112-2---61987%23ABB843,https://cdd.iec.ch/cdd/iec61987/iec61987.nsf/PropertiesAllVersions/0112-2---61987%23ABB552,https://cdd.iec.ch/cdd/iec61987/iec61987.nsf/PropertiesAllVersions/0112-2---61987%23ABB844,https://cdd.iec.ch/cdd/iec61987/iec61987.nsf/PropertiesAllVersions/0112-2---61987%23ABB553,https://cdd.iec.ch/cdd/iec61987/iec61987.nsf/PropertiesAllVersions/0112-2---61987%23ABB554,https://cdd.iec.ch/cdd/iec61987/iec61987.nsf/PropertiesAllVersions/0112-2---61987%23ABB845,https://cdd.iec.ch/cdd/iec61987/iec61987.nsf/PropertiesAllVersions/0112-2---61987%23ABB555 | 0112-2---61987#ABB551,0112-2---61987#ABB843,0112-2---61987#ABB552,0112-2---61987#ABB844,0112-2---61987#ABB553,0112-2---61987#ABB554,0112-2---61987#ABB845,0112-2---61987#ABB555
0112/2///61987#ABF951 | 001 | 01 | 0112/2///61987#ABF951#001 | Measured variable [15] | process variable |  |  | properties characterizing a measured variable, the size of which is to be acquired and indicated by the device |  |  |  |  | ITEM_CLASS | [5 empty] | 0112/2///61987#ABF934 - Input [27] |  |  |  | Standard |  | IEC 61987 | IEC | 2018-03-28 | 2014-12-17 | 2016-05-24 | 2016-05-24 |  | SC65E – IEC 61987 | C00019 | 001-01 (2018-03-28 07:26:07 by BATCH 00000762) standard | 0112/2///61987#ABV501 | https://cdd.iec.ch/CDD/IEC61987/iec61987.nsf/Classes/0112-2---61987%23ABF951 | https://cdd.iec.ch/cdd/iec61987/iec61987.nsf/PropertiesAllVersions/0112-2---61987%23ABB271,https://cdd.iec.ch/cdd/iec61987/iec61987.nsf/PropertiesAllVersions/0112-2---61987%23ABA577,https://cdd.iec.ch/cdd/iec61987/iec61987.nsf/PropertiesAllVersions/0112-2---61987%23ABV196 | 0112-2---61987#ABB271,0112-2---61987#ABA577,0112-2---61987#ABV196
0112/2///61987#ABG323 | 002 | 01 | 0112/2///61987#ABG323#002 | Rated operating conditions [18] |  |  |  | properties characterizing the conditions that must be fulfilled during operation in order that a device or assembly performs as designed |  |  |  |  | ITEM_CLASS | [5 empty] | 0112/2///61987#ABE759 - Device LOP for temperature gauge0112/2///61987#ABE760 - Device LOP for contact temperature transmitter0112/2///61987#ABE763 - Device LOP for insert/element0112/2///61987#ABE765 - Device LOP for thermowell |  |  | false | Standard |  | IEC 61987 | IEC | 2022-12-09 | 2017-12-07 | 2022-12-09 | 2022-12-09 |  | IEC/SC 65E | C00112 |  | 0112/2///61987#ABV501 | https://cdd.iec.ch/CDD/IEC61987/iec61987.nsf/Classes/0112-2---61987%23ABG323 | https://cdd.iec.ch/cdd/iec61987/iec61987.nsf/PropertiesAllVersions/0112-2---61987%23ABD521,https://cdd.iec.ch/cdd/iec61987/iec61987.nsf/PropertiesAllVersions/0112-2---61987%23ABC859,https://cdd.iec.ch/cdd/iec61987/iec61987.nsf/PropertiesAllVersions/0112-2---61987%23ABG897,https://cdd.iec.ch/cdd/iec61987/iec61987.nsf/PropertiesAllVersions/0112-2---61987%23ABD163,https://cdd.iec.ch/cdd/iec61987/iec61987.nsf/PropertiesAllVersions/0112-2---61987%23ABF555,https://cdd.iec.ch/cdd/iec61987/iec61987.nsf/PropertiesAllVersions/0112-2---61987%23ABV233 | 0112-2---61987#ABD163,0112-2---61987#ABF555,0112-2---61987#ABV233,0112-2---61987#ABD521,0112-2---61987#ABC859,0112-2---61987#ABG897
0112/2///61987#ABH222 | 001 | 01 | 0112/2///61987#ABH222#001 | Dust |  |  |  | properties characterizing dust |  |  |  |  | ITEM_CLASS | [5 empty] | 0112/2///61987#ABH220 - Material between detector and target0112/2///61987#ABH253 - Atmosphere in sight path |  |  |  | Standard |  | IEC 61987 | IEC | 2018-03-28 | 2014-12-17 | 2017-09-18 | 2017-09-18 |  | SC65E – IEC 61987 | C00019 | 001-01 (2018-03-28 07:26:12 by BATCH 00000762) standard | 0112/2///61987#ABV501 | https://cdd.iec.ch/CDD/IEC61987/iec61987.nsf/Classes/0112-2---61987%23ABH222 | https://cdd.iec.ch/cdd/iec61987/iec61987.nsf/PropertiesAllVersions/0112-2---61987%23ABH223 | 0112-2---61987#ABH223
0112/2///61987#ABD353 | 001 | 01 | 0112/2///61987#ABD353#001 | Actuator |  |  |  | that part of a control valve/automated on/off valve which transforms a signal into a corresponding movement controlling the position of the internal regulating mechanism (closure member) | The signal or energizing force can be pneumatic, electric, hydraulic, or any combination thereof |  | IEC 60534-1 |  | ITEM_CLASS | [9 empty] | Standard |  |  |  | 2018-03-28 | 2013-09-02 | 2016-05-02 | 2016-05-02 |  | SC65E – IEC 61987 | C00019 | 001-01 (2018-03-28 07:25:59 by BATCH 00000762) standard | 0112/2///61987#ABD341 | https://cdd.iec.ch/CDD/IEC61987/iec61987.nsf/Classes/0112-2---61987%23ABD353 | https://cdd.iec.ch/cdd/iec61987/iec61987.nsf/PropertiesAllVersions/0112-2---61987%23ABU513 | 0112-2---61987#ABU513
0112/2///61987#ABD378 | 001 | 01 | 0112/2///61987#ABD378#001 | Lock-up relay |  |  |  | actuator/valve accessory that is a relay that locks in its energized position |  |  | StepLib |  | ITEM_CLASS |  |  |  |  | 0112/2///61987#ABU514 - reference to Operating LOP for valve/actuator accessories |  |  |  |  | Standard |  |  |  | 2018-03-28 | 2013-09-02 | 2016-05-02 | 2016-05-02 |  | SC65E – IEC 61987 | C00009 | 001-01 (2018-03-28 07:25:59 by BATCH 00000762) standard | 0112/2///61987#ABD366 | https://cdd.iec.ch/CDD/IEC61987/iec61987.nsf/Classes/0112-2---61987%23ABD378 |  | 0112-2---61987#ABU514
0112/2///61987#ABC124 | 001 | 02 | 0112/2///61987#ABC124#001 | Assigned variable [7] |  |  |  | properties characterizing the configuration of the analog input or output |  | 14 ABC124.14 |  |  | ITEM_CLASS | [5 empty] | 0112/2///61987#ABC672 - Type of performance variable [2]0112/2///61987#ABC516 - Pneumatic/hydraulic output [1] |  |  |  | Standard |  |  |  | 2018-03-28 | 2013-08-27 | 2013-08-27 | 2014-06-18 |  | SC65E – IEC 61987 | C00004 |  | 0112/2///61987#ABV501 | https://cdd.iec.ch/CDD/IEC61987/iec61987.nsf/Classes/0112-2---61987%23ABC124 | https://cdd.iec.ch/cdd/iec61987/iec61987.nsf/PropertiesAllVersions/0112-2---61987%23ABU296,https://cdd.iec.ch/cdd/iec61987/iec61987.nsf/PropertiesAllVersions/0112-2---61987%23ABU332,https://cdd.iec.ch/cdd/iec61987/iec61987.nsf/PropertiesAllVersions/0112-2---61987%23ABU333,https://cdd.iec.ch/cdd/iec61987/iec61987.nsf/PropertiesAllVersions/0112-2---61987%23ABU465,https://cdd.iec.ch/cdd/iec61987/iec61987.nsf/PropertiesAllVersions/0112-2---61987%23ABU334,https://cdd.iec.ch/cdd/iec61987/iec61987.nsf/PropertiesAllVersions/0112-2---61987%23ABU335,https://cdd.iec.ch/cdd/iec61987/iec61987.nsf/PropertiesAllVersions/0112-2---61987%23ABU336,https://cdd.iec.ch/cdd/iec61987/iec61987.nsf/PropertiesAllVersions/0112-2---61987%23ABU337 | 0112-2---61987#ABU332,0112-2---61987#ABU333,0112-2---61987#ABU465,0112-2---61987#ABU334,0112-2---61987#ABU335,0112-2---61987#ABU336,0112-2---61987#ABU337,0112-2---61987#ABU296
0112/2///61987#ABC262 | 001 | 02 | 0112/2///61987#ABC262#001 | Grounding electrode |  |  |  | properties characterizing an electrode to ground or earth a device |  |  |  |  | ITEM_CLASS | [5 empty] | 0112/2///61987#ABC642 - Structural design of an electromagnetic flow transmitter0112/2///61987#ABC643 - Structural design of an electromagnetic insertion flow transmitter |  |  |  | Standard |  |  |  | 2018-03-28 | 2013-08-27 | 2013-08-27 | 2014-06-18 |  | SC65E – IEC 61987 | C00004 |  | 0112/2///61987#ABV501 | https://cdd.iec.ch/CDD/IEC61987/iec61987.nsf/Classes/0112-2---61987%23ABC262 | https://cdd.iec.ch/cdd/iec61987/iec61987.nsf/PropertiesAllVersions/0112-2---61987%23ABB108,https://cdd.iec.ch/cdd/iec61987/iec61987.nsf/PropertiesAllVersions/0112-2---61987%23ABB107,https://cdd.iec.ch/cdd/iec61987/iec61987.nsf/PropertiesAllVersions/0112-2---61987%23ABB465,https://cdd.iec.ch/cdd/iec61987/iec61987.nsf/PropertiesAllVersions/0112-2---61987%23ABB463,https://cdd.iec.ch/cdd/iec61987/iec61987.nsf/PropertiesAllVersions/0112-2---61987%23ABC996 | 0112-2---61987#ABC996,0112-2---61987#ABB108,0112-2---61987#ABB107,0112-2---61987#ABB465,0112-2---61987#ABB463
0112/2///61987#ABE853 | 001 | 01 | 0112/2///61987#ABE853#001 | Accuracy for a subrange of mass |  |  |  | properties characterizing the accuracy of a mass measurement for a subrange of ideal span |  |  |  |  | ITEM_CLASS | [5 empty] | 0112/2///61987#ABE846 - Absolute performance for mass |  |  |  | Standard |  | IEC 61987 | IEC | 2018-03-28 | 2018-03-28 | 2018-03-28 | 2018-03-28 |  | SC65E – IEC 61987 | C00018 | 001-01 (2018-03-28 07:26:04 by BATCH 00000762) standard | 0112/2///61987#ABV501 | https://cdd.iec.ch/CDD/IEC61987/iec61987.nsf/Classes/0112-2---61987%23ABE853 | https://cdd.iec.ch/cdd/iec61987/iec61987.nsf/PropertiesAllVersions/0112-2---61987%23ABE854,https://cdd.iec.ch/cdd/iec61987/iec61987.nsf/PropertiesAllVersions/0112-2---61987%23ABE855,https://cdd.iec.ch/cdd/iec61987/iec61987.nsf/PropertiesAllVersions/0112-2---61987%23ABE847,https://cdd.iec.ch/cdd/iec61987/iec61987.nsf/PropertiesAllVersions/0112-2---61987%23ABE848,https://cdd.iec.ch/cdd/iec61987/iec61987.nsf/PropertiesAllVersions/0112-2---61987%23ABE849 | 0112-2---61987#ABE854,0112-2---61987#ABE855,0112-2---61987#ABE847,0112-2---61987#ABE848,0112-2---61987#ABE849
0112/2///61987#ABU698 | 001 | 01 | 0112/2///61987#ABU698#001 | Reference device conditions [3] |  |  |  | properties characterizing the reference conditions of the device under which the performance of a device was tested |  | Id specified in IEC61987: ABG242 |  |  | ITEM_CLASS | [5 empty] | 0112/2///61987#ABG237 - Reference conditions of the device [8]0112/2///61987#ABG269 - Reference conditions for the performance variable [8] |  |  |  | Standard |  | IEC 61987 | IEC | 2018-03-28 | 2014-12-17 | 2018-03-20 | 2018-03-20 |  | SC65E – IEC 61987 | C00017 | 001-01 (2018-03-28 07:26:13 by BATCH 00000762) standard | 0112/2///61987#ABV501 | https://cdd.iec.ch/CDD/IEC61987/iec61987.nsf/Classes/0112-2---61987%23ABU698 | https://cdd.iec.ch/cdd/iec61987/iec61987.nsf/PropertiesAllVersions/0112-2---61987%23ABB646,https://cdd.iec.ch/cdd/iec61987/iec61987.nsf/PropertiesAllVersions/0112-2---61987%23ABB647,https://cdd.iec.ch/cdd/iec61987/iec61987.nsf/PropertiesAllVersions/0112-2---61987%23ABB649,https://cdd.iec.ch/cdd/iec61987/iec61987.nsf/PropertiesAllVersions/0112-2---61987%23ABB650,https://cdd.iec.ch/cdd/iec61987/iec61987.nsf/PropertiesAllVersions/0112-2---61987%23ABB651,https://cdd.iec.ch/cdd/iec61987/iec61987.nsf/PropertiesAllVersions/0112-2---61987%23ABF303,https://cdd.iec.ch/cdd/iec61987/iec61987.nsf/PropertiesAllVersions/0112-2---61987%23ABF304,https://cdd.iec.ch/cdd/iec61987/iec61987.nsf/PropertiesAllVersions/0112-2---61987%23ABF305,https://cdd.iec.ch/cdd/iec61987/iec61987.nsf/PropertiesAllVersions/0112-2---61987%23ABF306,https://cdd.iec.ch/cdd/iec61987/iec61987.nsf/PropertiesAllVersions/0112-2---61987%23ABB799,https://cdd.iec.ch/cdd/iec61987/iec61987.nsf/PropertiesAllVersions/0112-2---61987%23ABC889,https://cdd.iec.ch/cdd/iec61987/iec61987.nsf/PropertiesAllVersions/0112-2---61987%23ABB278 | 0112-2---61987#ABF306,0112-2---61987#ABB278,0112-2---61987#ABB647,0112-2---61987#ABB649,0112-2---61987#ABB651,0112-2---61987#ABF303,0112-2---61987#ABF305,0112-2---61987#ABB646,0112-2---61987#ABB650,0112-2---61987#ABF304,0112-2---61987#ABB799,0112-2---61987#ABC889
0112/2///61987#ABC131 | 003 | 01 | 0112/2///61987#ABC131#003 | Auxiliary input [6] |  |  |  | properties characterizing a device auxiliary input that acquires values from external instrumentation |  |  |  |  | ITEM_CLASS | [5 empty] | 0112/2///61987#ABC295 - Input [6] |  |  | false | Standard |  | IEC 61987 | IEC | 2022-12-09 | 2017-12-07 | 2022-12-09 | 2022-12-09 |  | IEC/SC 65E | C00112 |  | 0112/2///61987#ABV501 | https://cdd.iec.ch/CDD/IEC61987/iec61987.nsf/Classes/0112-2---61987%23ABC131 | https://cdd.iec.ch/cdd/iec61987/iec61987.nsf/PropertiesAllVersions/0112-2---61987%23ABB271,https://cdd.iec.ch/cdd/iec61987/iec61987.nsf/PropertiesAllVersions/0112-2---61987%23ABA577,https://cdd.iec.ch/cdd/iec61987/iec61987.nsf/PropertiesAllVersions/0112-2---61987%23ABB095,https://cdd.iec.ch/cdd/iec61987/iec61987.nsf/PropertiesAllVersions/0112-2---61987%23ABA342,https://cdd.iec.ch/cdd/iec61987/iec61987.nsf/PropertiesAllVersions/0112-2---61987%23ABU246 | 0112-2---61987#ABB095,0112-2---61987#ABA342,0112-2---61987#ABU246,0112-2---61987#ABB271,0112-2---61987#ABA577
0112/2///61987#ABC581 | 005 | 01 | 0112/2///61987#ABC581#005 | Restricted electrical parameters |  |  |  | properties characterizing the electrical properties of a device on which restrictions are placed for technical or legal reasons |  |  |  |  | ITEM_CLASS | [5 empty] | 0112/2///61987#ABC232 - Explosion protection design approval |  |  |  | Standard |  |  |  | 2018-03-28 | 2013-08-27 | 2018-03-20 | 2018-03-20 |  | SC65E – IEC 61987 | C00004 |  | 0112/2///61987#ABV501 | https://cdd.iec.ch/CDD/IEC61987/iec61987.nsf/Classes/0112-2---61987%23ABC581 | https://cdd.iec.ch/cdd/iec61987/iec61987.nsf/PropertiesAllVersions/0112-2---61987%23ABB925,https://cdd.iec.ch/cdd/iec61987/iec61987.nsf/PropertiesAllVersions/0112-2---61987%23ABA969,https://cdd.iec.ch/cdd/iec61987/iec61987.nsf/PropertiesAllVersions/0112-2---61987%23ABB926,https://cdd.iec.ch/cdd/iec61987/iec61987.nsf/PropertiesAllVersions/0112-2---61987%23ABB927 | 0112-2---61987#ABB925,0112-2---61987#ABA969,0112-2---61987#ABB926,0112-2---61987#ABB927
0112/2///61987#ABC191 | 005 | 01 | 0112/2///61987#ABC191#005 | Device integration |  |  |  | properties characterizing the integration of a device into a control and/or plant asset management system |  |  |  |  | ITEM_CLASS | [5 empty] | 0112/2///61987#ABC201 - Digital communication interface |  |  |  | Standard |  |  |  | 2018-03-28 | 2013-08-27 | 2018-03-20 | 2018-03-20 |  | SC65E – IEC 61987 | C00004 |  | 0112/2///61987#ABV501 | https://cdd.iec.ch/CDD/IEC61987/iec61987.nsf/Classes/0112-2---61987%23ABC191 | https://cdd.iec.ch/cdd/iec61987/iec61987.nsf/PropertiesAllVersions/0112-2---61987%23ABB243,https://cdd.iec.ch/cdd/iec61987/iec61987.nsf/PropertiesAllVersions/0112-2---61987%23ABA066,https://cdd.iec.ch/cdd/iec61987/iec61987.nsf/PropertiesAllVersions/0112-2---61987%23ABB244,https://cdd.iec.ch/cdd/iec61987/iec61987.nsf/PropertiesAllVersions/0112-2---61987%23ABA067,https://cdd.iec.ch/cdd/iec61987/iec61987.nsf/PropertiesAllVersions/0112-2---61987%23ABB245,https://cdd.iec.ch/cdd/iec61987/iec61987.nsf/PropertiesAllVersions/0112-2---61987%23ABA070 | 0112-2---61987#ABB243,0112-2---61987#ABA066,0112-2---61987#ABB244,0112-2---61987#ABA067,0112-2---61987#ABB245,0112-2---61987#ABA070
0112/2///61987#ABE901 | 001 | 01 | 0112/2///61987#ABE901#001 | Measuring range for ullage | Measuring range for freeboard |  |  | properties characterizing an ullage range |  |  |  |  | ITEM_CLASS | [5 empty] | 0112/2///61987#ABE888 - Ullage measurement |  |  |  | Standard |  | IEC 61987 | IEC | 2018-03-28 | 2018-03-28 | 2018-03-28 | 2018-03-28 |  | SC65E – IEC 61987 | C00018 | 001-01 (2018-03-28 07:26:04 by BATCH 00000762) standard | 0112/2///61987#ABV501 | https://cdd.iec.ch/CDD/IEC61987/iec61987.nsf/Classes/0112-2---61987%23ABE901 | https://cdd.iec.ch/cdd/iec61987/iec61987.nsf/PropertiesAllVersions/0112-2---61987%23ABE902,https://cdd.iec.ch/cdd/iec61987/iec61987.nsf/PropertiesAllVersions/0112-2---61987%23ABE903,https://cdd.iec.ch/cdd/iec61987/iec61987.nsf/PropertiesAllVersions/0112-2---61987%23ABE904,https://cdd.iec.ch/cdd/iec61987/iec61987.nsf/PropertiesAllVersions/0112-2---61987%23ABA967 | 0112-2---61987#ABE902,0112-2---61987#ABE903,0112-2---61987#ABE904,0112-2---61987#ABA967
0112/2///61987#ABG154 | 001 | 01 | 0112/2///61987#ABG154#001 | Type of output [24] |  |  |  | administration block for polymorphism acting as proxy for the selected output type |  | Polymorphic element: ABG154, Id: 2 |  |  | ITEM_CLASS | [5 empty] | 0112/2///61987#ABG139 - Output [24] |  |  |  | Standard |  | IEC 61987 | IEC | 2018-03-28 | 2014-12-17 | 2018-03-20 | 2018-03-20 |  | SC65E – IEC 61987 | C00018 | 001-01 (2018-03-28 07:26:07 by BATCH 00000762) standard | 0112/2///61987#ABV501 | https://cdd.iec.ch/CDD/IEC61987/iec61987.nsf/Classes/0112-2---61987%23ABG154 | https://cdd.iec.ch/cdd/iec61987/iec61987.nsf/PropertiesAllVersions/0112-2---61987%23ABU915,https://cdd.iec.ch/cdd/iec61987/iec61987.nsf/PropertiesAllVersions/0112-2---61987%23ABU923,https://cdd.iec.ch/cdd/iec61987/iec61987.nsf/PropertiesAllVersions/0112-2---61987%23ABU924,https://cdd.iec.ch/cdd/iec61987/iec61987.nsf/PropertiesAllVersions/0112-2---61987%23ABU925,https://cdd.iec.ch/cdd/iec61987/iec61987.nsf/PropertiesAllVersions/0112-2---61987%23ABU954,https://cdd.iec.ch/cdd/iec61987/iec61987.nsf/PropertiesAllVersions/0112-2---61987%23ABV013,https://cdd.iec.ch/cdd/iec61987/iec61987.nsf/PropertiesAllVersions/0112-2---61987%23ABV014,https://cdd.iec.ch/cdd/iec61987/iec61987.nsf/PropertiesAllVersions/0112-2---61987%23ABV015,https://cdd.iec.ch/cdd/iec61987/iec61987.nsf/PropertiesAllVersions/0112-2---61987%23ABV016,https://cdd.iec.ch/cdd/iec61987/iec61987.nsf/PropertiesAllVersions/0112-2---61987%23ABU926 | 0112-2---61987#ABV016,0112-2---61987#ABU915,0112-2---61987#ABU923,0112-2---61987#ABU924,0112-2---61987#ABV014,0112-2---61987#ABV015,0112-2---61987#ABU926,0112-2---61987#ABU925,0112-2---61987#ABU954,0112-2---61987#ABV013
0112/2///61987#ABG177 | 001 | 01 | 0112/2///61987#ABG177#001 | Analog current output [13] |  |  |  | properties characterizing an analog current output |  | Polymorphic element: ABG177, Id: 2 |  |  | ITEM_CLASS | [5 empty] | 0112/2///61987#ABG148 - Type of output [18] |  |  |  | Standard |  | IEC 61987 | IEC | 2018-03-28 | 2014-12-17 | 2016-05-24 | 2016-05-24 |  | SC65E – IEC 61987 | C00019 | 001-01 (2018-03-28 07:26:07 by BATCH 00000762) standard | 0112/2///61987#ABV501 | https://cdd.iec.ch/CDD/IEC61987/iec61987.nsf/Classes/0112-2---61987%23ABG177 | https://cdd.iec.ch/cdd/iec61987/iec61987.nsf/PropertiesAllVersions/0112-2---61987%23ABG653,https://cdd.iec.ch/cdd/iec61987/iec61987.nsf/PropertiesAllVersions/0112-2---61987%23ABC721 | 0112-2---61987#ABG653,0112-2---61987#ABC721
0112/2///61987#ABH916 | 001 | 01 | 0112/2///61987#ABH916#001 | HART universal parameters |  |  |  | properties characterizing HART universal parameters |  |  |  |  | ITEM_CLASS | [5 empty] | 0112/2///61987#ABH911 - HART configuration parameter |  |  |  | Standard |  |  |  | 2018-03-28 | 2018-03-28 | 2018-03-28 | 2018-03-28 |  | SC65E – IEC 61987 | C00018 | 001-01 (2018-03-28 07:26:12 by BATCH 00000762) standard | 0112/2///61987#ABV501 | https://cdd.iec.ch/CDD/IEC61987/iec61987.nsf/Classes/0112-2---61987%23ABH916 | https://cdd.iec.ch/cdd/iec61987/iec61987.nsf/PropertiesAllVersions/0112-2---61987%23ABI042,https://cdd.iec.ch/cdd/iec61987/iec61987.nsf/PropertiesAllVersions/0112-2---61987%23ABI043,https://cdd.iec.ch/cdd/iec61987/iec61987.nsf/PropertiesAllVersions/0112-2---61987%23ABI302,https://cdd.iec.ch/cdd/iec61987/iec61987.nsf/PropertiesAllVersions/0112-2---61987%23ABI303,https://cdd.iec.ch/cdd/iec61987/iec61987.nsf/PropertiesAllVersions/0112-2---61987%23ABI304,https://cdd.iec.ch/cdd/iec61987/iec61987.nsf/PropertiesAllVersions/0112-2---61987%23ABI305,https://cdd.iec.ch/cdd/iec61987/iec61987.nsf/PropertiesAllVersions/0112-2---61987%23ABI306,https://cdd.iec.ch/cdd/iec61987/iec61987.nsf/PropertiesAllVersions/0112-2---61987%23ABI307 | 0112-2---61987#ABI043,0112-2---61987#ABI302,0112-2---61987#ABI303,0112-2---61987#ABI304,0112-2---61987#ABI305,0112-2---61987#ABI306,0112-2---61987#ABI307,0112-2---61987#ABI042
0112/2///61987#ABV036 | 001 | 01 | 0112/2///61987#ABV036#001 | Input [18] |  |  |  | properties characterizing a measured variable, the size of which is to be acquired and indicated by the measurement as well as any auxiliary signal inputs |  | Id specified in IEC61987: ABF925 | from IEC 61987-1, 5.4 |  | ITEM_CLASS | [5 empty] | 0112/2///61987#ABE742 - Device LOP for free-space radar level transmitter0112/2///61987#ABE744 - Device LOP for ultrasonic level transmitter |  |  |  | Standard |  | IEC 61987 | IEC | 2018-03-28 | 2014-12-17 | 2018-03-20 | 2018-03-20 |  | SC65E – IEC 61987 | C00018 | 001-01 (2018-03-28 07:26:13 by BATCH 00000762) standard | 0112/2///61987#ABV501 | https://cdd.iec.ch/CDD/IEC61987/iec61987.nsf/Classes/0112-2---61987%23ABV036 | https://cdd.iec.ch/cdd/iec61987/iec61987.nsf/PropertiesAllVersions/0112-2---61987%23ABB065,https://cdd.iec.ch/cdd/iec61987/iec61987.nsf/PropertiesAllVersions/0112-2---61987%23ABG505,https://cdd.iec.ch/cdd/iec61987/iec61987.nsf/PropertiesAllVersions/0112-2---61987%23ABA340,https://cdd.iec.ch/cdd/iec61987/iec61987.nsf/PropertiesAllVersions/0112-2---61987%23ABG610 | 0112-2---61987#ABB065,0112-2---61987#ABG505,0112-2---61987#ABA340,0112-2---61987#ABG610
0112/2///61987#ABG381 | 001 | 01 | 0112/2///61987#ABG381#001 | Mechanical and electrical construction [thermal level switch] |  |  |  | properties characterizing the constructional details of the device and its parts |  |  | IEC 61987-1, 5.8 |  | ITEM_CLASS | [5 empty] | 0112/2///61987#ABE731 - Device LOP for thermal level switch |  |  |  | Standard |  | IEC 61987 | IEC | 2018-03-28 | 2014-12-17 | 2018-03-20 | 2018-03-20 |  | SC65E – IEC 61987 | C00018 | 001-01 (2018-03-28 07:26:09 by BATCH 00000762) standard | 0112/2///61987#ABV501 | https://cdd.iec.ch/CDD/IEC61987/iec61987.nsf/Classes/0112-2---61987%23ABG381 | https://cdd.iec.ch/cdd/iec61987/iec61987.nsf/PropertiesAllVersions/0112-2---61987%23ABD534,https://cdd.iec.ch/cdd/iec61987/iec61987.nsf/PropertiesAllVersions/0112-2---61987%23ABG986,https://cdd.iec.ch/cdd/iec61987/iec61987.nsf/PropertiesAllVersions/0112-2---61987%23ABB139,https://cdd.iec.ch/cdd/iec61987/iec61987.nsf/PropertiesAllVersions/0112-2---61987%23ABC862,https://cdd.iec.ch/cdd/iec61987/iec61987.nsf/PropertiesAllVersions/0112-2---61987%23ABC789 | 0112-2---61987#ABD534,0112-2---61987#ABG986,0112-2---61987#ABB139,0112-2---61987#ABC862,0112-2---61987#ABC789
0112/2///61987#ABO006 | 001 | 01 | 0112/2///61987#ABO006#001 | Current-to-voltage converter |  |  |  | electrical signal converter that converts a current input signal to a voltage output signal |  |  |  |  | ITEM_CLASS |  |  |  |  | 0112/2///61987#ABP285 - reference to Operating LOP for infrastructure devices |  |  |  | true | Standard |  | IEC 61987-31 | IEC | 2022-10-26 | 2022-10-26 | 2022-10-26 | 2022-10-26 |  | IEC/SC 65E | C00127 | 001-01 (2022-10-26 07:15:16 by BATCH 00000802) standard | 0112/2///61987#ABO003 | https://cdd.iec.ch/CDD/IEC61987/iec61987.nsf/Classes/0112-2---61987%23ABO006
0112/2///61987#ABC110 | 001 | 02 | 0112/2///61987#ABC110#001 | Assigned mass pulse value |  |  |  | properties characterizing a pulse value configured at the factory for mass |  | 12 ABC110.12 |  |  | ITEM_CLASS | [5 empty] | 0112/2///61987#ABC118 - Assigned variable [1]0112/2///61987#ABG099 - Assigned variable [19]0112/2///61987#ABG101 - Assigned variable [21] |  |  |  | Standard |  |  |  | 2018-03-28 | 2013-08-27 | 2013-08-27 | 2014-06-18 |  | SC65E – IEC 61987 | C00004 |  | 0112/2///61987#ABV501 | https://cdd.iec.ch/CDD/IEC61987/iec61987.nsf/Classes/0112-2---61987%23ABC110 | https://cdd.iec.ch/cdd/iec61987/iec61987.nsf/PropertiesAllVersions/0112-2---61987%23ABA416,https://cdd.iec.ch/cdd/iec61987/iec61987.nsf/PropertiesAllVersions/0112-2---61987%23ABA417,https://cdd.iec.ch/cdd/iec61987/iec61987.nsf/PropertiesAllVersions/0112-2---61987%23ABA418,https://cdd.iec.ch/cdd/iec61987/iec61987.nsf/PropertiesAllVersions/0112-2---61987%23ABA419,https://cdd.iec.ch/cdd/iec61987/iec61987.nsf/PropertiesAllVersions/0112-2---61987%23ABA420,https://cdd.iec.ch/cdd/iec61987/iec61987.nsf/PropertiesAllVersions/0112-2---61987%23ABA421 | 0112-2---61987#ABA419,0112-2---61987#ABA420,0112-2---61987#ABA421,0112-2---61987#ABA416,0112-2---61987#ABA417,0112-2---61987#ABA418
0112/2///61987#ABE039 | 001 | 02 | 0112/2///61987#ABE039#001 | Trace heating system [2] |  |  |  | properties characterizing a trace heating system |  |  |  |  | ITEM_CLASS | [5 empty] | 0112/2///61987#ABE014 - Structural design [globe valve]0112/2///61987#ABE015 - Structural design [plug valve]0112/2///61987#ABE016 - Structural design [diaphragm valve]0112/2///61987#ABE016 - Structural design [diaphragm/pinch valve]0112/2///61987#ABE017 - Structural design [pneumatic linear actuator]0112/2///61987#ABE018 - Structural design [valve body assembly]0112/2///61987#ABE019 - Structural design [pressure reducing regulator or back pressure/excess pressure regulator]0112/2///61987#ABE020 - Structural design [gate valve]0112/2///61987#ABE021 - Structural design [butterfly valve]0112/2///61987#ABE022 - Structural design [ball valve]0112/2///61987#ABE024 - Structural design [pneumatic rotary actuator]0112/2///61987#ABE025 - Structural design [eccentric plug valve] |  |  |  | Standard |  |  |  | 2018-03-28 | 2013-09-02 | 2013-09-02 | 2014-06-18 |  | SC65E – IEC 61987 | C00004 |  | 0112/2///61987#ABV501 | https://cdd.iec.ch/CDD/IEC61987/iec61987.nsf/Classes/0112-2---61987%23ABE039 | https://cdd.iec.ch/cdd/iec61987/iec61987.nsf/PropertiesAllVersions/0112-2---61987%23ABA912,https://cdd.iec.ch/cdd/iec61987/iec61987.nsf/PropertiesAllVersions/0112-2---61987%23ABA459,https://cdd.iec.ch/cdd/iec61987/iec61987.nsf/PropertiesAllVersions/0112-2---61987%23ABA460,https://cdd.iec.ch/cdd/iec61987/iec61987.nsf/PropertiesAllVersions/0112-2---61987%23ABA461,https://cdd.iec.ch/cdd/iec61987/iec61987.nsf/PropertiesAllVersions/0112-2---61987%23ABA932,https://cdd.iec.ch/cdd/iec61987/iec61987.nsf/PropertiesAllVersions/0112-2---61987%23ABA933,https://cdd.iec.ch/cdd/iec61987/iec61987.nsf/PropertiesAllVersions/0112-2---61987%23ABA913,https://cdd.iec.ch/cdd/iec61987/iec61987.nsf/PropertiesAllVersions/0112-2---61987%23ABA589,https://cdd.iec.ch/cdd/iec61987/iec61987.nsf/PropertiesAllVersions/0112-2---61987%23ABE269,https://cdd.iec.ch/cdd/iec61987/iec61987.nsf/PropertiesAllVersions/0112-2---61987%23ABE108 | 0112-2---61987#ABA589,0112-2---61987#ABE269,0112-2---61987#ABE108,0112-2---61987#ABA461,0112-2---61987#ABA932,0112-2---61987#ABA460,0112-2---61987#ABA933,0112-2---61987#ABA913,0112-2---61987#ABA912,0112-2---61987#ABA459
0112/2///61987#ABE714 | 001 | 01 | 0112/2///61987#ABE714#001 | Operability [3] |  |  |  | properties characterizing the design, operating concept, structure and functionality of the human interface |  |  |  |  | ITEM_CLASS | [5 empty] | 0112/2///61987#ABE631 - Device LOP for solenoid valve |  |  |  | Standard |  |  |  | 2018-03-28 | 2014-09-15 | 2018-03-20 | 2018-03-20 |  | SC65E – IEC 61987 | C000016 | 001-01 (2018-03-28 07:26:03 by BATCH 00000762) standard | 0112/2///61987#ABV501 | https://cdd.iec.ch/CDD/IEC61987/iec61987.nsf/Classes/0112-2---61987%23ABE714 | https://cdd.iec.ch/cdd/iec61987/iec61987.nsf/PropertiesAllVersions/0112-2---61987%23ABC767,https://cdd.iec.ch/cdd/iec61987/iec61987.nsf/PropertiesAllVersions/0112-2---61987%23ABD118,https://cdd.iec.ch/cdd/iec61987/iec61987.nsf/PropertiesAllVersions/0112-2---61987%23ABC711,https://cdd.iec.ch/cdd/iec61987/iec61987.nsf/PropertiesAllVersions/0112-2---61987%23ABD091 | 0112-2---61987#ABC767,0112-2---61987#ABD118,0112-2---61987#ABC711,0112-2---61987#ABD091
0112/2///61987#ABG055 | 001 | 01 | 0112/2///61987#ABG055#001 | Auxiliary input [17] |  |  |  | properties characterizing a device auxiliary input that acquires measured values from external instrumentation |  |  |  |  | ITEM_CLASS | [5 empty] | 0112/2///61987#ABF941 - Input [34] |  |  |  | Standard |  | IEC 61987 | IEC | 2018-03-28 | 2014-12-17 | 2016-05-24 | 2016-05-24 |  | SC65E – IEC 61987 | C00019 | 001-01 (2018-03-28 07:26:07 by BATCH 00000762) standard | 0112/2///61987#ABV501 | https://cdd.iec.ch/CDD/IEC61987/iec61987.nsf/Classes/0112-2---61987%23ABG055 | https://cdd.iec.ch/cdd/iec61987/iec61987.nsf/PropertiesAllVersions/0112-2---61987%23ABB271,https://cdd.iec.ch/cdd/iec61987/iec61987.nsf/PropertiesAllVersions/0112-2---61987%23ABA577,https://cdd.iec.ch/cdd/iec61987/iec61987.nsf/PropertiesAllVersions/0112-2---61987%23ABB095,https://cdd.iec.ch/cdd/iec61987/iec61987.nsf/PropertiesAllVersions/0112-2---61987%23ABA342,https://cdd.iec.ch/cdd/iec61987/iec61987.nsf/PropertiesAllVersions/0112-2---61987%23ABG626 | 0112-2---61987#ABB271,0112-2---61987#ABA577,0112-2---61987#ABB095,0112-2---61987#ABA342,0112-2---61987#ABG626
0112/2///61987#ABG090 | 001 | 01 | 0112/2///61987#ABG090#001 | Assigned variable [10] |  |  |  | properties characterizing the configuration of the analog input or output |  | Polymorphic element: ABG090, Id: 5 |  |  | ITEM_CLASS | [5 empty] | 0112/2///61987#ABG174 - Analog current output [10]0112/2///61987#ABG183 - Analog voltage output [10]0112/2///61987#ABG192 - Frequency output [10]0112/2///61987#ABG203 - Manufacturer-specific output [10] |  |  |  | Standard |  | IEC 61987 | IEC | 2018-03-28 | 2018-03-28 | 2018-03-28 | 2018-03-28 |  | SC65E – IEC 61987 | C00018 | 001-01 (2018-03-28 07:26:07 by BATCH 00000762) standard | 0112/2///61987#ABV501 | https://cdd.iec.ch/CDD/IEC61987/iec61987.nsf/Classes/0112-2---61987%23ABG090 | https://cdd.iec.ch/cdd/iec61987/iec61987.nsf/PropertiesAllVersions/0112-2---61987%23ABV007,https://cdd.iec.ch/cdd/iec61987/iec61987.nsf/PropertiesAllVersions/0112-2---61987%23ABV029,https://cdd.iec.ch/cdd/iec61987/iec61987.nsf/PropertiesAllVersions/0112-2---61987%23ABH355,https://cdd.iec.ch/cdd/iec61987/iec61987.nsf/PropertiesAllVersions/0112-2---61987%23ABV030 | 0112-2---61987#ABV007,0112-2---61987#ABV029,0112-2---61987#ABH355,0112-2---61987#ABV030
0112/2///61987#ABG319 | 001 | 01 | 0112/2///61987#ABG319#001 | Absolute performance for temperature [3] |  |  |  | properties characterizing the accuracy of a temperature measurement, expressed in engineering units (variant 2) |  | Polymorphic element: ABG319, Id: 4 |  |  | ITEM_CLASS | [5 empty] | 0112/2///61987#ABG282 - Type of performance variable [16] |  |  |  | Standard |  | IEC 61987 | IEC | 2018-03-28 | 2014-12-17 | 2017-09-18 | 2017-09-18 |  | SC65E – IEC 61987 | C00019 | 001-01 (2018-03-28 07:26:09 by BATCH 00000762) standard | 0112/2///61987#ABV501 | https://cdd.iec.ch/CDD/IEC61987/iec61987.nsf/Classes/0112-2---61987%23ABG319 | https://cdd.iec.ch/cdd/iec61987/iec61987.nsf/PropertiesAllVersions/0112-2---61987%23ABB197,https://cdd.iec.ch/cdd/iec61987/iec61987.nsf/PropertiesAllVersions/0112-2---61987%23ABB216,https://cdd.iec.ch/cdd/iec61987/iec61987.nsf/PropertiesAllVersions/0112-2---61987%23ABD535,https://cdd.iec.ch/cdd/iec61987/iec61987.nsf/PropertiesAllVersions/0112-2---61987%23ABB217,https://cdd.iec.ch/cdd/iec61987/iec61987.nsf/PropertiesAllVersions/0112-2---61987%23ABB749,https://cdd.iec.ch/cdd/iec61987/iec61987.nsf/PropertiesAllVersions/0112-2---61987%23ABB747,https://cdd.iec.ch/cdd/iec61987/iec61987.nsf/PropertiesAllVersions/0112-2---61987%23ABB772,https://cdd.iec.ch/cdd/iec61987/iec61987.nsf/PropertiesAllVersions/0112-2---61987%23ABB748,https://cdd.iec.ch/cdd/iec61987/iec61987.nsf/PropertiesAllVersions/0112-2---61987%23ABC708,https://cdd.iec.ch/cdd/iec61987/iec61987.nsf/PropertiesAllVersions/0112-2---61987%23ABF113,https://cdd.iec.ch/cdd/iec61987/iec61987.nsf/PropertiesAllVersions/0112-2---61987%23ABB519,https://cdd.iec.ch/cdd/iec61987/iec61987.nsf/PropertiesAllVersions/0112-2---61987%23ABB774,https://cdd.iec.ch/cdd/iec61987/iec61987.nsf/PropertiesAllVersions/0112-2---61987%23ABB775,https://cdd.iec.ch/cdd/iec61987/iec61987.nsf/PropertiesAllVersions/0112-2---61987%23ABB776,https://cdd.iec.ch/cdd/iec61987/iec61987.nsf/PropertiesAllVersions/0112-2---61987%23ABD504,https://cdd.iec.ch/cdd/iec61987/iec61987.nsf/PropertiesAllVersions/0112-2---61987%23ABF726,https://cdd.iec.ch/cdd/iec61987/iec61987.nsf/PropertiesAllVersions/0112-2---61987%23ABG877,https://cdd.iec.ch/cdd/iec61987/iec61987.nsf/PropertiesAllVersions/0112-2---61987%23ABF772 | 0112-2---61987#ABB216,0112-2---61987#ABB197,0112-2---61987#ABB772,0112-2---61987#ABF113,0112-2---61987#ABB519,0112-2---61987#ABB775,0112-2---61987#ABD504,0112-2---61987#ABD535,0112-2---61987#ABB217,0112-2---61987#ABB774,0112-2---61987#ABF726,0112-2---61987#ABF772,0112-2---61987#ABB749,0112-2---61987#ABB747,0112-2---61987#ABB748,0112-2---61987#ABC708,0112-2---61987#ABB776,0112-2---61987#ABG877
0112/2///61987#ABH067 | 001 | 01 | 0112/2///61987#ABH067#001 | Intermediate phase [level] |  |  |  | properties characterizing the intermediate phase of a liquid between adjacent liquid phases |  | Polymorphic element: ABH067, Id: 2 |  |  | ITEM_CLASS | [5 empty] | 0112/2///61987#ABG457 - Phase [level] |  |  |  | Standard |  | IEC 61987 | IEC | 2018-03-28 | 2018-03-28 | 2018-03-28 | 2018-03-28 |  | SC65E – IEC 61987 | C00018 | 001-01 (2018-03-28 07:26:12 by BATCH 00000762) standard | 0112/2///61987#ABV501 | https://cdd.iec.ch/CDD/IEC61987/iec61987.nsf/Classes/0112-2---61987%23ABH067 | https://cdd.iec.ch/cdd/iec61987/iec61987.nsf/PropertiesAllVersions/0112-2---61987%23ABH060,https://cdd.iec.ch/cdd/iec61987/iec61987.nsf/PropertiesAllVersions/0112-2---61987%23ABH061,https://cdd.iec.ch/cdd/iec61987/iec61987.nsf/PropertiesAllVersions/0112-2---61987%23ABA946,https://cdd.iec.ch/cdd/iec61987/iec61987.nsf/PropertiesAllVersions/0112-2---61987%23ABA557,https://cdd.iec.ch/cdd/iec61987/iec61987.nsf/PropertiesAllVersions/0112-2---61987%23ABB297,https://cdd.iec.ch/cdd/iec61987/iec61987.nsf/PropertiesAllVersions/0112-2---61987%23ABB298,https://cdd.iec.ch/cdd/iec61987/iec61987.nsf/PropertiesAllVersions/0112-2---61987%23ABB299,https://cdd.iec.ch/cdd/iec61987/iec61987.nsf/PropertiesAllVersions/0112-2---61987%23ABB067,https://cdd.iec.ch/cdd/iec61987/iec61987.nsf/PropertiesAllVersions/0112-2---61987%23ABB300,https://cdd.iec.ch/cdd/iec61987/iec61987.nsf/PropertiesAllVersions/0112-2---61987%23ABA560,https://cdd.iec.ch/cdd/iec61987/iec61987.nsf/PropertiesAllVersions/0112-2---61987%23ABH062,https://cdd.iec.ch/cdd/iec61987/iec61987.nsf/PropertiesAllVersions/0112-2---61987%23ABH063,https://cdd.iec.ch/cdd/iec61987/iec61987.nsf/PropertiesAllVersions/0112-2---61987%23ABA582,https://cdd.iec.ch/cdd/iec61987/iec61987.nsf/PropertiesAllVersions/0112-2---61987%23ABB094,https://cdd.iec.ch/cdd/iec61987/iec61987.nsf/PropertiesAllVersions/0112-2---61987%23ABH064,https://cdd.iec.ch/cdd/iec61987/iec61987.nsf/PropertiesAllVersions/0112-2---61987%23ABB066,https://cdd.iec.ch/cdd/iec61987/iec61987.nsf/PropertiesAllVersions/0112-2---61987%23ABH065,https://cdd.iec.ch/cdd/iec61987/iec61987.nsf/PropertiesAllVersions/0112-2---61987%23ABH066,https://cdd.iec.ch/cdd/iec61987/iec61987.nsf/PropertiesAllVersions/0112-2---61987%23ABB163,https://cdd.iec.ch/cdd/iec61987/iec61987.nsf/PropertiesAllVersions/0112-2---61987%23ABD099 | 0112-2---61987#ABH061,0112-2---61987#ABB297,0112-2---61987#ABB300,0112-2---61987#ABA560,0112-2---61987#ABH062,0112-2---61987#ABH060,0112-2---61987#ABA582,0112-2---61987#ABB066,0112-2---61987#ABH065,0112-2---61987#ABH066,0112-2---61987#ABB163,0112-2---61987#ABB298,0112-2---61987#ABB067,0112-2---61987#ABH064,0112-2---61987#ABA946,0112-2---61987#ABA557,0112-2---61987#ABB299,0112-2---61987#ABH063,0112-2---61987#ABB094,0112-2---61987#ABD099
0112/2///61987#ABG445 | 001 | 01 | 0112/2///61987#ABG445#001 | Structural design [radiometric density transmitter] |  |  |  | properties characterizing the constructional details of a device |  |  |  |  | ITEM_CLASS | [5 empty] | 0112/2///61987#ABG400 - Mechanical and electrical construction [radiometric density transmitter] |  |  |  | Standard |  | IEC 61987 | IEC | 2018-03-28 | 2014-12-17 | 2018-03-20 | 2018-03-20 |  | SC65E – IEC 61987 | C00017 | 001-01 (2018-03-28 07:26:11 by BATCH 00000762) standard | 0112/2///61987#ABV501 | https://cdd.iec.ch/CDD/IEC61987/iec61987.nsf/Classes/0112-2---61987%23ABG445 | https://cdd.iec.ch/cdd/iec61987/iec61987.nsf/PropertiesAllVersions/0112-2---61987%23ABC876,https://cdd.iec.ch/cdd/iec61987/iec61987.nsf/PropertiesAllVersions/0112-2---61987%23ABF850,https://cdd.iec.ch/cdd/iec61987/iec61987.nsf/PropertiesAllVersions/0112-2---61987%23ABD286,https://cdd.iec.ch/cdd/iec61987/iec61987.nsf/PropertiesAllVersions/0112-2---61987%23ABA177,https://cdd.iec.ch/cdd/iec61987/iec61987.nsf/PropertiesAllVersions/0112-2---61987%23ABD290,https://cdd.iec.ch/cdd/iec61987/iec61987.nsf/PropertiesAllVersions/0112-2---61987%23ABD284,https://cdd.iec.ch/cdd/iec61987/iec61987.nsf/PropertiesAllVersions/0112-2---61987%23ABF434,https://cdd.iec.ch/cdd/iec61987/iec61987.nsf/PropertiesAllVersions/0112-2---61987%23ABF762 | 0112-2---61987#ABF434,0112-2---61987#ABF762,0112-2---61987#ABC876,0112-2---61987#ABF850,0112-2---61987#ABD286,0112-2---61987#ABA177,0112-2---61987#ABD290,0112-2---61987#ABD284
0112/2///61987#ABH346 | 001 | 01 | 0112/2///61987#ABH346#001 | Performance [31] |  |  |  | properties characterizing the performance of the device with regard to measurement accuracy and dynamic behaviour |  |  | from IEC 61987-1, 5.6 |  | ITEM_CLASS | [5 empty] | 0112/2///61987#ABE760 - Device LOP for contact temperature transmitter0112/2///61987#ABE767 - Device LOP for temperature transmitter |  |  |  | Standard |  | IEC 61987 | IEC | 2018-03-28 |  | 2016-05-24 | 2016-05-24 |  | SC65E – IEC 61987 | C00018 | 001-01 (2018-03-28 07:26:12 by BATCH 00000762) standard | 0112/2///61987#ABV501 | https://cdd.iec.ch/CDD/IEC61987/iec61987.nsf/Classes/0112-2---61987%23ABH346 | https://cdd.iec.ch/cdd/iec61987/iec61987.nsf/PropertiesAllVersions/0112-2---61987%23ABG796,https://cdd.iec.ch/cdd/iec61987/iec61987.nsf/PropertiesAllVersions/0112-2---61987%23ABB636,https://cdd.iec.ch/cdd/iec61987/iec61987.nsf/PropertiesAllVersions/0112-2---61987%23ABG815,https://cdd.iec.ch/cdd/iec61987/iec61987.nsf/PropertiesAllVersions/0112-2---61987%23ABF821 | 0112-2---61987#ABG796,0112-2---61987#ABB636,0112-2---61987#ABG815,0112-2---61987#ABF821
0112/2///61987#ABH412 | 001 | 01 | 0112/2///61987#ABH412#001 | Displacer extension |  |  |  | properties characterizing an extension of a displacer |  |  |  |  | ITEM_CLASS | [5 empty] | 0112/2///61987#ABF342 - Structural design of a displacer lever transmitter/switch |  |  |  | Standard |  |  |  | 2018-03-28 | 2018-03-28 | 2018-03-28 | 2018-03-28 |  | SC65E – IEC 61987 | C00018 | 001-01 (2018-03-28 07:26:12 by BATCH 00000762) standard | 0112/2///61987#ABV501 | https://cdd.iec.ch/CDD/IEC61987/iec61987.nsf/Classes/0112-2---61987%23ABH412 | https://cdd.iec.ch/cdd/iec61987/iec61987.nsf/PropertiesAllVersions/0112-2---61987%23ABH413,https://cdd.iec.ch/cdd/iec61987/iec61987.nsf/PropertiesAllVersions/0112-2---61987%23ABA640,https://cdd.iec.ch/cdd/iec61987/iec61987.nsf/PropertiesAllVersions/0112-2---61987%23ABC983 | 0112-2---61987#ABH413,0112-2---61987#ABA640,0112-2---61987#ABC983
0112/2///61987#ABC181 | 005 | 01 | 0112/2///61987#ABC181#005 | Dependability |  |  |  | extent to which a system can be relied upon to perform a required function under given conditions at a given instant of time or over a given time interval, assuming that the required external sources are provided |  |  | IEC 61069-5 |  | ITEM_CLASS | [5 empty] | 0112/2///61987#ABC255 - Function and system design0112/2///61987#ABC255 - Function and system design [1]0112/2///61987#ABP032 - Function and system design [Infrastructure device]0112/2///61987#ABU549 - Function and system design [2] |  |  |  | Standard |  |  |  | 2018-03-28 | 2013-08-27 | 2018-03-20 | 2018-03-20 |  | SC65E – IEC 61987 | C00004 |  | 0112/2///61987#ABV501 | https://cdd.iec.ch/CDD/IEC61987/iec61987.nsf/Classes/0112-2---61987%23ABC181 | https://cdd.iec.ch/cdd/iec61987/iec61987.nsf/PropertiesAllVersions/0112-2---61987%23ABB271,https://cdd.iec.ch/cdd/iec61987/iec61987.nsf/PropertiesAllVersions/0112-2---61987%23ABA577,https://cdd.iec.ch/cdd/iec61987/iec61987.nsf/PropertiesAllVersions/0112-2---61987%23ABC887,https://cdd.iec.ch/cdd/iec61987/iec61987.nsf/PropertiesAllVersions/0112-2---61987%23ABB020,https://cdd.iec.ch/cdd/iec61987/iec61987.nsf/PropertiesAllVersions/0112-2---61987%23ABB021,https://cdd.iec.ch/cdd/iec61987/iec61987.nsf/PropertiesAllVersions/0112-2---61987%23ABB022,https://cdd.iec.ch/cdd/iec61987/iec61987.nsf/PropertiesAllVersions/0112-2---61987%23ABJ598,https://cdd.iec.ch/cdd/iec61987/iec61987.nsf/PropertiesAllVersions/0112-2---61987%23ABJ599,https://cdd.iec.ch/cdd/iec61987/iec61987.nsf/PropertiesAllVersions/0112-2---61987%23ABA317,https://cdd.iec.ch/cdd/iec61987/iec61987.nsf/PropertiesAllVersions/0112-2---61987%23ABC890 | 0112-2---61987#ABA577,0112-2---61987#ABC887,0112-2---61987#ABB020,0112-2---61987#ABB021,0112-2---61987#ABA317,0112-2---61987#ABB271,0112-2---61987#ABB022,0112-2---61987#ABJ598,0112-2---61987#ABJ599,0112-2---61987#ABC890
0112/2///61987#ABC666 | 002 | 01 | 0112/2///61987#ABC666#002 | Type of output [3] |  |  |  | administration block for polymorphism acting as proxy for the selected output type |  | 8 ABC666.8 |  |  | ITEM_CLASS | [5 empty] | 0112/2///61987#ABC478 - Output [3] |  |  |  | Standard |  |  |  | 2018-03-28 | 2013-08-27 | 2016-05-24 | 2016-05-24 |  | SC65E – IEC 61987 | C00004 |  | 0112/2///61987#ABV501 | https://cdd.iec.ch/CDD/IEC61987/iec61987.nsf/Classes/0112-2---61987%23ABC666 | https://cdd.iec.ch/cdd/iec61987/iec61987.nsf/PropertiesAllVersions/0112-2---61987%23ABU273,https://cdd.iec.ch/cdd/iec61987/iec61987.nsf/PropertiesAllVersions/0112-2---61987%23ABU275,https://cdd.iec.ch/cdd/iec61987/iec61987.nsf/PropertiesAllVersions/0112-2---61987%23ABU276,https://cdd.iec.ch/cdd/iec61987/iec61987.nsf/PropertiesAllVersions/0112-2---61987%23ABU277,https://cdd.iec.ch/cdd/iec61987/iec61987.nsf/PropertiesAllVersions/0112-2---61987%23ABU278,https://cdd.iec.ch/cdd/iec61987/iec61987.nsf/PropertiesAllVersions/0112-2---61987%23ABU279,https://cdd.iec.ch/cdd/iec61987/iec61987.nsf/PropertiesAllVersions/0112-2---61987%23ABU280,https://cdd.iec.ch/cdd/iec61987/iec61987.nsf/PropertiesAllVersions/0112-2---61987%23ABU281,https://cdd.iec.ch/cdd/iec61987/iec61987.nsf/PropertiesAllVersions/0112-2---61987%23ABU282,https://cdd.iec.ch/cdd/iec61987/iec61987.nsf/PropertiesAllVersions/0112-2---61987%23ABU283 | 0112-2---61987#ABU277,0112-2---61987#ABU279,0112-2---61987#ABU280,0112-2---61987#ABU283,0112-2---61987#ABU273,0112-2---61987#ABU275,0112-2---61987#ABU276,0112-2---61987#ABU278,0112-2---61987#ABU281,0112-2---61987#ABU282
0112/2///61987#ABD817 | 004 | 01 | 0112/2///61987#ABD817#004 | Certificates and approvals [2] |  |  |  | properties characterizing the certificates and approvals provided with the device |  |  |  |  | ITEM_CLASS | [5 empty] | 0112/2///61987#ABE310 - Device LOP for valve body assembly0112/2///61987#ABE311 - Device LOP for globe valve0112/2///61987#ABE312 - Device LOP for gate valve0112/2///61987#ABE313 - Device LOP for diaphragm valve0112/2///61987#ABE313 - Device LOP for diaphragm/pinch valve0112/2///61987#ABE314 - Device LOP for butterfly valve0112/2///61987#ABE315 - Device LOP for eccentric plug valve0112/2///61987#ABE316 - Device LOP for plug valve0112/2///61987#ABE317 - Device LOP for ball valve0112/2///61987#ABE318 - Device LOP for pressure reducing regulator or back pressure/excess pressure regulator0112/2///61987#ABE632 - Device LOP for filter regulator0112/2///61987#ABE633 - Device LOP for restriction orifice/diffuser |  |  |  | Standard |  |  |  | 2018-03-28 | 2013-09-02 | 2018-03-20 | 2018-03-20 |  | SC65E – IEC 61987 | C00004 |  | 0112/2///61987#ABV501 | https://cdd.iec.ch/CDD/IEC61987/iec61987.nsf/Classes/0112-2---61987%23ABD817 | https://cdd.iec.ch/cdd/iec61987/iec61987.nsf/PropertiesAllVersions/0112-2---61987%23ABA226,https://cdd.iec.ch/cdd/iec61987/iec61987.nsf/PropertiesAllVersions/0112-2---61987%23ABC731,https://cdd.iec.ch/cdd/iec61987/iec61987.nsf/PropertiesAllVersions/0112-2---61987%23ABA230,https://cdd.iec.ch/cdd/iec61987/iec61987.nsf/PropertiesAllVersions/0112-2---61987%23ABC895,https://cdd.iec.ch/cdd/iec61987/iec61987.nsf/PropertiesAllVersions/0112-2---61987%23ABC888,https://cdd.iec.ch/cdd/iec61987/iec61987.nsf/PropertiesAllVersions/0112-2---61987%23ABH489,https://cdd.iec.ch/cdd/iec61987/iec61987.nsf/PropertiesAllVersions/0112-2---61987%23ABE060,https://cdd.iec.ch/cdd/iec61987/iec61987.nsf/PropertiesAllVersions/0112-2---61987%23ABA258,https://cdd.iec.ch/cdd/iec61987/iec61987.nsf/PropertiesAllVersions/0112-2---61987%23ABD226,https://cdd.iec.ch/cdd/iec61987/iec61987.nsf/PropertiesAllVersions/0112-2---61987%23ABA266,https://cdd.iec.ch/cdd/iec61987/iec61987.nsf/PropertiesAllVersions/0112-2---61987%23ABD161,https://cdd.iec.ch/cdd/iec61987/iec61987.nsf/PropertiesAllVersions/0112-2---61987%23ABD186,https://cdd.iec.ch/cdd/iec61987/iec61987.nsf/PropertiesAllVersions/0112-2---61987%23ABC782,https://cdd.iec.ch/cdd/iec61987/iec61987.nsf/PropertiesAllVersions/0112-2---61987%23ABC781,https://cdd.iec.ch/cdd/iec61987/iec61987.nsf/PropertiesAllVersions/0112-2---61987%23ABA288,https://cdd.iec.ch/cdd/iec61987/iec61987.nsf/PropertiesAllVersions/0112-2---61987%23ABD096 | 0112-2---61987#ABD096,0112-2---61987#ABC782,0112-2---61987#ABA266,0112-2---61987#ABC731,0112-2---61987#ABC888,0112-2---61987#ABA258,0112-2---61987#ABD226,0112-2---61987#ABD161,0112-2---61987#ABD186,0112-2---61987#ABC781,0112-2---61987#ABA226,0112-2---61987#ABA288,0112-2---61987#ABC895,0112-2---61987#ABH489,0112-2---61987#ABE060,0112-2---61987#ABA230
0112/2///61987#ABG339 | 001 | 01 | 0112/2///61987#ABG339#001 | Process design ratings [11] |  |  |  | properties characterizing the process conditions for which the device is designed |  |  |  |  | ITEM_CLASS | [5 empty] | 0112/2///61987#ABG322 - Rated operating conditions [17] |  |  |  | Standard |  | IEC 61987 | IEC | 2018-03-28 | 2014-12-17 | 2018-03-20 | 2018-03-20 |  | SC65E – IEC 61987 | C00018 | 001-01 (2018-03-28 07:26:09 by BATCH 00000762) standard | 0112/2///61987#ABV501 | https://cdd.iec.ch/CDD/IEC61987/iec61987.nsf/Classes/0112-2---61987%23ABG339 | https://cdd.iec.ch/cdd/iec61987/iec61987.nsf/PropertiesAllVersions/0112-2---61987%23ABH445,https://cdd.iec.ch/cdd/iec61987/iec61987.nsf/PropertiesAllVersions/0112-2---61987%23ABG906,https://cdd.iec.ch/cdd/iec61987/iec61987.nsf/PropertiesAllVersions/0112-2---61987%23ABG910,https://cdd.iec.ch/cdd/iec61987/iec61987.nsf/PropertiesAllVersions/0112-2---61987%23ABC938 | 0112-2---61987#ABC938,0112-2---61987#ABH445,0112-2---61987#ABG906,0112-2---61987#ABG910
0112/2///61987#ABJ623 | 001 | 01 | 0112/2///61987#ABJ623#001 | TRACK_IN_SCALE |  |  |  | parameter with properties characterizing the scaling of an TRACK_IN_SCALE value of a function block |  |  |  |  | ITEM_CLASS | [5 empty] | 0112/2///61987#ABJ620 - INPUT |  |  |  | Standard |  |  |  | 2019-03-08 | 2017-12-07 | 2019-03-08 | 2019-03-08 |  | SC65E – IEC 61987 | C00018 | 001-01 (2019-03-08 15:35:13 by BATCH 00000766) standard | 0112/2///61987#ABV501 | https://cdd.iec.ch/CDD/IEC61987/iec61987.nsf/Classes/0112-2---61987%23ABJ623 | https://cdd.iec.ch/cdd/iec61987/iec61987.nsf/PropertiesAllVersions/0112-2---61987%23ABI128,https://cdd.iec.ch/cdd/iec61987/iec61987.nsf/PropertiesAllVersions/0112-2---61987%23ABI129,https://cdd.iec.ch/cdd/iec61987/iec61987.nsf/PropertiesAllVersions/0112-2---61987%23ABH978,https://cdd.iec.ch/cdd/iec61987/iec61987.nsf/PropertiesAllVersions/0112-2---61987%23ABH979 | 0112-2---61987#ABH979,0112-2---61987#ABI128,0112-2---61987#ABI129,0112-2---61987#ABH978
0112/2///61987#ABA680 | 002 | 01 | 0112/2///61987#ABA680#002 | Turbine totalizer |  |  |  | volume gauge that uses a rotor that spins as the media passes through its blades and counts the revolutions to measure flow rate and indicate the total volume of a fluid that has flowed |  |  |  |  | ITEM_CLASS | [9 empty] | Standard |  |  |  | 2018-03-28 | 2013-08-27 | 2016-05-24 | 2016-05-24 |  | SC65E – IEC 61987 | C00004 |  | 0112/2///61987#ABA678 | https://cdd.iec.ch/CDD/IEC61987/iec61987.nsf/Classes/0112-2---61987%23ABA680
0112/2///61987#ABC442 | 002 | 01 | 0112/2///61987#ABC442#002 | Mechanical and electrical construction [remote seal] |  |  |  | properties characterizing the constructional details of the device and its parts |  |  | IEC 61987-1, 5.8 |  | ITEM_CLASS | [5 empty] | 0112/2///61987#ABA035 - Device LOP for remote seal |  |  |  | Standard |  |  |  | 2018-03-28 | 2013-09-27 | 2016-05-24 | 2016-05-24 |  | SC65E – IEC 61987 | C00004 |  | 0112/2///61987#ABV501 | https://cdd.iec.ch/CDD/IEC61987/iec61987.nsf/Classes/0112-2---61987%23ABC442 | https://cdd.iec.ch/cdd/iec61987/iec61987.nsf/PropertiesAllVersions/0112-2---61987%23ABD114,https://cdd.iec.ch/cdd/iec61987/iec61987.nsf/PropertiesAllVersions/0112-2---61987%23ABD249,https://cdd.iec.ch/cdd/iec61987/iec61987.nsf/PropertiesAllVersions/0112-2---61987%23ABB139,https://cdd.iec.ch/cdd/iec61987/iec61987.nsf/PropertiesAllVersions/0112-2---61987%23ABC862,https://cdd.iec.ch/cdd/iec61987/iec61987.nsf/PropertiesAllVersions/0112-2---61987%23ABC789 | 0112-2---61987#ABD114,0112-2---61987#ABD249,0112-2---61987#ABB139,0112-2---61987#ABC862,0112-2---61987#ABC789
0112/2///61987#ABI476 | 001 | 01 | 0112/2///61987#ABI476#001 | Installation requirement |  |  |  | properties characterizing the installation requirement of a device |  |  |  |  | ITEM_CLASS | [5 empty] | 0112/2///61987#ABI468 - Installation |  |  |  | Standard |  |  |  | 2019-03-08 | 2017-12-07 | 2019-03-08 | 2019-03-08 |  | SC65E – IEC 61987 | C00018 | 001-01 (2019-03-08 15:35:13 by BATCH 00000766) standard | 0112/2///61987#ABV501 | https://cdd.iec.ch/CDD/IEC61987/iec61987.nsf/Classes/0112-2---61987%23ABI476 | https://cdd.iec.ch/cdd/iec61987/iec61987.nsf/PropertiesAllVersions/0112-2---61987%23ABI523,https://cdd.iec.ch/cdd/iec61987/iec61987.nsf/PropertiesAllVersions/0112-2---61987%23ABI524 | 0112-2---61987#ABI523,0112-2---61987#ABI524
0112/2///61987#ABH503 | 003 | 01 | 0112/2///61987#ABH503#003 | Additional document |  |  |  | properties characterizing an additional document supplied with a device |  |  |  |  | ITEM_CLASS | [5 empty] | 0112/2///61987#ABH517 - Device documents supplied |  |  |  | Standard |  | IEC 61987 | IEC | 2022-06-28 | 2017-12-07 | 2022-06-28 | 2022-06-28 |  | IEC SC65E | C00112 |  | 0112/2///61987#ABV501 | https://cdd.iec.ch/CDD/IEC61987/iec61987.nsf/Classes/0112-2---61987%23ABH503 | https://cdd.iec.ch/cdd/iec61987/iec61987.nsf/PropertiesAllVersions/0112-2---61987%23ABH785,https://cdd.iec.ch/cdd/iec61987/iec61987.nsf/PropertiesAllVersions/0112-2---61987%23ABH510,https://cdd.iec.ch/cdd/iec61987/iec61987.nsf/PropertiesAllVersions/0112-2---61987%23ABN598,https://cdd.iec.ch/cdd/iec61987/iec61987.nsf/PropertiesAllVersions/0112-2---61987%23ABA152,https://cdd.iec.ch/cdd/iec61987/iec61987.nsf/PropertiesAllVersions/0112-2---61987%23ABI526 | 0112-2---61987#ABI526,0112-2---61987#ABH785,0112-2---61987#ABH510,0112-2---61987#ABN598,0112-2---61987#ABA152
0112/2///61987#ABO028 | 002 | 01 | 0112/2///61987#ABO028#002 | I/O module |  |  |  | infrastructure device that facilitates the connection of signals between a controlling device and the primary elements/final control elements within its domain |  |  |  |  | ITEM_CLASS |  |  |  |  | 0112/2///61987#ABP285 - reference to Operating LOP for infrastructure devices |  |  |  | true | Standard |  | IEC 61987-31 | IEC | 2023-01-23 | 2022-10-26 | 2023-01-23 | 2023-01-23 |  | IEC/SC 65E | C00128 |  | 0112/2///61987#ABN977 | https://cdd.iec.ch/CDD/IEC61987/iec61987.nsf/Classes/0112-2---61987%23ABO028 | https://cdd.iec.ch/cdd/iec61987/iec61987.nsf/PropertiesAllVersions/0112-2---61987%23ABP230 | 0112-2---61987#ABP230,0112-2---61987#ABP285
0112/2///61987#ABC352 | 001 | 02 | 0112/2///61987#ABC352#001 | Material of clamp |  |  |  | properties characterizing the material of which a clamp is made |  |  |  |  | ITEM_CLASS | [5 empty] | 0112/2///61987#ABC157 - Clamp-on ultrasonic flowmeter |  |  |  | Standard |  |  |  | 2018-03-28 | 2013-08-27 | 2013-08-27 | 2014-06-18 |  | SC65E – IEC 61987 | C00019 |  | 0112/2///61987#ABV501 | https://cdd.iec.ch/CDD/IEC61987/iec61987.nsf/Classes/0112-2---61987%23ABC352 | https://cdd.iec.ch/cdd/iec61987/iec61987.nsf/PropertiesAllVersions/0112-2---61987%23ABB455,https://cdd.iec.ch/cdd/iec61987/iec61987.nsf/PropertiesAllVersions/0112-2---61987%23ABI460,https://cdd.iec.ch/cdd/iec61987/iec61987.nsf/PropertiesAllVersions/0112-2---61987%23ABA908,https://cdd.iec.ch/cdd/iec61987/iec61987.nsf/PropertiesAllVersions/0112-2---61987%23ABA907 | 0112-2---61987#ABB455,0112-2---61987#ABI460,0112-2---61987#ABA908,0112-2---61987#ABA907
0112/2///61987#ABC397 | 001 | 02 | 0112/2///61987#ABC397#001 | Material of trim |  |  |  | properties characterizing the material of the trim of an orifice fitting | Physical shape of the plug and seat arrangement, sometimes referred to as the valve 'trim' |  |  |  | ITEM_CLASS | [5 empty] | 0112/2///61987#ABC464 - Orifice flange or fitting |  |  |  | Standard |  |  |  | 2018-03-28 | 2013-08-27 | 2013-08-27 | 2014-06-18 |  | SC65E – IEC 61987 | C00019 |  | 0112/2///61987#ABV501 | https://cdd.iec.ch/CDD/IEC61987/iec61987.nsf/Classes/0112-2---61987%23ABC397 | https://cdd.iec.ch/cdd/iec61987/iec61987.nsf/PropertiesAllVersions/0112-2---61987%23ABB455,https://cdd.iec.ch/cdd/iec61987/iec61987.nsf/PropertiesAllVersions/0112-2---61987%23ABI460,https://cdd.iec.ch/cdd/iec61987/iec61987.nsf/PropertiesAllVersions/0112-2---61987%23ABA908,https://cdd.iec.ch/cdd/iec61987/iec61987.nsf/PropertiesAllVersions/0112-2---61987%23ABA907 | 0112-2---61987#ABB455,0112-2---61987#ABI460,0112-2---61987#ABA908,0112-2---61987#ABA907
0112/2///61987#ABE991 | 001 | 01 | 0112/2///61987#ABE991#001 | Measuring range for point level |  |  |  | properties characterizing a point level range |  |  |  |  | ITEM_CLASS | [5 empty] | 0112/2///61987#ABE871 - Point level measurement |  |  |  | Standard |  | IEC 61987 | IEC | 2018-03-28 | 2018-03-28 | 2018-03-28 | 2018-03-28 |  | SC65E – IEC 61987 | C00018 | 001-01 (2018-03-28 07:26:05 by BATCH 00000762) standard | 0112/2///61987#ABV501 | https://cdd.iec.ch/CDD/IEC61987/iec61987.nsf/Classes/0112-2---61987%23ABE991 | https://cdd.iec.ch/cdd/iec61987/iec61987.nsf/PropertiesAllVersions/0112-2---61987%23ABE992,https://cdd.iec.ch/cdd/iec61987/iec61987.nsf/PropertiesAllVersions/0112-2---61987%23ABE993,https://cdd.iec.ch/cdd/iec61987/iec61987.nsf/PropertiesAllVersions/0112-2---61987%23ABE994 | 0112-2---61987#ABE993,0112-2---61987#ABE994,0112-2---61987#ABE992
0112/2///61987#ABF366 | 001 | 01 | 0112/2///61987#ABF366#001 | Design conditions of displacer |  |  |  | properties characterizing the displacer design conditions |  |  |  |  | ITEM_CLASS | [5 empty] | 0112/2///61987#ABF360 - Displacer0112/2///61987#ABF452 - Servo displacer |  |  |  | Standard |  | IEC 61987 | IEC | 2018-03-28 | 2018-03-28 | 2018-03-28 | 2018-03-28 |  | SC65E – IEC 61987 | C00018 | 001-01 (2018-03-28 07:26:06 by BATCH 00000762) standard | 0112/2///61987#ABV501 | https://cdd.iec.ch/CDD/IEC61987/iec61987.nsf/Classes/0112-2---61987%23ABF366 | https://cdd.iec.ch/cdd/iec61987/iec61987.nsf/PropertiesAllVersions/0112-2---61987%23ABF037,https://cdd.iec.ch/cdd/iec61987/iec61987.nsf/PropertiesAllVersions/0112-2---61987%23ABF036,https://cdd.iec.ch/cdd/iec61987/iec61987.nsf/PropertiesAllVersions/0112-2---61987%23ABA927,https://cdd.iec.ch/cdd/iec61987/iec61987.nsf/PropertiesAllVersions/0112-2---61987%23ABB055,https://cdd.iec.ch/cdd/iec61987/iec61987.nsf/PropertiesAllVersions/0112-2---61987%23ABB056,https://cdd.iec.ch/cdd/iec61987/iec61987.nsf/PropertiesAllVersions/0112-2---61987%23ABH415 | 0112-2---61987#ABH415,0112-2---61987#ABF037,0112-2---61987#ABF036,0112-2---61987#ABA927,0112-2---61987#ABB055,0112-2---61987#ABB056
0112/2///61987#ABG173 | 001 | 01 | 0112/2///61987#ABG173#001 | Analog current output [9] |  |  |  | properties characterizing an analog current output |  | Polymorphic element: ABG173, Id: 2 |  |  | ITEM_CLASS | [5 empty] | 0112/2///61987#ABG155 - Type of output [25] |  |  |  | Standard |  | IEC 61987 | IEC | 2018-03-28 | 2014-12-17 | 2018-03-20 | 2018-03-20 |  | SC65E – IEC 61987 | C00018 | 001-01 (2018-03-28 07:26:07 by BATCH 00000762) standard | 0112/2///61987#ABV501 | https://cdd.iec.ch/CDD/IEC61987/iec61987.nsf/Classes/0112-2---61987%23ABG173 | https://cdd.iec.ch/cdd/iec61987/iec61987.nsf/PropertiesAllVersions/0112-2---61987%23ABU974,https://cdd.iec.ch/cdd/iec61987/iec61987.nsf/PropertiesAllVersions/0112-2---61987%23ABC721 | 0112-2---61987#ABU974,0112-2---61987#ABC721
0112/2///61987#ABH363 | 001 | 01 | 0112/2///61987#ABH363#001 | Filter |  |  |  | properties characterizing a filter |  |  |  |  | ITEM_CLASS | [5 empty] | 0112/2///61987#ABF635 - Structural design of a vibrating fork/rod density transmitter |  |  |  | Standard |  |  |  | 2018-03-28 | 2018-03-28 | 2018-03-28 | 2018-03-28 |  | SC65E – IEC 61987 | C00018 | 001-01 (2018-03-28 07:26:12 by BATCH 00000762) standard | 0112/2///61987#ABV501 | https://cdd.iec.ch/CDD/IEC61987/iec61987.nsf/Classes/0112-2---61987%23ABH363 | https://cdd.iec.ch/cdd/iec61987/iec61987.nsf/PropertiesAllVersions/0112-2---61987%23ABH392,https://cdd.iec.ch/cdd/iec61987/iec61987.nsf/PropertiesAllVersions/0112-2---61987%23ABH364 | 0112-2---61987#ABH392,0112-2---61987#ABH364
0112/2///61987#ABJ614 | 001 | 01 | 0112/2///61987#ABJ614#001 | SENSOR_INPUT |  |  |  | properties characterizing a sensor input of a technology block |  |  |  |  | ITEM_CLASS | [5 empty] | 0112/2///61987#ABH869 - Temperature technology block |  |  |  | Standard |  |  |  | 2019-03-08 | 2017-12-07 | 2019-03-08 | 2019-03-08 |  | SC65E – IEC 61987 | C00018 | 001-01 (2019-03-08 15:35:13 by BATCH 00000766) standard | 0112/2///61987#ABV501 | https://cdd.iec.ch/CDD/IEC61987/iec61987.nsf/Classes/0112-2---61987%23ABJ614 | https://cdd.iec.ch/cdd/iec61987/iec61987.nsf/PropertiesAllVersions/0112-2---61987%23ABJ705,https://cdd.iec.ch/cdd/iec61987/iec61987.nsf/PropertiesAllVersions/0112-2---61987%23ABJ700,https://cdd.iec.ch/cdd/iec61987/iec61987.nsf/PropertiesAllVersions/0112-2---61987%23ABJ701 | 0112-2---61987#ABJ705,0112-2---61987#ABJ700,0112-2---61987#ABJ701
0112/2///61987#ABO027 | 001 | 01 | 0112/2///61987#ABO027#001 | Multiplexer | MUX |  |  | I/O assembly allowing one or more analog or discrete input signals to be selected, combined and transmitted on a single shared medium or within a single shared device |  |  |  |  | ITEM_CLASS |  |  |  |  | 0112/2///61987#ABP285 - reference to Operating LOP for infrastructure devices |  |  |  | true | Standard |  | IEC 61987-31 | IEC | 2022-10-26 | 2022-10-26 | 2022-10-26 | 2022-10-26 |  | IEC/SC 65E | C00127 | 001-01 (2022-10-26 07:15:16 by BATCH 00000802) standard | 0112/2///61987#ABO025 | https://cdd.iec.ch/CDD/IEC61987/iec61987.nsf/Classes/0112-2---61987%23ABO027
0112/2///61987#ABC197 | 001 | 02 | 0112/2///61987#ABC197#001 | Diaphragm element |  |  |  | properties characterizing the constructional details of a diaphragm element of a pressure or differential pressure gauge |  |  |  |  | ITEM_CLASS | [5 empty] | - |  |  |  | Standard |  |  |  | 2018-03-28 | 2013-09-27 | 2013-09-27 | 2014-06-18 |  | SC65E – IEC 61987 | C00004 |  | 0112/2///61987#ABV501 | https://cdd.iec.ch/CDD/IEC61987/iec61987.nsf/Classes/0112-2---61987%23ABC197 | https://cdd.iec.ch/cdd/iec61987/iec61987.nsf/PropertiesAllVersions/0112-2---61987%23ABB952,https://cdd.iec.ch/cdd/iec61987/iec61987.nsf/PropertiesAllVersions/0112-2---61987%23ABC984,https://cdd.iec.ch/cdd/iec61987/iec61987.nsf/PropertiesAllVersions/0112-2---61987%23ABD017,https://cdd.iec.ch/cdd/iec61987/iec61987.nsf/PropertiesAllVersions/0112-2---61987%23ABB102,https://cdd.iec.ch/cdd/iec61987/iec61987.nsf/PropertiesAllVersions/0112-2---61987%23ABC855 | 0112-2---61987#ABB102,0112-2---61987#ABC855,0112-2---61987#ABB952,0112-2---61987#ABC984,0112-2---61987#ABD017
0112/2///61987#ABC431 | 002 | 01 | 0112/2///61987#ABC431#002 | Mechanical and electrical construction [rotating element flow transmitter/gauge] |  |  |  | properties characterizing the constructional details of the device and its parts |  |  | IEC 61987-1, 5.8 |  | ITEM_CLASS | [5 empty] | 0112/2///61987#ABA018 - Device LOP for turbine/propeller/Woltmann flow transmitter/gauge |  |  |  | Standard |  |  |  | 2018-03-28 | 2013-08-27 | 2016-05-24 | 2016-05-24 |  | SC65E – IEC 61987 | C00004 |  | 0112/2///61987#ABV501 | https://cdd.iec.ch/CDD/IEC61987/iec61987.nsf/Classes/0112-2---61987%23ABC431 | https://cdd.iec.ch/cdd/iec61987/iec61987.nsf/PropertiesAllVersions/0112-2---61987%23ABD114,https://cdd.iec.ch/cdd/iec61987/iec61987.nsf/PropertiesAllVersions/0112-2---61987%23ABD238,https://cdd.iec.ch/cdd/iec61987/iec61987.nsf/PropertiesAllVersions/0112-2---61987%23ABB139,https://cdd.iec.ch/cdd/iec61987/iec61987.nsf/PropertiesAllVersions/0112-2---61987%23ABC862,https://cdd.iec.ch/cdd/iec61987/iec61987.nsf/PropertiesAllVersions/0112-2---61987%23ABC789 | 0112-2---61987#ABB139,0112-2---61987#ABC862,0112-2---61987#ABC789,0112-2---61987#ABD114,0112-2---61987#ABD238
0112/2///61987#ABC624 | 002 | 01 | 0112/2///61987#ABC624#002 | Structural design [manifold] |  |  |  | properties characterizing the constructional details of a device |  |  |  |  | ITEM_CLASS | [5 empty] | 0112/2///61987#ABC443 - Mechanical and electrical construction [manifold] |  |  |  | Standard |  |  |  | 2018-03-28 | 2013-09-27 | 2016-05-24 | 2016-05-24 |  | SC65E – IEC 61987 | C00004 |  | 0112/2///61987#ABV501 | https://cdd.iec.ch/CDD/IEC61987/iec61987.nsf/Classes/0112-2---61987%23ABC624 | https://cdd.iec.ch/cdd/iec61987/iec61987.nsf/PropertiesAllVersions/0112-2---61987%23ABD263 | 0112-2---61987#ABD263
0112/2///61987#ABC655 | 003 | 01 | 0112/2///61987#ABC655#003 | Totalizer indicator [1] |  |  |  | properties characterizing a mechanical totalizer supplied with the device |  |  |  |  | ITEM_CLASS | [5 empty] | 0112/2///61987#ABC604 - Structural design [coriolis mass flow transmitter]0112/2///61987#ABC605 - Structural design [swirl flow transmitter]0112/2///61987#ABC606 - Structural design [electromagnetic flow transmitter]0112/2///61987#ABC607 - Structural design [electromagnetic insertion flow transmitter]0112/2///61987#ABC608 - Structural design [orifice/differential pressure flow transmitter]0112/2///61987#ABC611 - Structural design [thermal mass flow transmitter]0112/2///61987#ABC613 - Structural design [ultrasonic flow transmitter]0112/2///61987#ABC614 - Structural design [variable area flow transmitter/gauge]0112/2///61987#ABC615 - Structural design [vortex flow transmitter] |  |  |  | Standard |  |  |  | 2020-02-24 | 2017-12-07 | 2020-02-24 | 2020-02-24 |  | SC65E – IEC 61987 | C00091 |  | 0112/2///61987#ABV501 | https://cdd.iec.ch/CDD/IEC61987/iec61987.nsf/Classes/0112-2---61987%23ABC655 | https://cdd.iec.ch/cdd/iec61987/iec61987.nsf/PropertiesAllVersions/0112-2---61987%23ABB271,https://cdd.iec.ch/cdd/iec61987/iec61987.nsf/PropertiesAllVersions/0112-2---61987%23ABA577,https://cdd.iec.ch/cdd/iec61987/iec61987.nsf/PropertiesAllVersions/0112-2---61987%23ABA183,https://cdd.iec.ch/cdd/iec61987/iec61987.nsf/PropertiesAllVersions/0112-2---61987%23ABA185,https://cdd.iec.ch/cdd/iec61987/iec61987.nsf/PropertiesAllVersions/0112-2---61987%23ABA187,https://cdd.iec.ch/cdd/iec61987/iec61987.nsf/PropertiesAllVersions/0112-2---61987%23ABA189,https://cdd.iec.ch/cdd/iec61987/iec61987.nsf/PropertiesAllVersions/0112-2---61987%23ABA192,https://cdd.iec.ch/cdd/iec61987/iec61987.nsf/PropertiesAllVersions/0112-2---61987%23ABA589,https://cdd.iec.ch/cdd/iec61987/iec61987.nsf/PropertiesAllVersions/0112-2---61987%23ABA558,https://cdd.iec.ch/cdd/iec61987/iec61987.nsf/PropertiesAllVersions/0112-2---61987%23ABA179,https://cdd.iec.ch/cdd/iec61987/iec61987.nsf/PropertiesAllVersions/0112-2---61987%23ABB386,https://cdd.iec.ch/cdd/iec61987/iec61987.nsf/PropertiesAllVersions/0112-2---61987%23ABC976,https://cdd.iec.ch/cdd/iec61987/iec61987.nsf/PropertiesAllVersions/0112-2---61987%23ABA193,https://cdd.iec.ch/cdd/iec61987/iec61987.nsf/PropertiesAllVersions/0112-2---61987%23ABC859,https://cdd.iec.ch/cdd/iec61987/iec61987.nsf/PropertiesAllVersions/0112-2---61987%23ABB177,https://cdd.iec.ch/cdd/iec61987/iec61987.nsf/PropertiesAllVersions/0112-2---61987%23ABC802,https://cdd.iec.ch/cdd/iec61987/iec61987.nsf/PropertiesAllVersions/0112-2---61987%23ABC012,https://cdd.iec.ch/cdd/iec61987/iec61987.nsf/PropertiesAllVersions/0112-2---61987%23ABC861 | 0112-2---61987#ABA577,0112-2---61987#ABA185,0112-2---61987#ABA187,0112-2---61987#ABA589,0112-2---61987#ABA558,0112-2---61987#ABC802,0112-2---61987#ABA192,0112-2---61987#ABA179,0112-2---61987#ABB386,0112-2---61987#ABB177,0112-2---61987#ABC012,0112-2---61987#ABC861,0112-2---61987#ABB271,0112-2---61987#ABA183,0112-2---61987#ABA189,0112-2---61987#ABC976,0112-2---61987#ABA193,0112-2---61987#ABC859
0112/2///61987#ABF922 | 001 | 01 | 0112/2///61987#ABF922#001 | Input [15] |  |  |  | properties characterizing a measured variable, the size of which is to be acquired and indicated by the measurement as well as any auxiliary signal inputs |  |  | from IEC 61987-1, 5.4 |  | ITEM_CLASS | [5 empty] | 0112/2///61987#ABE743 - Device LOP for guided-wave radar level transmitter/switch |  |  |  | Standard |  | IEC 61987 | IEC | 2018-03-28 | 2014-12-17 | 2018-03-20 | 2018-03-20 |  | SC65E – IEC 61987 | C00018 | 001-01 (2018-03-28 07:26:06 by BATCH 00000762) standard | 0112/2///61987#ABV501 | https://cdd.iec.ch/CDD/IEC61987/iec61987.nsf/Classes/0112-2---61987%23ABF922 | https://cdd.iec.ch/cdd/iec61987/iec61987.nsf/PropertiesAllVersions/0112-2---61987%23ABB065,https://cdd.iec.ch/cdd/iec61987/iec61987.nsf/PropertiesAllVersions/0112-2---61987%23ABG503,https://cdd.iec.ch/cdd/iec61987/iec61987.nsf/PropertiesAllVersions/0112-2---61987%23ABA340,https://cdd.iec.ch/cdd/iec61987/iec61987.nsf/PropertiesAllVersions/0112-2---61987%23ABG610 | 0112-2---61987#ABB065,0112-2---61987#ABG503,0112-2---61987#ABA340,0112-2---61987#ABG610
0112/2///61987#ABG362 | 001 | 01 | 0112/2///61987#ABG362#001 | Mechanical and electrical construction [hydrostatic pressure level transmitter] |  |  |  | properties characterizing the constructional details of the device and its parts |  |  | IEC 61987-1, 5.8 |  | ITEM_CLASS | [5 empty] | 0112/2///61987#ABE740 - Device LOP for hydrostatic pressure level transmitter |  |  |  | Standard |  | IEC 61987 | IEC | 2018-03-28 | 2014-12-17 | 2018-03-20 | 2018-03-20 |  | SC65E – IEC 61987 | C00018 | 001-01 (2018-03-28 07:26:09 by BATCH 00000762) standard | 0112/2///61987#ABV501 | https://cdd.iec.ch/CDD/IEC61987/iec61987.nsf/Classes/0112-2---61987%23ABG362 | https://cdd.iec.ch/cdd/iec61987/iec61987.nsf/PropertiesAllVersions/0112-2---61987%23ABD534,https://cdd.iec.ch/cdd/iec61987/iec61987.nsf/PropertiesAllVersions/0112-2---61987%23ABG967,https://cdd.iec.ch/cdd/iec61987/iec61987.nsf/PropertiesAllVersions/0112-2---61987%23ABB139,https://cdd.iec.ch/cdd/iec61987/iec61987.nsf/PropertiesAllVersions/0112-2---61987%23ABC862,https://cdd.iec.ch/cdd/iec61987/iec61987.nsf/PropertiesAllVersions/0112-2---61987%23ABC789 | 0112-2---61987#ABC862,0112-2---61987#ABC789,0112-2---61987#ABD534,0112-2---61987#ABG967,0112-2---61987#ABB139
0112/2///61987#ABE789 | 001 | 01 | 0112/2///61987#ABE789#001 | Measuring range for volume fraction |  |  |  | properties characterizing a volume fraction measuring range |  |  |  |  | ITEM_CLASS | [5 empty] | 0112/2///61987#ABE788 - Volume fraction measurement |  |  |  | Standard |  | IEC 61987 | IEC | 2018-03-28 | 2018-03-28 | 2018-03-28 | 2018-03-28 |  | SC65E – IEC 61987 | C00017 | 001-01 (2018-03-28 07:26:04 by BATCH 00000762) standard | 0112/2///61987#ABV501 | https://cdd.iec.ch/CDD/IEC61987/iec61987.nsf/Classes/0112-2---61987%23ABE789 | https://cdd.iec.ch/cdd/iec61987/iec61987.nsf/PropertiesAllVersions/0112-2---61987%23ABE790,https://cdd.iec.ch/cdd/iec61987/iec61987.nsf/PropertiesAllVersions/0112-2---61987%23ABE791,https://cdd.iec.ch/cdd/iec61987/iec61987.nsf/PropertiesAllVersions/0112-2---61987%23ABF567,https://cdd.iec.ch/cdd/iec61987/iec61987.nsf/PropertiesAllVersions/0112-2---61987%23ABA967 | 0112-2---61987#ABF567,0112-2---61987#ABA967,0112-2---61987#ABE790,0112-2---61987#ABE791
0112/2///61987#ABG427 | 001 | 01 | 0112/2///61987#ABG427#001 | Structural design [sight level indicator] |  |  |  | properties characterizing the constructional details of a device |  |  |  |  | ITEM_CLASS | [5 empty] | 0112/2///61987#ABG382 - Mechanical and electrical construction [sight level indicator] |  |  |  | Standard |  | IEC 61987 | IEC | 2018-03-28 | 2014-12-17 | 2018-03-20 | 2018-03-20 |  | SC65E – IEC 61987 | C00018 | 001-01 (2018-03-28 07:26:11 by BATCH 00000762) standard | 0112/2///61987#ABV501 | https://cdd.iec.ch/CDD/IEC61987/iec61987.nsf/Classes/0112-2---61987%23ABG427 | https://cdd.iec.ch/cdd/iec61987/iec61987.nsf/PropertiesAllVersions/0112-2---61987%23ABF765,https://cdd.iec.ch/cdd/iec61987/iec61987.nsf/PropertiesAllVersions/0112-2---61987%23ABF698,https://cdd.iec.ch/cdd/iec61987/iec61987.nsf/PropertiesAllVersions/0112-2---61987%23ABF374,https://cdd.iec.ch/cdd/iec61987/iec61987.nsf/PropertiesAllVersions/0112-2---61987%23ABF796,https://cdd.iec.ch/cdd/iec61987/iec61987.nsf/PropertiesAllVersions/0112-2---61987%23ABF762,https://cdd.iec.ch/cdd/iec61987/iec61987.nsf/PropertiesAllVersions/0112-2---61987%23ABD284 | 0112-2---61987#ABD284,0112-2---61987#ABF765,0112-2---61987#ABF698,0112-2---61987#ABF374,0112-2---61987#ABF796,0112-2---61987#ABF762
0112/2///61987#ABN606 | 001 | 01 | 0112/2///61987#ABN606#001 | LOPD for general device parameters |  |  |  | list of properties for dynamic data characterizing the parameter of a device | These properties can be related to several device types. |  |  |  | ITEM_CLASS | [9 empty] | Standard |  |  |  | 2020-02-24 |  | 2020-02-24 | 2020-02-24 |  | SC65E – IEC 61987 | C00092 | 001-01 (2020-02-24 12:37:11 by BATCH 00000778) standard | 0112/2///61987#ABJ725 | https://cdd.iec.ch/CDD/IEC61987/iec61987.nsf/Classes/0112-2---61987%23ABN606 | https://cdd.iec.ch/cdd/iec61987/iec61987.nsf/PropertiesAllVersions/0112-2---61987%23ABN739 | 0112-2---61987#ABN739
0112/2///61987#ABF053 | 001 | 01 | 0112/2///61987#ABF053#001 | Voltage measurement |  |  |  | properties characterizing the measurement details of the voltage measured variable |  | Polymorphic element: ABF053, Id: 3 |  |  | ITEM_CLASS | [5 empty] | 0112/2///61987#ABF987 - Type of measured variable [15] |  |  |  | Standard |  | IEC 61987 | IEC | 2018-03-28 | 2014-12-17 | 2017-09-18 | 2017-09-18 |  | SC65E – IEC 61987 | C00019 | 001-01 (2018-03-28 07:26:05 by BATCH 00000762) standard | 0112/2///61987#ABV501 | https://cdd.iec.ch/CDD/IEC61987/iec61987.nsf/Classes/0112-2---61987%23ABF053 | https://cdd.iec.ch/cdd/iec61987/iec61987.nsf/PropertiesAllVersions/0112-2---61987%23ABF055,https://cdd.iec.ch/cdd/iec61987/iec61987.nsf/PropertiesAllVersions/0112-2---61987%23ABB015,https://cdd.iec.ch/cdd/iec61987/iec61987.nsf/PropertiesAllVersions/0112-2---61987%23ABF713 | 0112-2---61987#ABF055,0112-2---61987#ABB015,0112-2---61987#ABF713
0112/2///61987#ABF276 | 001 | 01 | 0112/2///61987#ABF276#001 | Structural design of a sight level gauge |  |  |  | properties characterizing the constructional details of a sight level gauge |  |  |  |  | ITEM_CLASS | [5 empty] | 0112/2///61987#ABG428 - Structural design [sight level gauge] |  |  |  | Standard |  | IEC 61987 | IEC | 2018-03-28 | 2014-12-17 | 2018-03-20 | 2018-03-20 |  | SC65E – IEC 61987 | C00018 | 001-01 (2018-03-28 07:26:05 by BATCH 00000762) standard | 0112/2///61987#ABV501 | https://cdd.iec.ch/CDD/IEC61987/iec61987.nsf/Classes/0112-2---61987%23ABF276 | https://cdd.iec.ch/cdd/iec61987/iec61987.nsf/PropertiesAllVersions/0112-2---61987%23ABH492,https://cdd.iec.ch/cdd/iec61987/iec61987.nsf/PropertiesAllVersions/0112-2---61987%23ABH482,https://cdd.iec.ch/cdd/iec61987/iec61987.nsf/PropertiesAllVersions/0112-2---61987%23ABF831,https://cdd.iec.ch/cdd/iec61987/iec61987.nsf/PropertiesAllVersions/0112-2---61987%23ABH480,https://cdd.iec.ch/cdd/iec61987/iec61987.nsf/PropertiesAllVersions/0112-2---61987%23ABH481,https://cdd.iec.ch/cdd/iec61987/iec61987.nsf/PropertiesAllVersions/0112-2---61987%23ABB010,https://cdd.iec.ch/cdd/iec61987/iec61987.nsf/PropertiesAllVersions/0112-2---61987%23ABF764,https://cdd.iec.ch/cdd/iec61987/iec61987.nsf/PropertiesAllVersions/0112-2---61987%23ABH490,https://cdd.iec.ch/cdd/iec61987/iec61987.nsf/PropertiesAllVersions/0112-2---61987%23ABH491,https://cdd.iec.ch/cdd/iec61987/iec61987.nsf/PropertiesAllVersions/0112-2---61987%23ABA147,https://cdd.iec.ch/cdd/iec61987/iec61987.nsf/PropertiesAllVersions/0112-2---61987%23ABA633,https://cdd.iec.ch/cdd/iec61987/iec61987.nsf/PropertiesAllVersions/0112-2---61987%23ABC028,https://cdd.iec.ch/cdd/iec61987/iec61987.nsf/PropertiesAllVersions/0112-2---61987%23ABB140,https://cdd.iec.ch/cdd/iec61987/iec61987.nsf/PropertiesAllVersions/0112-2---61987%23ABB396,https://cdd.iec.ch/cdd/iec61987/iec61987.nsf/PropertiesAllVersions/0112-2---61987%23ABB915,https://cdd.iec.ch/cdd/iec61987/iec61987.nsf/PropertiesAllVersions/0112-2---61987%23ABD033,https://cdd.iec.ch/cdd/iec61987/iec61987.nsf/PropertiesAllVersions/0112-2---61987%23ABB457,https://cdd.iec.ch/cdd/iec61987/iec61987.nsf/PropertiesAllVersions/0112-2---61987%23ABC969 | 0112-2---61987#ABC969,0112-2---61987#ABH491,0112-2---61987#ABA147,0112-2---61987#ABB396,0112-2---61987#ABB915,0112-2---61987#ABD033,0112-2---61987#ABH480,0112-2---61987#ABH482,0112-2---61987#ABF831,0112-2---61987#ABF764,0112-2---61987#ABC028,0112-2---61987#ABH492,0112-2---61987#ABB010,0112-2---61987#ABH490,0112-2---61987#ABA633,0112-2---61987#ABB140,0112-2---61987#ABB457,0112-2---61987#ABH481
0112/2///61987#ABF616 | 001 | 01 | 0112/2///61987#ABF616#001 | Influence of external quantities expressed for volume fraction |  |  |  | properties characterizing the influence of external quantities for volume fraction measurement devices that are not the subject of the measurement but whose change affects the relationship between the indication and the result of the measurement |  |  |  |  | ITEM_CLASS | [5 empty] | 0112/2///61987#ABE793 - Absolute performance for volume fraction |  |  |  | Standard |  | IEC 61987 | IEC | 2018-03-28 | 2018-03-28 | 2018-03-28 | 2018-03-28 |  | SC65E – IEC 61987 | C00018 | 001-01 (2018-03-28 07:26:06 by BATCH 00000762) standard | 0112/2///61987#ABV501 | https://cdd.iec.ch/CDD/IEC61987/iec61987.nsf/Classes/0112-2---61987%23ABF616 | https://cdd.iec.ch/cdd/iec61987/iec61987.nsf/PropertiesAllVersions/0112-2---61987%23ABF617,https://cdd.iec.ch/cdd/iec61987/iec61987.nsf/PropertiesAllVersions/0112-2---61987%23ABF618,https://cdd.iec.ch/cdd/iec61987/iec61987.nsf/PropertiesAllVersions/0112-2---61987%23ABF619,https://cdd.iec.ch/cdd/iec61987/iec61987.nsf/PropertiesAllVersions/0112-2---61987%23ABF620,https://cdd.iec.ch/cdd/iec61987/iec61987.nsf/PropertiesAllVersions/0112-2---61987%23ABF621,https://cdd.iec.ch/cdd/iec61987/iec61987.nsf/PropertiesAllVersions/0112-2---61987%23ABF622 | 0112-2---61987#ABF617,0112-2---61987#ABF618,0112-2---61987#ABF619,0112-2---61987#ABF620,0112-2---61987#ABF621,0112-2---61987#ABF622
0112/2///61987#ABG176 | 001 | 01 | 0112/2///61987#ABG176#001 | Analog current output [12] |  |  |  | properties characterizing an analog current output |  | Polymorphic element: ABG176, Id: 2 |  |  | ITEM_CLASS | [5 empty] | 0112/2///61987#ABG146 - Type of output [16] |  |  |  | Standard |  | IEC 61987 | IEC | 2018-03-28 | 2014-12-17 | 2018-03-20 | 2018-03-20 |  | SC65E – IEC 61987 | C00018 | 001-01 (2018-03-28 07:26:07 by BATCH 00000762) standard | 0112/2///61987#ABV501 | https://cdd.iec.ch/CDD/IEC61987/iec61987.nsf/Classes/0112-2---61987%23ABG176 | https://cdd.iec.ch/cdd/iec61987/iec61987.nsf/PropertiesAllVersions/0112-2---61987%23ABU865,https://cdd.iec.ch/cdd/iec61987/iec61987.nsf/PropertiesAllVersions/0112-2---61987%23ABC721 | 0112-2---61987#ABC721,0112-2---61987#ABU865
0112/2///61987#ABG255 | 001 | 01 | 0112/2///61987#ABG255#001 | Performance variable [15] |  |  |  | properties characterizing the performance of a device with respect to a particular process variable |  |  |  |  | ITEM_CLASS | [5 empty] | 0112/2///61987#ABG226 - Performance [23]0112/2///61987#ABH346 - Performance [31] |  |  |  | Standard |  | IEC 61987 | IEC | 2018-03-28 | 2014-12-17 | 2016-05-24 | 2016-05-24 |  | SC65E – IEC 61987 | C00019 | 001-01 (2018-03-28 07:26:08 by BATCH 00000762) standard | 0112/2///61987#ABV501 | https://cdd.iec.ch/CDD/IEC61987/iec61987.nsf/Classes/0112-2---61987%23ABG255 | https://cdd.iec.ch/cdd/iec61987/iec61987.nsf/PropertiesAllVersions/0112-2---61987%23ABB271,https://cdd.iec.ch/cdd/iec61987/iec61987.nsf/PropertiesAllVersions/0112-2---61987%23ABA577,https://cdd.iec.ch/cdd/iec61987/iec61987.nsf/PropertiesAllVersions/0112-2---61987%23ABG828,https://cdd.iec.ch/cdd/iec61987/iec61987.nsf/PropertiesAllVersions/0112-2---61987%23ABV162 | 0112-2---61987#ABB271,0112-2---61987#ABA577,0112-2---61987#ABG828,0112-2---61987#ABV162
0112/2///61987#ABG371 | 001 | 01 | 0112/2///61987#ABG371#001 | Mechanical and electrical construction [plumb bob level transmitter] |  |  |  | properties characterizing the constructional details of the device and its parts |  |  | IEC 61987-1, 5.8 |  | ITEM_CLASS | [5 empty] | 0112/2///61987#ABE741 - Device LOP for plumb bob level transmitter |  |  |  | Standard |  | IEC 61987 | IEC | 2018-03-28 | 2014-12-17 | 2018-03-20 | 2018-03-20 |  | SC65E – IEC 61987 | C00018 | 001-01 (2018-03-28 07:26:09 by BATCH 00000762) standard | 0112/2///61987#ABV501 | https://cdd.iec.ch/CDD/IEC61987/iec61987.nsf/Classes/0112-2---61987%23ABG371 | https://cdd.iec.ch/cdd/iec61987/iec61987.nsf/PropertiesAllVersions/0112-2---61987%23ABD534,https://cdd.iec.ch/cdd/iec61987/iec61987.nsf/PropertiesAllVersions/0112-2---61987%23ABG976,https://cdd.iec.ch/cdd/iec61987/iec61987.nsf/PropertiesAllVersions/0112-2---61987%23ABB139,https://cdd.iec.ch/cdd/iec61987/iec61987.nsf/PropertiesAllVersions/0112-2---61987%23ABC862,https://cdd.iec.ch/cdd/iec61987/iec61987.nsf/PropertiesAllVersions/0112-2---61987%23ABC789 | 0112-2---61987#ABB139,0112-2---61987#ABC862,0112-2---61987#ABC789,0112-2---61987#ABD534,0112-2---61987#ABG976
0112/2///61987#ABC275 | 001 | 02 | 0112/2///61987#ABC275#001 | Influence of electromagnetic interference |  |  |  | properties characterizing the influence of electromagnetic interference caused by a specific electromagnetic quantity |  |  |  |  | ITEM_CLASS | [5 empty] | 0112/2///61987#ABC276 - Influence of external quantities expressed as a percentage0112/2///61987#ABC277 - Influence of external quantities expressed as a percentage for pressure0112/2///61987#ABD890 - Influence of external quantities expressed as a percentage [2]0112/2///61987#ABG313 - Influence of external quantities expressed as a percentage [3]0112/2///61987#ABG314 - Influence of external quantities expressed as a percentage [4]0112/2///61987#ABJ593 - Influence of external quantities expressed as a percentage [5] |  |  |  | Standard |  |  |  | 2018-03-28 | 2013-08-27 | 2013-08-27 | 2014-06-18 |  | SC65E – IEC 61987 | C00004 |  | 0112/2///61987#ABV501 | https://cdd.iec.ch/CDD/IEC61987/iec61987.nsf/Classes/0112-2---61987%23ABC275 | https://cdd.iec.ch/cdd/iec61987/iec61987.nsf/PropertiesAllVersions/0112-2---61987%23ABB712,https://cdd.iec.ch/cdd/iec61987/iec61987.nsf/PropertiesAllVersions/0112-2---61987%23ABB713,https://cdd.iec.ch/cdd/iec61987/iec61987.nsf/PropertiesAllVersions/0112-2---61987%23ABB714,https://cdd.iec.ch/cdd/iec61987/iec61987.nsf/PropertiesAllVersions/0112-2---61987%23ABB715,https://cdd.iec.ch/cdd/iec61987/iec61987.nsf/PropertiesAllVersions/0112-2---61987%23ABB716 | 0112-2---61987#ABB713,0112-2---61987#ABB714,0112-2---61987#ABB715,0112-2---61987#ABB716,0112-2---61987#ABB712
0112/2///61987#ABC568 | 002 | 01 | 0112/2///61987#ABC568#002 | Sonic nozzle (critical flow nozzle, critical flow venture) |  |  |  | primary element that generates a pressure by restricting the flow of gas in a pipe such that it attains sonic velocity |  |  |  |  | ITEM_CLASS | [9 empty] | Standard |  |  |  | 2018-03-28 | 2013-09-27 | 2016-05-24 | 2016-05-24 |  | SC65E – IEC 61987 | C00004 |  | 0112/2///61987#ABA884 | https://cdd.iec.ch/CDD/IEC61987/iec61987.nsf/Classes/0112-2---61987%23ABC568
0112/2///61987#ABO037 | 001 | 01 | 0112/2///61987#ABO037#001 | Discrete output module | Binary output module |  |  | output module that provides a discrete signal to a target device | This could be a relay output, an open collector output, an open emitter output, an isolated transistor output, etc. |  |  |  | ITEM_CLASS |  |  |  |  | 0112/2///61987#ABP230 - reference to Device LOP for I/O modules0112/2///61987#ABP285 - reference to Operating LOP for infrastructure devices |  |  |  | true | Standard |  | IEC 61987-31 | IEC | 2022-10-26 | 2022-10-26 | 2022-10-26 | 2022-10-26 |  | IEC/SC 65E | C00127 | 001-01 (2022-10-26 07:15:16 by BATCH 00000802) standard | 0112/2///61987#ABO035 | https://cdd.iec.ch/CDD/IEC61987/iec61987.nsf/Classes/0112-2---61987%23ABO037
0112/2///61987#ABC073 | 001 | 02 | 0112/2///61987#ABC073#001 | Accuracy for a subrange of mass flow |  |  |  | properties characterizing the accuracy of a mass flow measurement for a subrange of ideal span |  |  |  |  | ITEM_CLASS | [5 empty] | 0112/2///61987#ABC061 - Absolute performance for mass flow |  |  |  | Standard |  |  |  | 2018-03-28 | 2013-08-27 | 2013-08-27 | 2014-06-18 |  | SC65E – IEC 61987 | C00004 |  | 0112/2///61987#ABV501 | https://cdd.iec.ch/CDD/IEC61987/iec61987.nsf/Classes/0112-2---61987%23ABC073 | https://cdd.iec.ch/cdd/iec61987/iec61987.nsf/PropertiesAllVersions/0112-2---61987%23ABB724,https://cdd.iec.ch/cdd/iec61987/iec61987.nsf/PropertiesAllVersions/0112-2---61987%23ABB725,https://cdd.iec.ch/cdd/iec61987/iec61987.nsf/PropertiesAllVersions/0112-2---61987%23ABB720,https://cdd.iec.ch/cdd/iec61987/iec61987.nsf/PropertiesAllVersions/0112-2---61987%23ABB721,https://cdd.iec.ch/cdd/iec61987/iec61987.nsf/PropertiesAllVersions/0112-2---61987%23ABB726 | 0112-2---61987#ABB724,0112-2---61987#ABB725,0112-2---61987#ABB720,0112-2---61987#ABB721,0112-2---61987#ABB726
0112/2///61987#ABG139 | 001 | 01 | 0112/2///61987#ABG139#001 | Output [24] |  |  |  | properties characterizing the outputs provided by the device, the variables assigned to them and their electrical properties |  |  | from IEC 61987-1, 5.5 |  | ITEM_CLASS | [5 empty] | 0112/2///61987#ABE748 - Device LOP for servo level transmitter |  |  |  | Standard |  | IEC 61987 | IEC | 2018-03-28 | 2014-12-17 | 2018-03-20 | 2018-03-20 |  | SC65E – IEC 61987 | C00018 | 001-01 (2018-03-28 07:26:07 by BATCH 00000762) standard | 0112/2///61987#ABV501 | https://cdd.iec.ch/CDD/IEC61987/iec61987.nsf/Classes/0112-2---61987%23ABG139 | https://cdd.iec.ch/cdd/iec61987/iec61987.nsf/PropertiesAllVersions/0112-2---61987%23ABB271,https://cdd.iec.ch/cdd/iec61987/iec61987.nsf/PropertiesAllVersions/0112-2---61987%23ABA577,https://cdd.iec.ch/cdd/iec61987/iec61987.nsf/PropertiesAllVersions/0112-2---61987%23ABA607,https://cdd.iec.ch/cdd/iec61987/iec61987.nsf/PropertiesAllVersions/0112-2---61987%23ABA342,https://cdd.iec.ch/cdd/iec61987/iec61987.nsf/PropertiesAllVersions/0112-2---61987%23ABU920 | 0112-2---61987#ABB271,0112-2---61987#ABA577,0112-2---61987#ABA607,0112-2---61987#ABA342,0112-2---61987#ABU920
0112/2///61987#ABH099 | 001 | 01 | 0112/2///61987#ABH099#001 | Strapping table point |  |  |  | properties characterizing a strapping table |  |  |  |  | ITEM_CLASS | [5 empty] | 0112/2///61987#ABH095 - Strapping table |  |  |  | Standard |  | IEC 61987 | IEC | 2019-05-17 | 2019-05-17 | 2019-05-17 | 2019-05-17 |  | SC65E – IEC 61987 | C00018 |  | 0112/2///61987#ABV501 | https://cdd.iec.ch/CDD/IEC61987/iec61987.nsf/Classes/0112-2---61987%23ABH099 | https://cdd.iec.ch/cdd/iec61987/iec61987.nsf/PropertiesAllVersions/0112-2---61987%23ABH100,https://cdd.iec.ch/cdd/iec61987/iec61987.nsf/PropertiesAllVersions/0112-2---61987%23ABH192,https://cdd.iec.ch/cdd/iec61987/iec61987.nsf/PropertiesAllVersions/0112-2---61987%23ABH103,https://cdd.iec.ch/cdd/iec61987/iec61987.nsf/PropertiesAllVersions/0112-2---61987%23ABH102,https://cdd.iec.ch/cdd/iec61987/iec61987.nsf/PropertiesAllVersions/0112-2---61987%23ABH101 | 0112-2---61987#ABH100,0112-2---61987#ABH192,0112-2---61987#ABH103,0112-2---61987#ABH102,0112-2---61987#ABH101
0112/2///61987#ABH878 | 001 | 01 | 0112/2///61987#ABH878#001 | Discrete input function block |  |  |  | properties characterizing a Discrete input function block |  |  |  |  | ITEM_CLASS | [5 empty] | 0112/2///61987#ABH840 - User application parameters |  |  |  | Standard |  |  |  | 2019-03-08 | 2017-12-07 | 2019-03-08 | 2019-03-08 |  | SC65E – IEC 61987 | C00018 | 001-01 (2019-03-08 15:35:12 by BATCH 00000766) standard | 0112/2///61987#ABV501 | https://cdd.iec.ch/CDD/IEC61987/iec61987.nsf/Classes/0112-2---61987%23ABH878 | https://cdd.iec.ch/cdd/iec61987/iec61987.nsf/PropertiesAllVersions/0112-2---61987%23ABJ349,https://cdd.iec.ch/cdd/iec61987/iec61987.nsf/PropertiesAllVersions/0112-2---61987%23ABJ007,https://cdd.iec.ch/cdd/iec61987/iec61987.nsf/PropertiesAllVersions/0112-2---61987%23ABJ462,https://cdd.iec.ch/cdd/iec61987/iec61987.nsf/PropertiesAllVersions/0112-2---61987%23ABJ709,https://cdd.iec.ch/cdd/iec61987/iec61987.nsf/PropertiesAllVersions/0112-2---61987%23ABI637,https://cdd.iec.ch/cdd/iec61987/iec61987.nsf/PropertiesAllVersions/0112-2---61987%23ABJ411,https://cdd.iec.ch/cdd/iec61987/iec61987.nsf/PropertiesAllVersions/0112-2---61987%23ABI037,https://cdd.iec.ch/cdd/iec61987/iec61987.nsf/PropertiesAllVersions/0112-2---61987%23ABI392 | 0112-2---61987#ABI392,0112-2---61987#ABJ349,0112-2---61987#ABJ007,0112-2---61987#ABJ462,0112-2---61987#ABJ709,0112-2---61987#ABI637,0112-2---61987#ABJ411,0112-2---61987#ABI037
0112/2///61987#ABD352 | 001 | 01 | 0112/2///61987#ABD352#001 | Butterfly valve |  |  |  | valve with rotary motion with a circular body and a rotary motion disk closure member, pivotally supported by its shaft | The shaft and/or closure member can be centered or offset. |  | IEC 60534-1 |  | ITEM_CLASS |  |  |  |  | 0112/2///61987#ABU515 - reference to Operating LOP for valve body assembly and process pressure regulator |  |  |  |  | Standard |  |  |  | 2018-03-28 | 2013-09-02 | 2016-05-02 | 2016-05-02 |  | SC65E – IEC 61987 | C00019 | 001-01 (2018-03-28 07:25:59 by BATCH 00000762) standard | 0112/2///61987#ABD347 | https://cdd.iec.ch/CDD/IEC61987/iec61987.nsf/Classes/0112-2---61987%23ABD352 | https://cdd.iec.ch/cdd/iec61987/iec61987.nsf/PropertiesAllVersions/0112-2---61987%23ABU517 | 0112-2---61987#ABU517
0112/2///61987#ABC185 | 003 | 01 | 0112/2///61987#ABC185#003 | Deployment design conditions [2] |  |  |  | properties characterizing the deployment of the device in the pipe or vessel in order to obtain the specified performance |  |  |  |  | ITEM_CLASS | [5 empty] | 0112/2///61987#ABC307 - Installation design conditions [2] |  |  | false | Standard |  | IEC 61987 | IEC | 2022-12-09 | 2017-12-07 | 2022-12-09 | 2022-12-09 |  | IEC/SC 65E | C00112 |  | 0112/2///61987#ABV501 | https://cdd.iec.ch/CDD/IEC61987/iec61987.nsf/Classes/0112-2---61987%23ABC185 | https://cdd.iec.ch/cdd/iec61987/iec61987.nsf/PropertiesAllVersions/0112-2---61987%23ABA590,https://cdd.iec.ch/cdd/iec61987/iec61987.nsf/PropertiesAllVersions/0112-2---61987%23ABD532,https://cdd.iec.ch/cdd/iec61987/iec61987.nsf/PropertiesAllVersions/0112-2---61987%23ABB052,https://cdd.iec.ch/cdd/iec61987/iec61987.nsf/PropertiesAllVersions/0112-2---61987%23ABB053,https://cdd.iec.ch/cdd/iec61987/iec61987.nsf/PropertiesAllVersions/0112-2---61987%23ABB054,https://cdd.iec.ch/cdd/iec61987/iec61987.nsf/PropertiesAllVersions/0112-2---61987%23ABA632,https://cdd.iec.ch/cdd/iec61987/iec61987.nsf/PropertiesAllVersions/0112-2---61987%23ABB096,https://cdd.iec.ch/cdd/iec61987/iec61987.nsf/PropertiesAllVersions/0112-2---61987%23ABB190,https://cdd.iec.ch/cdd/iec61987/iec61987.nsf/PropertiesAllVersions/0112-2---61987%23ABA088,https://cdd.iec.ch/cdd/iec61987/iec61987.nsf/PropertiesAllVersions/0112-2---61987%23ABA147,https://cdd.iec.ch/cdd/iec61987/iec61987.nsf/PropertiesAllVersions/0112-2---61987%23ABB969 | 0112-2---61987#ABD532,0112-2---61987#ABB054,0112-2---61987#ABB096,0112-2---61987#ABB190,0112-2---61987#ABA088,0112-2---61987#ABA147,0112-2---61987#ABA590,0112-2---61987#ABB052,0112-2---61987#ABB053,0112-2---61987#ABA632,0112-2---61987#ABB969
0112/2///61987#ABE029 | 001 | 02 | 0112/2///61987#ABE029#001 | Structural design of a gate valve |  |  |  | properties characterizing the constructional details of a gate valve |  |  |  |  | ITEM_CLASS | [5 empty] | 0112/2///61987#ABE020 - Structural design [gate valve] |  |  |  | Standard |  |  |  | 2018-03-28 | 2013-09-02 | 2013-09-02 | 2014-06-18 |  | SC65E – IEC 61987 | C00009 |  | 0112/2///61987#ABV501 | https://cdd.iec.ch/CDD/IEC61987/iec61987.nsf/Classes/0112-2---61987%23ABE029 | https://cdd.iec.ch/cdd/iec61987/iec61987.nsf/PropertiesAllVersions/0112-2---61987%23ABE424,https://cdd.iec.ch/cdd/iec61987/iec61987.nsf/PropertiesAllVersions/0112-2---61987%23ABE170,https://cdd.iec.ch/cdd/iec61987/iec61987.nsf/PropertiesAllVersions/0112-2---61987%23ABD647,https://cdd.iec.ch/cdd/iec61987/iec61987.nsf/PropertiesAllVersions/0112-2---61987%23ABE166,https://cdd.iec.ch/cdd/iec61987/iec61987.nsf/PropertiesAllVersions/0112-2---61987%23ABD711,https://cdd.iec.ch/cdd/iec61987/iec61987.nsf/PropertiesAllVersions/0112-2---61987%23ABD749 | 0112-2---61987#ABE170,0112-2---61987#ABD647,0112-2---61987#ABE166,0112-2---61987#ABD711,0112-2---61987#ABD749,0112-2---61987#ABE424
0112/2///61987#ABG053 | 001 | 01 | 0112/2///61987#ABG053#001 | Auxiliary input [15] |  |  |  | properties characterizing a device auxiliary input that acquires measured values from external instrumentation |  |  |  |  | ITEM_CLASS | [5 empty] | 0112/2///61987#ABF921 - Input [14]0112/2///61987#ABF932 - Input [25] |  |  |  | Standard |  | IEC 61987 | IEC | 2018-03-28 | 2014-12-17 | 2018-03-20 | 2018-03-20 |  | SC65E – IEC 61987 | C00018 | 001-01 (2018-03-28 07:26:07 by BATCH 00000762) standard | 0112/2///61987#ABV501 | https://cdd.iec.ch/CDD/IEC61987/iec61987.nsf/Classes/0112-2---61987%23ABG053 | https://cdd.iec.ch/cdd/iec61987/iec61987.nsf/PropertiesAllVersions/0112-2---61987%23ABB271,https://cdd.iec.ch/cdd/iec61987/iec61987.nsf/PropertiesAllVersions/0112-2---61987%23ABA577,https://cdd.iec.ch/cdd/iec61987/iec61987.nsf/PropertiesAllVersions/0112-2---61987%23ABB095,https://cdd.iec.ch/cdd/iec61987/iec61987.nsf/PropertiesAllVersions/0112-2---61987%23ABA342,https://cdd.iec.ch/cdd/iec61987/iec61987.nsf/PropertiesAllVersions/0112-2---61987%23ABU868 | 0112-2---61987#ABU868,0112-2---61987#ABB271,0112-2---61987#ABA577,0112-2---61987#ABB095,0112-2---61987#ABA342
0112/2///61987#ABG070 | 001 | 01 | 0112/2///61987#ABG070#001 | Type of auxiliary input [21] |  |  |  | administration block for polymorphism acting as proxy for the selected auxiliary input type |  | Polymorphic element: ABG070, Id: 4 |  |  | ITEM_CLASS | [5 empty] | 0112/2///61987#ABG059 - Auxiliary input [21] |  |  |  | Standard |  | IEC 61987 | IEC | 2018-03-28 | 2014-12-17 | 2018-03-20 | 2018-03-20 |  | SC65E – IEC 61987 | C00017 | 001-01 (2018-03-28 07:26:07 by BATCH 00000762) standard | 0112/2///61987#ABV501 | https://cdd.iec.ch/CDD/IEC61987/iec61987.nsf/Classes/0112-2---61987%23ABG070 | https://cdd.iec.ch/cdd/iec61987/iec61987.nsf/PropertiesAllVersions/0112-2---61987%23ABU654,https://cdd.iec.ch/cdd/iec61987/iec61987.nsf/PropertiesAllVersions/0112-2---61987%23ABU673,https://cdd.iec.ch/cdd/iec61987/iec61987.nsf/PropertiesAllVersions/0112-2---61987%23ABU674,https://cdd.iec.ch/cdd/iec61987/iec61987.nsf/PropertiesAllVersions/0112-2---61987%23ABU675,https://cdd.iec.ch/cdd/iec61987/iec61987.nsf/PropertiesAllVersions/0112-2---61987%23ABU676,https://cdd.iec.ch/cdd/iec61987/iec61987.nsf/PropertiesAllVersions/0112-2---61987%23ABU677,https://cdd.iec.ch/cdd/iec61987/iec61987.nsf/PropertiesAllVersions/0112-2---61987%23ABU678,https://cdd.iec.ch/cdd/iec61987/iec61987.nsf/PropertiesAllVersions/0112-2---61987%23ABU679 | 0112-2---61987#ABU677,0112-2---61987#ABU678,0112-2---61987#ABU679,0112-2---61987#ABU654,0112-2---61987#ABU673,0112-2---61987#ABU674,0112-2---61987#ABU675,0112-2---61987#ABU676
0112/2///61987#ABA727 | 002 | 01 | 0112/2///61987#ABA727#002 | Ultrasonic level switch |  |  |  | wave level switch that uses the travelling time or absorption of an ultrasonic beam to detect a level regime |  |  |  |  | ITEM_CLASS |  |  |  |  | 0112/2///61987#ABF910 - reference to Operating LOP for level measuring equipment |  |  |  |  | Standard |  |  |  | 2018-03-28 | 2013-08-27 | 2018-03-20 | 2018-03-20 |  | SC65E – IEC 61987 | C00018 |  | 0112/2///61987#ABA720 | https://cdd.iec.ch/CDD/IEC61987/iec61987.nsf/Classes/0112-2---61987%23ABA727 | https://cdd.iec.ch/cdd/iec61987/iec61987.nsf/PropertiesAllVersions/0112-2---61987%23ABF887 | 0112-2---61987#ABF887
0112/2///61987#ABA755 | 002 | 01 | 0112/2///61987#ABA755#002 | Buoyancy density transmitter |  |  |  | density transmitter that uses the buoyancy of an object with a predefined shape and density that is partially or fully submerged in a fluid to measure a density |  |  |  |  | ITEM_CLASS |  |  |  |  | 0112/2///61987#ABF920 - reference to Operating LOP for density measuring equipment |  |  |  |  | Standard |  |  |  | 2018-03-28 | 2013-08-27 | 2018-03-20 | 2018-03-20 |  | SC65E – IEC 61987 | C00017 |  | 0112/2///61987#ABA754 | https://cdd.iec.ch/CDD/IEC61987/iec61987.nsf/Classes/0112-2---61987%23ABA755 | https://cdd.iec.ch/cdd/iec61987/iec61987.nsf/PropertiesAllVersions/0112-2---61987%23ABF911 | 0112-2---61987#ABF911,0112-2---61987#ABF920
0112/2///61987#ABA882 | 002 | 01 | 0112/2///61987#ABA882#002 | Separate flow transmitter |  |  |  | separate transmitter designed for flow measurement |  |  |  |  | ITEM_CLASS |  |  |  |  | 0112/2///61987#ABE645 - reference to Generic OLOP for system components |  |  |  |  | Standard |  |  |  | 2018-03-28 | 2013-08-27 | 2016-05-24 | 2016-05-24 |  | SC65E – IEC 61987 | C00004 |  | 0112/2///61987#ABA638 | https://cdd.iec.ch/CDD/IEC61987/iec61987.nsf/Classes/0112-2---61987%23ABA882 | https://cdd.iec.ch/cdd/iec61987/iec61987.nsf/PropertiesAllVersions/0112-2---61987%23ABU345 | 0112-2---61987#ABU345,0112-2---61987#ABE645
0112/2///61987#ABC677 | 001 | 02 | 0112/2///61987#ABC677#001 | Valve |  |  |  | properties characterizing the details of the mechanical construction of a valve |  |  |  |  | ITEM_CLASS | [5 empty] | 0112/2///61987#ABC637 - Structural design of a valve manifold |  |  |  | Standard |  |  |  | 2018-03-28 | 2013-08-27 | 2013-08-27 | 2014-06-18 |  | SC65E – IEC 61987 | C00004 |  | 0112/2///61987#ABV501 | https://cdd.iec.ch/CDD/IEC61987/iec61987.nsf/Classes/0112-2---61987%23ABC677 | https://cdd.iec.ch/cdd/iec61987/iec61987.nsf/PropertiesAllVersions/0112-2---61987%23ABB959,https://cdd.iec.ch/cdd/iec61987/iec61987.nsf/PropertiesAllVersions/0112-2---61987%23ABD026,https://cdd.iec.ch/cdd/iec61987/iec61987.nsf/PropertiesAllVersions/0112-2---61987%23ABC980,https://cdd.iec.ch/cdd/iec61987/iec61987.nsf/PropertiesAllVersions/0112-2---61987%23ABB960,https://cdd.iec.ch/cdd/iec61987/iec61987.nsf/PropertiesAllVersions/0112-2---61987%23ABD018,https://cdd.iec.ch/cdd/iec61987/iec61987.nsf/PropertiesAllVersions/0112-2---61987%23ABC971,https://cdd.iec.ch/cdd/iec61987/iec61987.nsf/PropertiesAllVersions/0112-2---61987%23ABB961,https://cdd.iec.ch/cdd/iec61987/iec61987.nsf/PropertiesAllVersions/0112-2---61987%23ABB411 | 0112-2---61987#ABB961,0112-2---61987#ABB411,0112-2---61987#ABB959,0112-2---61987#ABD026,0112-2---61987#ABC980,0112-2---61987#ABB960,0112-2---61987#ABD018,0112-2---61987#ABC971
0112/2///61987#ABD899 | 003 | 01 | 0112/2///61987#ABD899#003 | Manufacturer-specific output [5] |  |  |  | properties characterizing a manufacturer-specific output |  |  |  |  | ITEM_CLASS | [5 empty] | 0112/2///61987#ABE042 - Type of output [8]0112/2///61987#ABE573 - Type of output [9]0112/2///61987#ABE579 - Type of output [11]0112/2///61987#ABE692 - Type of output [22] |  |  | false | Standard |  | IEC 61987 | IEC | 2022-12-09 | 2017-12-07 | 2022-12-09 | 2022-12-09 |  | IEC/SC 65E | C00112 |  | 0112/2///61987#ABV501 | https://cdd.iec.ch/CDD/IEC61987/iec61987.nsf/Classes/0112-2---61987%23ABD899 | https://cdd.iec.ch/cdd/iec61987/iec61987.nsf/PropertiesAllVersions/0112-2---61987%23ABB631,https://cdd.iec.ch/cdd/iec61987/iec61987.nsf/PropertiesAllVersions/0112-2---61987%23ABC965 | 0112-2---61987#ABB631,0112-2---61987#ABC965
0112/2///61987#ABE030 | 001 | 02 | 0112/2///61987#ABE030#001 | Structural design of a globe valve |  |  |  | properties characterizing the constructional details of a globe valve |  |  |  |  | ITEM_CLASS | [5 empty] | 0112/2///61987#ABE014 - Structural design [globe valve] |  |  |  | Standard |  |  |  | 2018-03-28 | 2013-09-02 | 2013-09-02 | 2014-06-18 |  | SC65E – IEC 61987 | C00009 |  | 0112/2///61987#ABV501 | https://cdd.iec.ch/CDD/IEC61987/iec61987.nsf/Classes/0112-2---61987%23ABE030 | https://cdd.iec.ch/cdd/iec61987/iec61987.nsf/PropertiesAllVersions/0112-2---61987%23ABE423,https://cdd.iec.ch/cdd/iec61987/iec61987.nsf/PropertiesAllVersions/0112-2---61987%23ABD647,https://cdd.iec.ch/cdd/iec61987/iec61987.nsf/PropertiesAllVersions/0112-2---61987%23ABE166,https://cdd.iec.ch/cdd/iec61987/iec61987.nsf/PropertiesAllVersions/0112-2---61987%23ABD711,https://cdd.iec.ch/cdd/iec61987/iec61987.nsf/PropertiesAllVersions/0112-2---61987%23ABD749 | 0112-2---61987#ABE166,0112-2---61987#ABD711,0112-2---61987#ABD749,0112-2---61987#ABE423,0112-2---61987#ABD647
0112/2///61987#ABI478 | 001 | 01 | 0112/2///61987#ABI478#001 | Requirement |  |  |  | properties characterizing a requirement |  |  |  |  | ITEM_CLASS | [5 empty] | 0112/2///61987#ABI471 - Special/further requirements |  |  |  | Standard |  |  |  | 2019-03-08 | 2017-12-07 | 2019-03-08 | 2019-03-08 |  | SC65E – IEC 61987 | C00018 | 001-01 (2019-03-08 15:35:13 by BATCH 00000766) standard | 0112/2///61987#ABV501 | https://cdd.iec.ch/CDD/IEC61987/iec61987.nsf/Classes/0112-2---61987%23ABI478 | https://cdd.iec.ch/cdd/iec61987/iec61987.nsf/PropertiesAllVersions/0112-2---61987%23ABI530,https://cdd.iec.ch/cdd/iec61987/iec61987.nsf/PropertiesAllVersions/0112-2---61987%23ABI531,https://cdd.iec.ch/cdd/iec61987/iec61987.nsf/PropertiesAllVersions/0112-2---61987%23ABI532 | 0112-2---61987#ABI530,0112-2---61987#ABI531,0112-2---61987#ABI532
0112/2///61987#ABC434 | 002 | 01 | 0112/2///61987#ABC434#002 | Mechanical and electrical construction [vortex flow transmitter] |  |  |  | properties characterizing the constructional details of the device and its parts |  |  | IEC 61987-1, 5.8 |  | ITEM_CLASS | [5 empty] | 0112/2///61987#ABA022 - Device LOP for vortex flow transmitter |  |  |  | Standard |  |  |  | 2018-03-28 | 2013-08-27 | 2016-05-24 | 2016-05-24 |  | SC65E – IEC 61987 | C00004 |  | 0112/2///61987#ABV501 | https://cdd.iec.ch/CDD/IEC61987/iec61987.nsf/Classes/0112-2---61987%23ABC434 | https://cdd.iec.ch/cdd/iec61987/iec61987.nsf/PropertiesAllVersions/0112-2---61987%23ABD114,https://cdd.iec.ch/cdd/iec61987/iec61987.nsf/PropertiesAllVersions/0112-2---61987%23ABD241,https://cdd.iec.ch/cdd/iec61987/iec61987.nsf/PropertiesAllVersions/0112-2---61987%23ABB139,https://cdd.iec.ch/cdd/iec61987/iec61987.nsf/PropertiesAllVersions/0112-2---61987%23ABC862,https://cdd.iec.ch/cdd/iec61987/iec61987.nsf/PropertiesAllVersions/0112-2---61987%23ABC789 | 0112-2---61987#ABD114,0112-2---61987#ABD241,0112-2---61987#ABB139,0112-2---61987#ABC862,0112-2---61987#ABC789
0112/2///61987#ABD833 | 001 | 02 | 0112/2///61987#ABD833#001 | Liquid phase [valves] |  |  |  | properties characterizing a liquid phase of a fluid |  |  |  |  | ITEM_CLASS | [5 empty] | 0112/2///61987#ABD988 - Process conditions at the inlet0112/2///61987#ABD989 - Process conditions at the outlet |  |  |  | Standard |  |  |  | 2018-03-28 | 2013-09-02 | 2013-09-02 | 2014-06-18 |  | SC65E – IEC 61987 | C00004 |  | 0112/2///61987#ABV501 | https://cdd.iec.ch/CDD/IEC61987/iec61987.nsf/Classes/0112-2---61987%23ABD833 | https://cdd.iec.ch/cdd/iec61987/iec61987.nsf/PropertiesAllVersions/0112-2---61987%23ABA946,https://cdd.iec.ch/cdd/iec61987/iec61987.nsf/PropertiesAllVersions/0112-2---61987%23ABA557,https://cdd.iec.ch/cdd/iec61987/iec61987.nsf/PropertiesAllVersions/0112-2---61987%23ABD712,https://cdd.iec.ch/cdd/iec61987/iec61987.nsf/PropertiesAllVersions/0112-2---61987%23ABB297,https://cdd.iec.ch/cdd/iec61987/iec61987.nsf/PropertiesAllVersions/0112-2---61987%23ABB298,https://cdd.iec.ch/cdd/iec61987/iec61987.nsf/PropertiesAllVersions/0112-2---61987%23ABB299,https://cdd.iec.ch/cdd/iec61987/iec61987.nsf/PropertiesAllVersions/0112-2---61987%23ABB067,https://cdd.iec.ch/cdd/iec61987/iec61987.nsf/PropertiesAllVersions/0112-2---61987%23ABB300,https://cdd.iec.ch/cdd/iec61987/iec61987.nsf/PropertiesAllVersions/0112-2---61987%23ABB180,https://cdd.iec.ch/cdd/iec61987/iec61987.nsf/PropertiesAllVersions/0112-2---61987%23ABA597,https://cdd.iec.ch/cdd/iec61987/iec61987.nsf/PropertiesAllVersions/0112-2---61987%23ABA603,https://cdd.iec.ch/cdd/iec61987/iec61987.nsf/PropertiesAllVersions/0112-2---61987%23ABD578,https://cdd.iec.ch/cdd/iec61987/iec61987.nsf/PropertiesAllVersions/0112-2---61987%23ABD579 | 0112-2---61987#ABB297,0112-2---61987#ABB067,0112-2---61987#ABA603,0112-2---61987#ABD579,0112-2---61987#ABB180,0112-2---61987#ABA597,0112-2---61987#ABA946,0112-2---61987#ABA557,0112-2---61987#ABD712,0112-2---61987#ABB298,0112-2---61987#ABB299,0112-2---61987#ABB300,0112-2---61987#ABD578
0112/2///61987#ABE564 | 002 | 01 | 0112/2///61987#ABE564#002 | Measured variable [5] |  |  |  | properties characterizing a measured variable, the size of which is to be acquired and indicated by the device |  |  |  |  | ITEM_CLASS | [5 empty] | 0112/2///61987#ABD894 - Input [11]0112/2///61987#ABE563 - Input [12]0112/2///61987#ABE568 - Input [13] |  |  |  | Standard |  | IEC 61987 | IEC | 2018-03-28 | 2014-07-25 | 2018-03-20 | 2018-03-20 |  | SC65E – IEC 61987 | C00016 |  | 0112/2///61987#ABV501 | https://cdd.iec.ch/CDD/IEC61987/iec61987.nsf/Classes/0112-2---61987%23ABE564 | https://cdd.iec.ch/cdd/iec61987/iec61987.nsf/PropertiesAllVersions/0112-2---61987%23ABB271,https://cdd.iec.ch/cdd/iec61987/iec61987.nsf/PropertiesAllVersions/0112-2---61987%23ABA577,https://cdd.iec.ch/cdd/iec61987/iec61987.nsf/PropertiesAllVersions/0112-2---61987%23ABU580 | 0112-2---61987#ABU580,0112-2---61987#ABB271,0112-2---61987#ABA577
0112/2///61987#ABF016 | 001 | 01 | 0112/2///61987#ABF016#001 | Material of stilling well |  |  |  | properties characterizing the material of which the stilling well is made |  |  |  |  | ITEM_CLASS | [5 empty] | 0112/2///61987#ABF024 - Structural design of a stilling well0112/2///61987#ABH141 - Stilling well |  |  |  | Standard |  | IEC 61987 | IEC | 2018-03-28 | 2014-12-17 | 2018-03-20 | 2018-03-20 |  | SC65E – IEC 61987 | C00018 | 001-01 (2018-03-28 07:26:05 by BATCH 00000762) standard | 0112/2///61987#ABV501 | https://cdd.iec.ch/CDD/IEC61987/iec61987.nsf/Classes/0112-2---61987%23ABF016 | https://cdd.iec.ch/cdd/iec61987/iec61987.nsf/PropertiesAllVersions/0112-2---61987%23ABB455,https://cdd.iec.ch/cdd/iec61987/iec61987.nsf/PropertiesAllVersions/0112-2---61987%23ABI460,https://cdd.iec.ch/cdd/iec61987/iec61987.nsf/PropertiesAllVersions/0112-2---61987%23ABA908,https://cdd.iec.ch/cdd/iec61987/iec61987.nsf/PropertiesAllVersions/0112-2---61987%23ABA907 | 0112-2---61987#ABB455,0112-2---61987#ABI460,0112-2---61987#ABA908,0112-2---61987#ABA907
0112/2///61987#ABF924 | 001 | 01 | 0112/2///61987#ABF924#001 | Input [17] |  |  |  | properties characterizing a measured variable, the size of which is to be acquired and indicated by the measurement as well as any auxiliary signal inputs |  |  | from IEC 61987-1, 5.4 |  | ITEM_CLASS | [5 empty] | 0112/2///61987#ABE746 - Device LOP for nuclear level transmitter/switch |  |  |  | Standard |  | IEC 61987 | IEC | 2018-03-28 | 2014-12-17 | 2018-03-20 | 2018-03-20 |  | SC65E – IEC 61987 | C00018 | 001-01 (2018-03-28 07:26:06 by BATCH 00000762) standard | 0112/2///61987#ABV501 | https://cdd.iec.ch/CDD/IEC61987/iec61987.nsf/Classes/0112-2---61987%23ABF924 | https://cdd.iec.ch/cdd/iec61987/iec61987.nsf/PropertiesAllVersions/0112-2---61987%23ABB065,https://cdd.iec.ch/cdd/iec61987/iec61987.nsf/PropertiesAllVersions/0112-2---61987%23ABG504,https://cdd.iec.ch/cdd/iec61987/iec61987.nsf/PropertiesAllVersions/0112-2---61987%23ABA340,https://cdd.iec.ch/cdd/iec61987/iec61987.nsf/PropertiesAllVersions/0112-2---61987%23ABG610 | 0112-2---61987#ABB065,0112-2---61987#ABG504,0112-2---61987#ABA340,0112-2---61987#ABG610
0112/2///61987#ABP290 | 001 | 01 | 0112/2///61987#ABP290#001 | Installation design conditions [infrastructure device] |  |  |  | properties characterizing the installation conditions of an infrastructure device |  |  |  |  | ITEM_CLASS | [5 empty] | 0112/2///61987#ABP291 - Operating conditions for device design [infrastructure device] |  |  | false | Standard |  | IEC 61987 | IEC | 2023-01-23 | 2023-01-23 | 2023-01-23 | 2023-01-23 |  | IEC/SC 65E | C00128 | 001-01 (2023-01-23 14:53:34 by BATCH 00000807) standard | 0112/2///61987#ABV501 | https://cdd.iec.ch/CDD/IEC61987/iec61987.nsf/Classes/0112-2---61987%23ABP290 | https://cdd.iec.ch/cdd/iec61987/iec61987.nsf/PropertiesAllVersions/0112-2---61987%23ABP293 | 0112-2---61987#ABP293
0112/2///61987#ABD906 | 001 | 02 | 0112/2///61987#ABD906#001 | Material of disc |  |  |  | properties characterizing the material of which a disc is made |  |  |  |  | ITEM_CLASS | [5 empty] | - |  |  |  | Standard |  |  |  | 2018-03-28 | 2013-09-02 | 2013-09-02 | 2014-06-18 |  | SC65E – IEC 61987 | C00009 |  | 0112/2///61987#ABV501 | https://cdd.iec.ch/CDD/IEC61987/iec61987.nsf/Classes/0112-2---61987%23ABD906 | https://cdd.iec.ch/cdd/iec61987/iec61987.nsf/PropertiesAllVersions/0112-2---61987%23ABB455,https://cdd.iec.ch/cdd/iec61987/iec61987.nsf/PropertiesAllVersions/0112-2---61987%23ABI460,https://cdd.iec.ch/cdd/iec61987/iec61987.nsf/PropertiesAllVersions/0112-2---61987%23ABA908,https://cdd.iec.ch/cdd/iec61987/iec61987.nsf/PropertiesAllVersions/0112-2---61987%23ABA907 | 0112-2---61987#ABB455,0112-2---61987#ABI460,0112-2---61987#ABA908,0112-2---61987#ABA907
0112/2///61987#ABO010 | 001 | 01 | 0112/2///61987#ABO010#001 | Resistance-to-current converter |  |  |  | electrical signal converter that converts a resistance input signal to a current output signal |  |  |  |  | ITEM_CLASS |  |  |  |  | 0112/2///61987#ABP285 - reference to Operating LOP for infrastructure devices |  |  |  | true | Standard |  | IEC 61987-31 | IEC | 2022-10-26 | 2022-10-26 | 2022-10-26 | 2022-10-26 |  | IEC/SC 65E | C00127 | 001-01 (2022-10-26 07:15:16 by BATCH 00000802) standard | 0112/2///61987#ABO003 | https://cdd.iec.ch/CDD/IEC61987/iec61987.nsf/Classes/0112-2---61987%23ABO010
0112/2///61987#ABO020 | 001 | 01 | 0112/2///61987#ABO020#001 | Communication signal converter |  |  |  | converter that manipulates communication signal on the physical layer | In contrast to a communication adapter, a communication signal converter is permanently installed in a plant architecture. |  |  |  | ITEM_CLASS |  |  |  |  | 0112/2///61987#ABP285 - reference to Operating LOP for infrastructure devices |  |  |  | true | Standard |  | IEC 61987-31 | IEC | 2022-10-26 | 2022-10-26 | 2022-10-26 | 2022-10-26 |  | IEC/SC 65E | C00127 | 001-01 (2022-10-26 07:15:16 by BATCH 00000802) standard | 0112/2///61987#ABO002 | https://cdd.iec.ch/CDD/IEC61987/iec61987.nsf/Classes/0112-2---61987%23ABO020
0112/2///61987#ABO030 | 001 | 01 | 0112/2///61987#ABO030#001 | Analog input module |  |  |  | input module that provides an analog signal to another device |  |  |  |  | ITEM_CLASS |  |  |  |  | 0112/2///61987#ABP230 - reference to Device LOP for I/O modules0112/2///61987#ABP285 - reference to Operating LOP for infrastructure devices |  |  |  | true | Standard |  | IEC 61987-31 | IEC | 2022-10-26 | 2022-10-26 | 2022-10-26 | 2022-10-26 |  | IEC/SC 65E | C00127 | 001-01 (2022-10-26 07:15:16 by BATCH 00000802) standard | 0112/2///61987#ABO029 | https://cdd.iec.ch/CDD/IEC61987/iec61987.nsf/Classes/0112-2---61987%23ABO030
0112/2///61987#ABO061 | 001 | 01 | 0112/2///61987#ABO061#001 | Wireless client |  |  |  | network component that provides wired devices communication access to a wireless network | A wireless client is often a communication module which enables a device to communicate wireless in a communication network. |  |  |  | ITEM_CLASS |  |  |  |  | 0112/2///61987#ABP285 - reference to Operating LOP for infrastructure devices |  |  |  | true | Standard |  | IEC 61987-31 | IEC | 2022-10-26 | 2022-10-26 | 2022-10-26 | 2022-10-26 |  | IEC/SC 65E | C00127 | 001-01 (2022-10-26 07:15:17 by BATCH 00000802) standard | 0112/2///61987#ABO045 | https://cdd.iec.ch/CDD/IEC61987/iec61987.nsf/Classes/0112-2---61987%23ABO061
0112/2///61987#ABE632 | 002 | 01 | 0112/2///61987#ABE632#002 | Device LOP for filter regulator |  |  |  | list of properties characterizing a filter regulator |  |  |  |  | ITEM_CLASS | [5 empty] | 0112/2///61987#ABD377 - Filter regulator |  |  |  | Standard |  | IEC 61987 | IEC | 2022-09-08 | 2017-12-07 | 2022-09-08 | 2022-09-08 |  | IEC/SC 65E | C00121 |  | 0112/2///61987#ABV504 | https://cdd.iec.ch/CDD/IEC61987/iec61987.nsf/Classes/0112-2---61987%23ABE632 | https://cdd.iec.ch/cdd/iec61987/iec61987.nsf/PropertiesAllVersions/0112-2---61987%23ABC899,https://cdd.iec.ch/cdd/iec61987/iec61987.nsf/PropertiesAllVersions/0112-2---61987%23ABC730,https://cdd.iec.ch/cdd/iec61987/iec61987.nsf/PropertiesAllVersions/0112-2---61987%23ABE462,https://cdd.iec.ch/cdd/iec61987/iec61987.nsf/PropertiesAllVersions/0112-2---61987%23ABU551,https://cdd.iec.ch/cdd/iec61987/iec61987.nsf/PropertiesAllVersions/0112-2---61987%23ABE707,https://cdd.iec.ch/cdd/iec61987/iec61987.nsf/PropertiesAllVersions/0112-2---61987%23ABE504,https://cdd.iec.ch/cdd/iec61987/iec61987.nsf/PropertiesAllVersions/0112-2---61987%23ABE542,https://cdd.iec.ch/cdd/iec61987/iec61987.nsf/PropertiesAllVersions/0112-2---61987%23ABE073,https://cdd.iec.ch/cdd/iec61987/iec61987.nsf/PropertiesAllVersions/0112-2---61987%23ABC795,https://cdd.iec.ch/cdd/iec61987/iec61987.nsf/PropertiesAllVersions/0112-2---61987%23ABA293,https://cdd.iec.ch/cdd/iec61987/iec61987.nsf/PropertiesAllVersions/0112-2---61987%23ABC710 | 0112-2---61987#ABC730,0112-2---61987#ABE462,0112-2---61987#ABE504,0112-2---61987#ABC795,0112-2---61987#ABC710,0112-2---61987#ABC899,0112-2---61987#ABU551,0112-2---61987#ABE707,0112-2---61987#ABE542,0112-2---61987#ABE073,0112-2---61987#ABA293
0112/2///61987#ABC542 | 002 | 01 | 0112/2///61987#ABC542#002 | Process design ratings [2] |  |  |  | properties characterizing the process conditions for which the device is designed |  |  |  |  | ITEM_CLASS | [5 empty] | 0112/2///61987#ABC559 - Rated Operating Conditions [3]0112/2///61987#ABC559 - Rated operating conditions [3]0112/2///61987#ABD514 - Rated Operating Conditions [7]0112/2///61987#ABD514 - Rated operating conditions [7] |  |  |  | Standard |  |  |  | 2018-03-28 | 2013-08-27 | 2016-05-24 | 2016-05-24 |  | SC65E – IEC 61987 | C00018 |  | 0112/2///61987#ABV501 | https://cdd.iec.ch/CDD/IEC61987/iec61987.nsf/Classes/0112-2---61987%23ABC542 | https://cdd.iec.ch/cdd/iec61987/iec61987.nsf/PropertiesAllVersions/0112-2---61987%23ABH445,https://cdd.iec.ch/cdd/iec61987/iec61987.nsf/PropertiesAllVersions/0112-2---61987%23ABD082,https://cdd.iec.ch/cdd/iec61987/iec61987.nsf/PropertiesAllVersions/0112-2---61987%23ABC949,https://cdd.iec.ch/cdd/iec61987/iec61987.nsf/PropertiesAllVersions/0112-2---61987%23ABC938 | 0112-2---61987#ABD082,0112-2---61987#ABC949,0112-2---61987#ABC938,0112-2---61987#ABH445
0112/2///61987#ABC559 | 003 | 01 | 0112/2///61987#ABC559#003 | Rated operating conditions [3] |  |  |  | properties characterizing the conditions that must be fulfilled during operation in order that a device or assembly performs as designed |  |  |  |  | ITEM_CLASS | [5 empty] | 0112/2///61987#ABA029 - Device LOP for absolute/gauge pressure transmitter |  |  | false | Standard |  | IEC 61987 | IEC | 2022-12-09 | 2017-12-07 | 2022-12-09 | 2022-12-09 |  | IEC/SC 65E | C00112 |  | 0112/2///61987#ABV501 | https://cdd.iec.ch/CDD/IEC61987/iec61987.nsf/Classes/0112-2---61987%23ABC559 | https://cdd.iec.ch/cdd/iec61987/iec61987.nsf/PropertiesAllVersions/0112-2---61987%23ABD521,https://cdd.iec.ch/cdd/iec61987/iec61987.nsf/PropertiesAllVersions/0112-2---61987%23ABC859,https://cdd.iec.ch/cdd/iec61987/iec61987.nsf/PropertiesAllVersions/0112-2---61987%23ABD172,https://cdd.iec.ch/cdd/iec61987/iec61987.nsf/PropertiesAllVersions/0112-2---61987%23ABD163 | 0112-2---61987#ABD521,0112-2---61987#ABC859,0112-2---61987#ABD172,0112-2---61987#ABD163
0112/2///61987#ABF039 | 001 | 01 | 0112/2///61987#ABF039#001 | Material of float |  |  |  | properties characterizing the material of which the float is made |  |  |  |  | ITEM_CLASS | [5 empty] | 0112/2///61987#ABF029 - Float |  |  |  | Standard |  | IEC 61987 | IEC | 2018-03-28 | 2018-03-28 | 2018-03-28 | 2018-03-28 |  | SC65E – IEC 61987 | C00018 | 001-01 (2018-03-28 07:26:05 by BATCH 00000762) standard | 0112/2///61987#ABV501 | https://cdd.iec.ch/CDD/IEC61987/iec61987.nsf/Classes/0112-2---61987%23ABF039 | https://cdd.iec.ch/cdd/iec61987/iec61987.nsf/PropertiesAllVersions/0112-2---61987%23ABB455,https://cdd.iec.ch/cdd/iec61987/iec61987.nsf/PropertiesAllVersions/0112-2---61987%23ABI460,https://cdd.iec.ch/cdd/iec61987/iec61987.nsf/PropertiesAllVersions/0112-2---61987%23ABA908,https://cdd.iec.ch/cdd/iec61987/iec61987.nsf/PropertiesAllVersions/0112-2---61987%23ABA907 | 0112-2---61987#ABB455,0112-2---61987#ABI460,0112-2---61987#ABA908,0112-2---61987#ABA907
0112/2///61987#ABF217 | 001 | 01 | 0112/2///61987#ABF217#001 | Structural design of a magnetic level gauge |  |  |  | properties characterizing the constructional details of a magnetic level gauge |  |  |  |  | ITEM_CLASS | [5 empty] | 0112/2///61987#ABG413 - Structural design [magnetic level gauge] |  |  |  | Standard |  | IEC 61987 | IEC | 2018-03-28 | 2014-12-17 | 2018-03-20 | 2018-03-20 |  | SC65E – IEC 61987 | C00018 | 001-01 (2018-03-28 07:26:05 by BATCH 00000762) standard | 0112/2///61987#ABV501 | https://cdd.iec.ch/CDD/IEC61987/iec61987.nsf/Classes/0112-2---61987%23ABF217 | https://cdd.iec.ch/cdd/iec61987/iec61987.nsf/PropertiesAllVersions/0112-2---61987%23ABH424,https://cdd.iec.ch/cdd/iec61987/iec61987.nsf/PropertiesAllVersions/0112-2---61987%23ABF739,https://cdd.iec.ch/cdd/iec61987/iec61987.nsf/PropertiesAllVersions/0112-2---61987%23ABF209,https://cdd.iec.ch/cdd/iec61987/iec61987.nsf/PropertiesAllVersions/0112-2---61987%23ABF752,https://cdd.iec.ch/cdd/iec61987/iec61987.nsf/PropertiesAllVersions/0112-2---61987%23ABF753,https://cdd.iec.ch/cdd/iec61987/iec61987.nsf/PropertiesAllVersions/0112-2---61987%23ABF028,https://cdd.iec.ch/cdd/iec61987/iec61987.nsf/PropertiesAllVersions/0112-2---61987%23ABF701,https://cdd.iec.ch/cdd/iec61987/iec61987.nsf/PropertiesAllVersions/0112-2---61987%23ABF704,https://cdd.iec.ch/cdd/iec61987/iec61987.nsf/PropertiesAllVersions/0112-2---61987%23ABA147,https://cdd.iec.ch/cdd/iec61987/iec61987.nsf/PropertiesAllVersions/0112-2---61987%23ABA633,https://cdd.iec.ch/cdd/iec61987/iec61987.nsf/PropertiesAllVersions/0112-2---61987%23ABB140,https://cdd.iec.ch/cdd/iec61987/iec61987.nsf/PropertiesAllVersions/0112-2---61987%23ABC028,https://cdd.iec.ch/cdd/iec61987/iec61987.nsf/PropertiesAllVersions/0112-2---61987%23ABB396,https://cdd.iec.ch/cdd/iec61987/iec61987.nsf/PropertiesAllVersions/0112-2---61987%23ABB915,https://cdd.iec.ch/cdd/iec61987/iec61987.nsf/PropertiesAllVersions/0112-2---61987%23ABD033,https://cdd.iec.ch/cdd/iec61987/iec61987.nsf/PropertiesAllVersions/0112-2---61987%23ABB457,https://cdd.iec.ch/cdd/iec61987/iec61987.nsf/PropertiesAllVersions/0112-2---61987%23ABC969 | 0112-2---61987#ABB457,0112-2---61987#ABF028,0112-2---61987#ABD033,0112-2---61987#ABC969,0112-2---61987#ABF704,0112-2---61987#ABB915,0112-2---61987#ABC028,0112-2---61987#ABB396,0112-2---61987#ABF753,0112-2---61987#ABA633,0112-2---61987#ABF209,0112-2---61987#ABF752,0112-2---61987#ABF701,0112-2---61987#ABA147,0112-2---61987#ABB140,0112-2---61987#ABH424,0112-2---61987#ABF739
0112/2///61987#ABC087 | 002 | 01 | 0112/2///61987#ABC087#002 | Analog current output [2] |  |  |  | properties characterizing an analog current output |  | 8 ABC087.8 |  |  | ITEM_CLASS | [5 empty] | 0112/2///61987#ABC665 - Type of output [2]0112/2///61987#ABC668 - Type of output [5] |  |  |  | Standard |  |  |  | 2018-03-28 | 2013-08-27 | 2016-05-24 | 2016-05-24 |  | SC65E – IEC 61987 | C00004 |  | 0112/2///61987#ABV501 | https://cdd.iec.ch/CDD/IEC61987/iec61987.nsf/Classes/0112-2---61987%23ABC087 | https://cdd.iec.ch/cdd/iec61987/iec61987.nsf/PropertiesAllVersions/0112-2---61987%23ABU190,https://cdd.iec.ch/cdd/iec61987/iec61987.nsf/PropertiesAllVersions/0112-2---61987%23ABC721 | 0112-2---61987#ABU190,0112-2---61987#ABC721
0112/2///61987#ABC271 | 001 | 02 | 0112/2///61987#ABC271#001 | Indicated condition |  |  |  | properties characterizing an indicated condition |  |  |  |  | ITEM_CLASS | [5 empty] | 0112/2///61987#ABC313 - LED indicator |  |  |  | Standard |  |  |  | 2018-03-28 | 2013-08-27 | 2013-08-27 | 2014-06-18 |  | SC65E – IEC 61987 | C00004 |  | 0112/2///61987#ABV501 | https://cdd.iec.ch/CDD/IEC61987/iec61987.nsf/Classes/0112-2---61987%23ABC271 | https://cdd.iec.ch/cdd/iec61987/iec61987.nsf/PropertiesAllVersions/0112-2---61987%23ABA549,https://cdd.iec.ch/cdd/iec61987/iec61987.nsf/PropertiesAllVersions/0112-2---61987%23ABA550,https://cdd.iec.ch/cdd/iec61987/iec61987.nsf/PropertiesAllVersions/0112-2---61987%23ABA551 | 0112-2---61987#ABA549,0112-2---61987#ABA550,0112-2---61987#ABA551
0112/2///61987#ABE008 | 001 | 02 | 0112/2///61987#ABE008#001 | Seat |  |  |  | properties characterizing the seat of a valve trim |  |  |  |  | ITEM_CLASS | [5 empty] | 0112/2///61987#ABD812 - Body of valve [2]0112/2///61987#ABD813 - Body of valve [3]0112/2///61987#ABD814 - Body of valve [1]0112/2///61987#ABE605 - Body of solenoid valve |  |  |  | Standard |  |  |  | 2018-03-28 | 2013-09-02 | 2013-09-02 | 2014-06-18 |  | SC65E – IEC 61987 | C00009 |  | 0112/2///61987#ABV501 | https://cdd.iec.ch/CDD/IEC61987/iec61987.nsf/Classes/0112-2---61987%23ABE008 | https://cdd.iec.ch/cdd/iec61987/iec61987.nsf/PropertiesAllVersions/0112-2---61987%23ABD728,https://cdd.iec.ch/cdd/iec61987/iec61987.nsf/PropertiesAllVersions/0112-2---61987%23ABE171,https://cdd.iec.ch/cdd/iec61987/iec61987.nsf/PropertiesAllVersions/0112-2---61987%23ABE406,https://cdd.iec.ch/cdd/iec61987/iec61987.nsf/PropertiesAllVersions/0112-2---61987%23ABE408 | 0112-2---61987#ABD728,0112-2---61987#ABE171,0112-2---61987#ABE406,0112-2---61987#ABE408
0112/2///61987#ABF936 | 001 | 01 | 0112/2///61987#ABF936#001 | Input [29] |  |  |  | properties characterizing a measured variable, the size of which is to be acquired and indicated by the measurement as well as any auxiliary signal inputs |  |  | from IEC 61987-1, 5.4 |  | ITEM_CLASS | [5 empty] | 0112/2///61987#ABE759 - Device LOP for temperature gauge |  |  |  | Standard |  | IEC 61987 | IEC | 2018-03-28 | 2014-12-17 | 2016-05-24 | 2016-05-24 |  | SC65E – IEC 61987 | C00019 | 001-01 (2018-03-28 07:26:06 by BATCH 00000762) standard | 0112/2///61987#ABV501 | https://cdd.iec.ch/CDD/IEC61987/iec61987.nsf/Classes/0112-2---61987%23ABF936 | https://cdd.iec.ch/cdd/iec61987/iec61987.nsf/PropertiesAllVersions/0112-2---61987%23ABB065,https://cdd.iec.ch/cdd/iec61987/iec61987.nsf/PropertiesAllVersions/0112-2---61987%23ABG513 | 0112-2---61987#ABB065,0112-2---61987#ABG513
0112/2///61987#ABG140 | 001 | 01 | 0112/2///61987#ABG140#001 | Output [25] |  |  |  | properties characterizing the outputs provided by the device, the variables assigned to them and their electrical properties |  |  | from IEC 61987-1, 5.5 |  | ITEM_CLASS | [5 empty] | 0112/2///61987#ABE756 - Device LOP for separate level transmitter/switching unit |  |  |  | Standard |  | IEC 61987 | IEC | 2018-03-28 | 2014-12-17 | 2018-03-20 | 2018-03-20 |  | SC65E – IEC 61987 | C00018 | 001-01 (2018-03-28 07:26:07 by BATCH 00000762) standard | 0112/2///61987#ABV501 | https://cdd.iec.ch/CDD/IEC61987/iec61987.nsf/Classes/0112-2---61987%23ABG140 | https://cdd.iec.ch/cdd/iec61987/iec61987.nsf/PropertiesAllVersions/0112-2---61987%23ABB271,https://cdd.iec.ch/cdd/iec61987/iec61987.nsf/PropertiesAllVersions/0112-2---61987%23ABA577,https://cdd.iec.ch/cdd/iec61987/iec61987.nsf/PropertiesAllVersions/0112-2---61987%23ABA607,https://cdd.iec.ch/cdd/iec61987/iec61987.nsf/PropertiesAllVersions/0112-2---61987%23ABA342,https://cdd.iec.ch/cdd/iec61987/iec61987.nsf/PropertiesAllVersions/0112-2---61987%23ABU949 | 0112-2---61987#ABB271,0112-2---61987#ABA577,0112-2---61987#ABA607,0112-2---61987#ABA342,0112-2---61987#ABU949
0112/2///61987#ABH652 | 001 | 01 | 0112/2///61987#ABH652#001 | Output values of volume fraction |  |  |  | properties characterizing the readings of volume fraction output signals |  |  |  |  | ITEM_CLASS | [5 empty] | 0112/2///61987#ABH634 - Calibration point of volume fraction |  |  |  | Standard |  |  |  | 2019-03-08 | 2017-12-07 | 2019-03-08 | 2019-03-08 |  | SC65E – IEC 61987 | C00018 | 001-01 (2019-03-08 15:35:12 by BATCH 00000766) standard | 0112/2///61987#ABV501 | https://cdd.iec.ch/CDD/IEC61987/iec61987.nsf/Classes/0112-2---61987%23ABH652 | https://cdd.iec.ch/cdd/iec61987/iec61987.nsf/PropertiesAllVersions/0112-2---61987%23ABH566,https://cdd.iec.ch/cdd/iec61987/iec61987.nsf/PropertiesAllVersions/0112-2---61987%23ABH567,https://cdd.iec.ch/cdd/iec61987/iec61987.nsf/PropertiesAllVersions/0112-2---61987%23ABH568,https://cdd.iec.ch/cdd/iec61987/iec61987.nsf/PropertiesAllVersions/0112-2---61987%23ABH669,https://cdd.iec.ch/cdd/iec61987/iec61987.nsf/PropertiesAllVersions/0112-2---61987%23ABH670 | 0112-2---61987#ABH566,0112-2---61987#ABH567,0112-2---61987#ABH568,0112-2---61987#ABH669,0112-2---61987#ABH670
0112/2///61987#ABI487 | 001 | 01 | 0112/2///61987#ABI487#001 | Repair concept |  |  |  | properties characterizing a repair concept |  |  |  |  | ITEM_CLASS | [5 empty] | 0112/2///61987#ABI470 - Maintenance/service and repair |  |  |  | Standard |  |  |  | 2019-03-08 | 2017-12-07 | 2019-03-08 | 2019-03-08 |  | SC65E – IEC 61987 | C00018 | 001-01 (2019-03-08 15:35:13 by BATCH 00000766) standard | 0112/2///61987#ABV501 | https://cdd.iec.ch/CDD/IEC61987/iec61987.nsf/Classes/0112-2---61987%23ABI487 | https://cdd.iec.ch/cdd/iec61987/iec61987.nsf/PropertiesAllVersions/0112-2---61987%23ABI523,https://cdd.iec.ch/cdd/iec61987/iec61987.nsf/PropertiesAllVersions/0112-2---61987%23ABI524 | 0112-2---61987#ABI523,0112-2---61987#ABI524
0112/2///61987#ABA748 | 002 | 01 | 0112/2///61987#ABA748#002 | Vibration switch |  |  |  | switch that outputs a discrete signal to detect a vibration regime |  |  |  |  | ITEM_CLASS | [9 empty] | Standard |  |  |  | 2018-03-28 | 2013-08-27 | 2016-05-24 | 2016-05-24 |  | SC65E – IEC 61987 | C00004 |  | 0112/2///61987#ABA697 | https://cdd.iec.ch/CDD/IEC61987/iec61987.nsf/Classes/0112-2---61987%23ABA748
0112/2///61987#ABC223 | 001 | 02 | 0112/2///61987#ABC223#001 | Electromechanical contact parameters |  |  |  | properties characterizing a switch based on a mechanical contact |  |  |  |  | ITEM_CLASS | [5 empty] | 0112/2///61987#ABC144 - Binary isolated output0112/2///61987#ABC144 - Binary relay output0112/2///61987#ABC555 - Pulse/frequency input/output parameters0112/2///61987#ABP031 - Frequency input parameters [I/O module] |  |  |  | Standard |  |  |  | 2018-03-28 | 2013-08-27 | 2013-08-27 | 2014-06-18 |  | SC65E – IEC 61987 | C00004 |  | 0112/2///61987#ABV501 | https://cdd.iec.ch/CDD/IEC61987/iec61987.nsf/Classes/0112-2---61987%23ABC223 | https://cdd.iec.ch/cdd/iec61987/iec61987.nsf/PropertiesAllVersions/0112-2---61987%23ABA216,https://cdd.iec.ch/cdd/iec61987/iec61987.nsf/PropertiesAllVersions/0112-2---61987%23ABB049,https://cdd.iec.ch/cdd/iec61987/iec61987.nsf/PropertiesAllVersions/0112-2---61987%23ABA452,https://cdd.iec.ch/cdd/iec61987/iec61987.nsf/PropertiesAllVersions/0112-2---61987%23ABA609,https://cdd.iec.ch/cdd/iec61987/iec61987.nsf/PropertiesAllVersions/0112-2---61987%23ABA608 | 0112-2---61987#ABA608,0112-2---61987#ABA216,0112-2---61987#ABB049,0112-2---61987#ABA452,0112-2---61987#ABA609
0112/2///61987#ABC563 | 005 | 01 | 0112/2///61987#ABC563#005 | Reference ambient conditions |  |  |  | properties characterizing the reference conditions of the ambient under which the performance of a device was tested |  |  |  |  | ITEM_CLASS | [5 empty] | 0112/2///61987#ABC564 - Reference conditions for the performance variable [1]0112/2///61987#ABC569 - Reference conditions for the performance variable [2]0112/2///61987#ABC570 - Reference conditions of the device [1]0112/2///61987#ABC571 - Reference conditions of the device [2]0112/2///61987#ABE001 - Reference conditions for the performance variable [3]0112/2///61987#ABE002 - Reference conditions of the device [4]0112/2///61987#ABG234 - Reference conditions of the device [5]0112/2///61987#ABG235 - Reference conditions of the device [6]0112/2///61987#ABG236 - Reference conditions of the device [7]0112/2///61987#ABG237 - Reference conditions of the device [8]0112/2///61987#ABG238 - Reference conditions of the device [9]0112/2///61987#ABG239 - Reference conditions of the device [10]0112/2///61987#ABG240 - Reference conditions of the device [11]0112/2///61987#ABG266 - Reference conditions for the performance variable [5]0112/2///61987#ABG267 - Reference conditions for the performance variable [6]0112/2///61987#ABG268 - Reference conditions for the performance variable [7]0112/2///61987#ABG269 - Reference conditions for the performance variable [8]0112/2///61987#ABG270 - Reference conditions for the performance variable [9]0112/2///61987#ABG271 - Reference conditions for the performance variable [10]0112/2///61987#ABG272 - Reference conditions for the performance variable [11] |  |  |  | Standard |  |  |  | 2018-03-28 | 2013-08-27 | 2018-03-20 | 2018-03-20 |  | SC65E – IEC 61987 | C00004 |  | 0112/2///61987#ABV501 | https://cdd.iec.ch/CDD/IEC61987/iec61987.nsf/Classes/0112-2---61987%23ABC563 | https://cdd.iec.ch/cdd/iec61987/iec61987.nsf/PropertiesAllVersions/0112-2---61987%23ABB277,https://cdd.iec.ch/cdd/iec61987/iec61987.nsf/PropertiesAllVersions/0112-2---61987%23ABB798,https://cdd.iec.ch/cdd/iec61987/iec61987.nsf/PropertiesAllVersions/0112-2---61987%23ABB637,https://cdd.iec.ch/cdd/iec61987/iec61987.nsf/PropertiesAllVersions/0112-2---61987%23ABB638,https://cdd.iec.ch/cdd/iec61987/iec61987.nsf/PropertiesAllVersions/0112-2---61987%23ABB639,https://cdd.iec.ch/cdd/iec61987/iec61987.nsf/PropertiesAllVersions/0112-2---61987%23ABB640,https://cdd.iec.ch/cdd/iec61987/iec61987.nsf/PropertiesAllVersions/0112-2---61987%23ABB642,https://cdd.iec.ch/cdd/iec61987/iec61987.nsf/PropertiesAllVersions/0112-2---61987%23ABB278 | 0112-2---61987#ABB637,0112-2---61987#ABB638,0112-2---61987#ABB639,0112-2---61987#ABB640,0112-2---61987#ABB642,0112-2---61987#ABB278,0112-2---61987#ABB277,0112-2---61987#ABB798
0112/2///61987#ABG174 | 001 | 01 | 0112/2///61987#ABG174#001 | Analog current output [10] |  |  |  | properties characterizing an analog current output |  | Polymorphic element: ABG174, Id: 2 |  |  | ITEM_CLASS | [5 empty] | 0112/2///61987#ABG144 - Type of output [14] |  |  |  | Standard |  | IEC 61987 | IEC | 2018-03-28 | 2014-12-17 | 2018-03-20 | 2018-03-20 |  | SC65E – IEC 61987 | C00018 | 001-01 (2018-03-28 07:26:07 by BATCH 00000762) standard | 0112/2///61987#ABV501 | https://cdd.iec.ch/CDD/IEC61987/iec61987.nsf/Classes/0112-2---61987%23ABG174 | https://cdd.iec.ch/cdd/iec61987/iec61987.nsf/PropertiesAllVersions/0112-2---61987%23ABV023,https://cdd.iec.ch/cdd/iec61987/iec61987.nsf/PropertiesAllVersions/0112-2---61987%23ABC721 | 0112-2---61987#ABV023,0112-2---61987#ABC721
0112/2///61987#ABG321 | 002 | 01 | 0112/2///61987#ABG321#002 | Rated operating conditions [16] |  |  |  | properties characterizing the conditions that must be fulfilled during operation in order that a device or assembly performs as designed |  |  |  |  | ITEM_CLASS | [5 empty] | 0112/2///61987#ABE752 - Device LOP for window0112/2///61987#ABE753 - Device LOP for bypass/measuring chamber |  |  | false | Standard |  | IEC 61987 | IEC | 2022-12-09 | 2017-12-07 | 2022-12-09 | 2022-12-09 |  | IEC/SC 65E | C00112 |  | 0112/2///61987#ABV501 | https://cdd.iec.ch/CDD/IEC61987/iec61987.nsf/Classes/0112-2---61987%23ABG321 | https://cdd.iec.ch/cdd/iec61987/iec61987.nsf/PropertiesAllVersions/0112-2---61987%23ABE141,https://cdd.iec.ch/cdd/iec61987/iec61987.nsf/PropertiesAllVersions/0112-2---61987%23ABD163 | 0112-2---61987#ABD163,0112-2---61987#ABE141
0112/2///61987#ABG352 | 002 | 01 | 0112/2///61987#ABG352#002 | Accuracy expressed as a percentage [7] |  |  |  | properties characterizing the accuracy of a measured value or a signal expressed as a percentage of reading, span or full range etc. |  |  |  |  | ITEM_CLASS | [5 empty] | 0112/2///61987#ABG309 - Percentage performance [6]0112/2///61987#ABG310 - Percentage performance [7] |  |  | false | Standard |  | IEC 61987 | IEC | 2022-12-09 | 2017-12-07 | 2022-12-09 | 2022-12-09 |  | IEC/SC 65E | C00112 |  | 0112/2///61987#ABV501 | https://cdd.iec.ch/CDD/IEC61987/iec61987.nsf/Classes/0112-2---61987%23ABG352 | https://cdd.iec.ch/cdd/iec61987/iec61987.nsf/PropertiesAllVersions/0112-2---61987%23ABD459,https://cdd.iec.ch/cdd/iec61987/iec61987.nsf/PropertiesAllVersions/0112-2---61987%23ABD460,https://cdd.iec.ch/cdd/iec61987/iec61987.nsf/PropertiesAllVersions/0112-2---61987%23ABD535,https://cdd.iec.ch/cdd/iec61987/iec61987.nsf/PropertiesAllVersions/0112-2---61987%23ABB652,https://cdd.iec.ch/cdd/iec61987/iec61987.nsf/PropertiesAllVersions/0112-2---61987%23ABB005,https://cdd.iec.ch/cdd/iec61987/iec61987.nsf/PropertiesAllVersions/0112-2---61987%23ABB653,https://cdd.iec.ch/cdd/iec61987/iec61987.nsf/PropertiesAllVersions/0112-2---61987%23ABB654,https://cdd.iec.ch/cdd/iec61987/iec61987.nsf/PropertiesAllVersions/0112-2---61987%23ABB655,https://cdd.iec.ch/cdd/iec61987/iec61987.nsf/PropertiesAllVersions/0112-2---61987%23ABB656,https://cdd.iec.ch/cdd/iec61987/iec61987.nsf/PropertiesAllVersions/0112-2---61987%23ABA568,https://cdd.iec.ch/cdd/iec61987/iec61987.nsf/PropertiesAllVersions/0112-2---61987%23ABB779,https://cdd.iec.ch/cdd/iec61987/iec61987.nsf/PropertiesAllVersions/0112-2---61987%23ABB657,https://cdd.iec.ch/cdd/iec61987/iec61987.nsf/PropertiesAllVersions/0112-2---61987%23ABC707,https://cdd.iec.ch/cdd/iec61987/iec61987.nsf/PropertiesAllVersions/0112-2---61987%23ABB801,https://cdd.iec.ch/cdd/iec61987/iec61987.nsf/PropertiesAllVersions/0112-2---61987%23ABB802,https://cdd.iec.ch/cdd/iec61987/iec61987.nsf/PropertiesAllVersions/0112-2---61987%23ABB803,https://cdd.iec.ch/cdd/iec61987/iec61987.nsf/PropertiesAllVersions/0112-2---61987%23ABB804,https://cdd.iec.ch/cdd/iec61987/iec61987.nsf/PropertiesAllVersions/0112-2---61987%23ABB805,https://cdd.iec.ch/cdd/iec61987/iec61987.nsf/PropertiesAllVersions/0112-2---61987%23ABB806,https://cdd.iec.ch/cdd/iec61987/iec61987.nsf/PropertiesAllVersions/0112-2---61987%23ABB846,https://cdd.iec.ch/cdd/iec61987/iec61987.nsf/PropertiesAllVersions/0112-2---61987%23ABB661,https://cdd.iec.ch/cdd/iec61987/iec61987.nsf/PropertiesAllVersions/0112-2---61987%23ABB519,https://cdd.iec.ch/cdd/iec61987/iec61987.nsf/PropertiesAllVersions/0112-2---61987%23ABB774,https://cdd.iec.ch/cdd/iec61987/iec61987.nsf/PropertiesAllVersions/0112-2---61987%23ABB847,https://cdd.iec.ch/cdd/iec61987/iec61987.nsf/PropertiesAllVersions/0112-2---61987%23ABF112,https://cdd.iec.ch/cdd/iec61987/iec61987.nsf/PropertiesAllVersions/0112-2---61987%23ABG873 | 0112-2---61987#ABD460,0112-2---61987#ABD535,0112-2---61987#ABB652,0112-2---61987#ABB654,0112-2---61987#ABB657,0112-2---61987#ABC707,0112-2---61987#ABB805,0112-2---61987#ABB519,0112-2---61987#ABD459,0112-2---61987#ABB005,0112-2---61987#ABB653,0112-2---61987#ABB655,0112-2---61987#ABB779,0112-2---61987#ABB801,0112-2---61987#ABB806,0112-2---61987#ABB846,0112-2---61987#ABB774,0112-2---61987#ABB847,0112-2---61987#ABA568,0112-2---61987#ABB661,0112-2---61987#ABG873,0112-2---61987#ABB656,0112-2---61987#ABB802,0112-2---61987#ABB803,0112-2---61987#ABB804,0112-2---61987#ABF112
0112/2///61987#ABF984 | 001 | 01 | 0112/2///61987#ABF984#001 | Type of measured variable [12] |  |  |  | administration block for polymorphism acting as proxy for the selected measured variable type |  | Polymorphic element: ABF984, Id: 3 |  |  | ITEM_CLASS | [5 empty] | 0112/2///61987#ABF948 - Measured variable [12] |  |  |  | Standard |  | IEC 61987 | IEC | 2018-03-28 | 2014-12-17 | 2018-03-20 | 2018-03-20 |  | SC65E – IEC 61987 | C00018 | 001-01 (2018-03-28 07:26:07 by BATCH 00000762) standard | 0112/2///61987#ABV501 | https://cdd.iec.ch/CDD/IEC61987/iec61987.nsf/Classes/0112-2---61987%23ABF984 | https://cdd.iec.ch/cdd/iec61987/iec61987.nsf/PropertiesAllVersions/0112-2---61987%23ABU904,https://cdd.iec.ch/cdd/iec61987/iec61987.nsf/PropertiesAllVersions/0112-2---61987%23ABU959,https://cdd.iec.ch/cdd/iec61987/iec61987.nsf/PropertiesAllVersions/0112-2---61987%23ABU960,https://cdd.iec.ch/cdd/iec61987/iec61987.nsf/PropertiesAllVersions/0112-2---61987%23ABU961,https://cdd.iec.ch/cdd/iec61987/iec61987.nsf/PropertiesAllVersions/0112-2---61987%23ABU962,https://cdd.iec.ch/cdd/iec61987/iec61987.nsf/PropertiesAllVersions/0112-2---61987%23ABU963,https://cdd.iec.ch/cdd/iec61987/iec61987.nsf/PropertiesAllVersions/0112-2---61987%23ABU964,https://cdd.iec.ch/cdd/iec61987/iec61987.nsf/PropertiesAllVersions/0112-2---61987%23ABV021,https://cdd.iec.ch/cdd/iec61987/iec61987.nsf/PropertiesAllVersions/0112-2---61987%23ABV022 | 0112-2---61987#ABV021,0112-2---61987#ABU960,0112-2---61987#ABU961,0112-2---61987#ABU962,0112-2---61987#ABU964,0112-2---61987#ABV022,0112-2---61987#ABU904,0112-2---61987#ABU959,0112-2---61987#ABU963
0112/2///61987#ABA653 | 003 | 01 | 0112/2///61987#ABA653#003 | Absolute pressure gauge |  |  |  | gauge that measures and indicates an absolute pressure |  |  |  |  | ITEM_CLASS |  |  |  |  | 0112/2///61987#ABU134 - reference to Operating LOP for pressure measuring equipment |  |  |  |  | Standard |  |  |  | 2018-03-28 | 2013-08-27 | 2016-05-24 | 2016-05-24 |  | SC65E – IEC 61987 | C00004 |  | 0112/2///61987#ABA652 | https://cdd.iec.ch/CDD/IEC61987/iec61987.nsf/Classes/0112-2---61987%23ABA653 | https://cdd.iec.ch/cdd/iec61987/iec61987.nsf/PropertiesAllVersions/0112-2---61987%23ABU421 | 0112-2---61987#ABU134,0112-2---61987#ABU421
0112/2///61987#ABE640 | 002 | 01 | 0112/2///61987#ABE640#002 | Head-mounted level transmitter/switching unit |  |  |  | separate level transmitter or switching unit designed for mounting in a connection head |  |  |  |  | ITEM_CLASS |  |  |  |  | 0112/2///61987#ABE645 - reference to Generic OLOP for system components0112/2///61987#ABF906 - reference to Device LOP for separate level transmitter/switching unit |  |  |  |  | Standard |  |  |  | 2018-03-28 | 2014-07-18 | 2018-03-20 | 2018-03-20 |  | SC65E – IEC 61987 | C00004 |  | 0112/2///61987#ABE639 | https://cdd.iec.ch/CDD/IEC61987/iec61987.nsf/Classes/0112-2---61987%23ABE640 |  | 0112-2---61987#ABF906
0112/2///61987#ABC657 | 002 | 01 | 0112/2///61987#ABC657#002 | Type of auxiliary input [7] |  |  |  | administration block for polymorphism acting as proxy for the selected auxiliary input type |  | 2 ABC657.2 |  |  | ITEM_CLASS | [5 empty] | 0112/2///61987#ABC132 - Auxiliary input [7] |  |  |  | Standard |  |  |  | 2018-03-28 | 2013-08-27 | 2016-05-24 | 2016-05-24 |  | SC65E – IEC 61987 | C00004 |  | 0112/2///61987#ABV501 | https://cdd.iec.ch/CDD/IEC61987/iec61987.nsf/Classes/0112-2---61987%23ABC657 | https://cdd.iec.ch/cdd/iec61987/iec61987.nsf/PropertiesAllVersions/0112-2---61987%23ABU294,https://cdd.iec.ch/cdd/iec61987/iec61987.nsf/PropertiesAllVersions/0112-2---61987%23ABU316,https://cdd.iec.ch/cdd/iec61987/iec61987.nsf/PropertiesAllVersions/0112-2---61987%23ABU317,https://cdd.iec.ch/cdd/iec61987/iec61987.nsf/PropertiesAllVersions/0112-2---61987%23ABU318,https://cdd.iec.ch/cdd/iec61987/iec61987.nsf/PropertiesAllVersions/0112-2---61987%23ABU319,https://cdd.iec.ch/cdd/iec61987/iec61987.nsf/PropertiesAllVersions/0112-2---61987%23ABU320,https://cdd.iec.ch/cdd/iec61987/iec61987.nsf/PropertiesAllVersions/0112-2---61987%23ABU321,https://cdd.iec.ch/cdd/iec61987/iec61987.nsf/PropertiesAllVersions/0112-2---61987%23ABU322 | 0112-2---61987#ABU318,0112-2---61987#ABU319,0112-2---61987#ABU320,0112-2---61987#ABU321,0112-2---61987#ABU322,0112-2---61987#ABU294,0112-2---61987#ABU316,0112-2---61987#ABU317
0112/2///61987#ABC681 | 001 | 02 | 0112/2///61987#ABC681#001 | Vent/Drain holes |  |  |  | properties characterizing the drain and vent holes of an orifice plate assembly |  |  |  |  | ITEM_CLASS | [5 empty] | 0112/2///61987#ABC464 - Orifice flange or fitting0112/2///61987#ABC465 - Orifice plate and holder |  |  |  | Standard |  |  |  | 2018-03-28 | 2013-08-27 | 2013-08-27 | 2014-06-18 |  | SC65E – IEC 61987 | C00004 |  | 0112/2///61987#ABV501 | https://cdd.iec.ch/CDD/IEC61987/iec61987.nsf/Classes/0112-2---61987%23ABC681 | https://cdd.iec.ch/cdd/iec61987/iec61987.nsf/PropertiesAllVersions/0112-2---61987%23ABB418,https://cdd.iec.ch/cdd/iec61987/iec61987.nsf/PropertiesAllVersions/0112-2---61987%23ABB419,https://cdd.iec.ch/cdd/iec61987/iec61987.nsf/PropertiesAllVersions/0112-2---61987%23ABB523 | 0112-2---61987#ABB418,0112-2---61987#ABB419,0112-2---61987#ABB523
0112/2///61987#ABE680 | 001 | 01 | 0112/2///61987#ABE680#001 | Type of auxiliary input [19] |  |  |  | administration block for polymorphism acting as proxy for the selected control input type |  |  |  |  | ITEM_CLASS | [5 empty] | 0112/2///61987#ABE678 - Auxiliary input [19] |  |  |  | Standard |  |  |  | 2018-03-28 | 2014-09-14 | 2018-03-20 | 2018-03-20 |  | SC65E – IEC 61987 | C00016 | 001-01 (2018-03-28 07:26:03 by BATCH 00000762) standard | 0112/2///61987#ABV501 | https://cdd.iec.ch/CDD/IEC61987/iec61987.nsf/Classes/0112-2---61987%23ABE680 | https://cdd.iec.ch/cdd/iec61987/iec61987.nsf/PropertiesAllVersions/0112-2---61987%23ABE682,https://cdd.iec.ch/cdd/iec61987/iec61987.nsf/PropertiesAllVersions/0112-2---61987%23ABE400,https://cdd.iec.ch/cdd/iec61987/iec61987.nsf/PropertiesAllVersions/0112-2---61987%23ABE401 | 0112-2---61987#ABE682,0112-2---61987#ABE400,0112-2---61987#ABE401
0112/2///61987#ABE724 | 001 | 01 | 0112/2///61987#ABE724#001 | Approval for use in special applications [5] |  |  |  | properties characterizing certificates and approvals pertaining to usage in specific applications |  |  |  |  | ITEM_CLASS | [5 empty] | 0112/2///61987#ABE720 - Certificates and approvals [5] |  |  |  | Standard |  |  |  | 2018-03-28 | 2014-09-15 | 2018-03-20 | 2018-03-20 |  | SC65E – IEC 61987 | C000016 | 001-01 (2018-03-28 07:26:04 by BATCH 00000762) standard | 0112/2///61987#ABV501 | https://cdd.iec.ch/CDD/IEC61987/iec61987.nsf/Classes/0112-2---61987%23ABE724 | https://cdd.iec.ch/cdd/iec61987/iec61987.nsf/PropertiesAllVersions/0112-2---61987%23ABA235,https://cdd.iec.ch/cdd/iec61987/iec61987.nsf/PropertiesAllVersions/0112-2---61987%23ABD213,https://cdd.iec.ch/cdd/iec61987/iec61987.nsf/PropertiesAllVersions/0112-2---61987%23ABA237,https://cdd.iec.ch/cdd/iec61987/iec61987.nsf/PropertiesAllVersions/0112-2---61987%23ABC966,https://cdd.iec.ch/cdd/iec61987/iec61987.nsf/PropertiesAllVersions/0112-2---61987%23ABA244,https://cdd.iec.ch/cdd/iec61987/iec61987.nsf/PropertiesAllVersions/0112-2---61987%23ABC860,https://cdd.iec.ch/cdd/iec61987/iec61987.nsf/PropertiesAllVersions/0112-2---61987%23ABA250,https://cdd.iec.ch/cdd/iec61987/iec61987.nsf/PropertiesAllVersions/0112-2---61987%23ABC958,https://cdd.iec.ch/cdd/iec61987/iec61987.nsf/PropertiesAllVersions/0112-2---61987%23ABC788,https://cdd.iec.ch/cdd/iec61987/iec61987.nsf/PropertiesAllVersions/0112-2---61987%23ABB137 | 0112-2---61987#ABA250,0112-2---61987#ABC958,0112-2---61987#ABC788,0112-2---61987#ABC860,0112-2---61987#ABD213,0112-2---61987#ABA237,0112-2---61987#ABC966,0112-2---61987#ABA244,0112-2---61987#ABB137,0112-2---61987#ABA235
0112/2///61987#ABE820 | 001 | 01 | 0112/2///61987#ABE820#001 | Mass measurement |  |  |  | properties characterizing a mass measurement |  | Polymorphic element: ABE820, Id: 3 |  |  | ITEM_CLASS | [5 empty] | 0112/2///61987#ABF979 - Type of measured variable [7]0112/2///61987#ABF980 - Type of measured variable [8]0112/2///61987#ABF981 - Type of measured variable [9]0112/2///61987#ABF983 - Type of measured variable [11]0112/2///61987#ABF984 - Type of measured variable [12]0112/2///61987#ABG012 - Type of measured variable [40]0112/2///61987#ABG013 - Type of measured variable [41] |  |  |  | Standard |  | IEC 61987 | IEC | 2018-03-28 | 2018-03-28 | 2018-03-28 | 2018-03-28 |  | SC65E – IEC 61987 | C00018 | 001-01 (2018-03-28 07:26:04 by BATCH 00000762) standard | 0112/2///61987#ABV501 | https://cdd.iec.ch/CDD/IEC61987/iec61987.nsf/Classes/0112-2---61987%23ABE820 | https://cdd.iec.ch/cdd/iec61987/iec61987.nsf/PropertiesAllVersions/0112-2---61987%23ABB015,https://cdd.iec.ch/cdd/iec61987/iec61987.nsf/PropertiesAllVersions/0112-2---61987%23ABF692,https://cdd.iec.ch/cdd/iec61987/iec61987.nsf/PropertiesAllVersions/0112-2---61987%23ABA324,https://cdd.iec.ch/cdd/iec61987/iec61987.nsf/PropertiesAllVersions/0112-2---61987%23ABE890,https://cdd.iec.ch/cdd/iec61987/iec61987.nsf/PropertiesAllVersions/0112-2---61987%23ABA328,https://cdd.iec.ch/cdd/iec61987/iec61987.nsf/PropertiesAllVersions/0112-2---61987%23ABA330,https://cdd.iec.ch/cdd/iec61987/iec61987.nsf/PropertiesAllVersions/0112-2---61987%23ABB781,https://cdd.iec.ch/cdd/iec61987/iec61987.nsf/PropertiesAllVersions/0112-2---61987%23ABE889,https://cdd.iec.ch/cdd/iec61987/iec61987.nsf/PropertiesAllVersions/0112-2---61987%23ABE891,https://cdd.iec.ch/cdd/iec61987/iec61987.nsf/PropertiesAllVersions/0112-2---61987%23ABE892,https://cdd.iec.ch/cdd/iec61987/iec61987.nsf/PropertiesAllVersions/0112-2---61987%23ABE893,https://cdd.iec.ch/cdd/iec61987/iec61987.nsf/PropertiesAllVersions/0112-2---61987%23ABE894,https://cdd.iec.ch/cdd/iec61987/iec61987.nsf/PropertiesAllVersions/0112-2---61987%23ABE895,https://cdd.iec.ch/cdd/iec61987/iec61987.nsf/PropertiesAllVersions/0112-2---61987%23ABE896 | 0112-2---61987#ABA328,0112-2---61987#ABA330,0112-2---61987#ABE891,0112-2---61987#ABE890,0112-2---61987#ABE889,0112-2---61987#ABE894,0112-2---61987#ABE896,0112-2---61987#ABB015,0112-2---61987#ABE895,0112-2---61987#ABF692,0112-2---61987#ABA324,0112-2---61987#ABB781,0112-2---61987#ABE892,0112-2---61987#ABE893
0112/2///61987#ABG435 | 001 | 01 | 0112/2///61987#ABG435#001 | Structural design [separate temperature transmitter] |  |  |  | properties characterizing the constructional details of a device |  |  |  |  | ITEM_CLASS | [5 empty] | 0112/2///61987#ABG390 - Mechanical and electrical construction [separate temperature transmitter] |  |  |  | Standard |  | IEC 61987 | IEC | 2018-03-28 | 2014-12-17 | 2016-05-24 | 2016-05-24 |  | SC65E – IEC 61987 | C00019 | 001-01 (2018-03-28 07:26:11 by BATCH 00000762) standard | 0112/2///61987#ABV501 | https://cdd.iec.ch/CDD/IEC61987/iec61987.nsf/Classes/0112-2---61987%23ABG435 | https://cdd.iec.ch/cdd/iec61987/iec61987.nsf/PropertiesAllVersions/0112-2---61987%23ABF800,https://cdd.iec.ch/cdd/iec61987/iec61987.nsf/PropertiesAllVersions/0112-2---61987%23ABA177,https://cdd.iec.ch/cdd/iec61987/iec61987.nsf/PropertiesAllVersions/0112-2---61987%23ABD290 | 0112-2---61987#ABF800,0112-2---61987#ABA177,0112-2---61987#ABD290
0112/2///61987#ABI765 | 001 | 01 | 0112/2///61987#ABI765#001 | REMOTE_SETPOINT |  |  |  | parameter with properties characterizing the output of an upstream application block |  |  | IEC 61804-2 MOD |  | ITEM_CLASS | [5 empty] | 0112/2///61987#ABH885 - Control function block0112/2///61987#ABH888 - Analog output function block |  |  |  | Standard |  |  |  | 2019-03-08 | 2017-12-07 | 2019-03-08 | 2019-03-08 |  | SC65E – IEC 61987 | C00018 | 001-01 (2019-03-08 15:35:13 by BATCH 00000766) standard | 0112/2///61987#ABV501 | https://cdd.iec.ch/CDD/IEC61987/iec61987.nsf/Classes/0112-2---61987%23ABI765 | https://cdd.iec.ch/cdd/iec61987/iec61987.nsf/PropertiesAllVersions/0112-2---61987%23ABJ684,https://cdd.iec.ch/cdd/iec61987/iec61987.nsf/PropertiesAllVersions/0112-2---61987%23ABJ644 | 0112-2---61987#ABJ684,0112-2---61987#ABJ644
0112/2///61987#ABO004 | 001 | 01 | 0112/2///61987#ABO004#001 | Analog-to-analog converter |  |  |  | electrical signal converter that converts an analog input signal to an analog output signal |  |  |  |  | ITEM_CLASS |  |  |  |  | 0112/2///61987#ABP285 - reference to Operating LOP for infrastructure devices |  |  |  | true | Standard |  | IEC 61987-31 | IEC | 2022-10-26 | 2022-10-26 | 2022-10-26 | 2022-10-26 |  | IEC/SC 65E | C00127 | 001-01 (2022-10-26 07:15:16 by BATCH 00000802) standard | 0112/2///61987#ABO003 | https://cdd.iec.ch/CDD/IEC61987/iec61987.nsf/Classes/0112-2---61987%23ABO004
0112/2///61987#ABD516 | 003 | 01 | 0112/2///61987#ABD516#003 | Rated operating conditions [8] |  |  |  | properties characterizing the conditions that must be fulfilled during operation in order that a device or assembly performs as designed |  |  |  |  | ITEM_CLASS | [5 empty] | 0112/2///61987#ABA034 - Device LOP for differential pressure gauge |  |  | false | Standard |  | IEC 61987 | IEC | 2022-12-09 | 2017-12-07 | 2022-12-09 | 2022-12-09 |  | IEC/SC 65E | C00112 |  | 0112/2///61987#ABV501 | https://cdd.iec.ch/CDD/IEC61987/iec61987.nsf/Classes/0112-2---61987%23ABD516 | https://cdd.iec.ch/cdd/iec61987/iec61987.nsf/PropertiesAllVersions/0112-2---61987%23ABD508,https://cdd.iec.ch/cdd/iec61987/iec61987.nsf/PropertiesAllVersions/0112-2---61987%23ABD512,https://cdd.iec.ch/cdd/iec61987/iec61987.nsf/PropertiesAllVersions/0112-2---61987%23ABD173,https://cdd.iec.ch/cdd/iec61987/iec61987.nsf/PropertiesAllVersions/0112-2---61987%23ABD163 | 0112-2---61987#ABD512,0112-2---61987#ABD173,0112-2---61987#ABD163,0112-2---61987#ABD508
0112/2///61987#ABE692 | 001 | 01 | 0112/2///61987#ABE692#001 | Type of output [22] |  |  |  | administration block for polymorphism acting as proxy for the selected output type |  | 2 ABE042.2 |  |  | ITEM_CLASS | [5 empty] | 0112/2///61987#ABE690 - Output [22] |  |  |  | Standard |  |  |  | 2018-03-28 | 2014-09-14 | 2018-03-20 | 2018-03-20 |  | SC65E – IEC 61987 | C00016 | 001-01 (2018-03-28 07:26:03 by BATCH 00000762) standard | 0112/2///61987#ABV501 | https://cdd.iec.ch/CDD/IEC61987/iec61987.nsf/Classes/0112-2---61987%23ABE692 | https://cdd.iec.ch/cdd/iec61987/iec61987.nsf/PropertiesAllVersions/0112-2---61987%23ABE694,https://cdd.iec.ch/cdd/iec61987/iec61987.nsf/PropertiesAllVersions/0112-2---61987%23ABU534,https://cdd.iec.ch/cdd/iec61987/iec61987.nsf/PropertiesAllVersions/0112-2---61987%23ABU535,https://cdd.iec.ch/cdd/iec61987/iec61987.nsf/PropertiesAllVersions/0112-2---61987%23ABU541,https://cdd.iec.ch/cdd/iec61987/iec61987.nsf/PropertiesAllVersions/0112-2---61987%23ABU542 | 0112-2---61987#ABU534,0112-2---61987#ABU535,0112-2---61987#ABU541,0112-2---61987#ABU542,0112-2---61987#ABE694
0112/2///61987#ABI761 | 001 | 01 | 0112/2///61987#ABI761#001 | LOW_ALARM |  |  |  | parameter with properties characterizing a low warning alarm |  |  |  |  | ITEM_CLASS | [5 empty] | 0112/2///61987#ABH876 - Analog input function block0112/2///61987#ABH885 - Control function block |  |  |  | Standard |  |  |  | 2019-03-08 | 2017-12-07 | 2019-03-08 | 2019-03-08 |  | SC65E – IEC 61987 | C00018 | 001-01 (2019-03-08 15:35:13 by BATCH 00000766) standard | 0112/2///61987#ABV501 | https://cdd.iec.ch/CDD/IEC61987/iec61987.nsf/Classes/0112-2---61987%23ABI761 | https://cdd.iec.ch/cdd/iec61987/iec61987.nsf/PropertiesAllVersions/0112-2---61987%23ABI661,https://cdd.iec.ch/cdd/iec61987/iec61987.nsf/PropertiesAllVersions/0112-2---61987%23ABI633,https://cdd.iec.ch/cdd/iec61987/iec61987.nsf/PropertiesAllVersions/0112-2---61987%23ABI962,https://cdd.iec.ch/cdd/iec61987/iec61987.nsf/PropertiesAllVersions/0112-2---61987%23ABJ015,https://cdd.iec.ch/cdd/iec61987/iec61987.nsf/PropertiesAllVersions/0112-2---61987%23ABJ158 | 0112-2---61987#ABJ158,0112-2---61987#ABI661,0112-2---61987#ABI633,0112-2---61987#ABI962,0112-2---61987#ABJ015
0112/2///61987#ABN727 | 002 | 01 | 0112/2///61987#ABN727#002 | Specific diagnostic results |  |  |  | properties characterizing dynamic data which are diagnostic results with a certain meaning |  |  |  |  | ITEM_CLASS | [5 empty] | 0112/2///61987#ABN972 - Device diagnostic status |  |  | false | Standard |  | IEC 61987 | IEC | 2022-12-09 |  | 2022-12-09 | 2022-12-09 |  | IEC/SC 65E | C00112 |  | 0112/2///61987#ABV501 | https://cdd.iec.ch/CDD/IEC61987/iec61987.nsf/Classes/0112-2---61987%23ABN727 | https://cdd.iec.ch/cdd/iec61987/iec61987.nsf/PropertiesAllVersions/0112-2---61987%23ABN723,https://cdd.iec.ch/cdd/iec61987/iec61987.nsf/PropertiesAllVersions/0112-2---61987%23ABN728,https://cdd.iec.ch/cdd/iec61987/iec61987.nsf/PropertiesAllVersions/0112-2---61987%23ABN730,https://cdd.iec.ch/cdd/iec61987/iec61987.nsf/PropertiesAllVersions/0112-2---61987%23ABN731,https://cdd.iec.ch/cdd/iec61987/iec61987.nsf/PropertiesAllVersions/0112-2---61987%23ABN732 | 0112-2---61987#ABN732,0112-2---61987#ABN723,0112-2---61987#ABN728,0112-2---61987#ABN730,0112-2---61987#ABN731
0112/2///61987#ABH650 | 001 | 01 | 0112/2///61987#ABH650#001 | Output values of density |  |  |  | properties characterizing the readings of density output signals |  |  |  |  | ITEM_CLASS | [5 empty] | 0112/2///61987#ABH632 - Calibration point of density |  |  |  | Standard |  |  |  | 2019-03-08 | 2017-12-07 | 2019-03-08 | 2019-03-08 |  | SC65E – IEC 61987 | C00018 | 001-01 (2019-03-08 15:35:12 by BATCH 00000766) standard | 0112/2///61987#ABV501 | https://cdd.iec.ch/CDD/IEC61987/iec61987.nsf/Classes/0112-2---61987%23ABH650 | https://cdd.iec.ch/cdd/iec61987/iec61987.nsf/PropertiesAllVersions/0112-2---61987%23ABH566,https://cdd.iec.ch/cdd/iec61987/iec61987.nsf/PropertiesAllVersions/0112-2---61987%23ABH567,https://cdd.iec.ch/cdd/iec61987/iec61987.nsf/PropertiesAllVersions/0112-2---61987%23ABH568,https://cdd.iec.ch/cdd/iec61987/iec61987.nsf/PropertiesAllVersions/0112-2---61987%23ABH575,https://cdd.iec.ch/cdd/iec61987/iec61987.nsf/PropertiesAllVersions/0112-2---61987%23ABH576 | 0112-2---61987#ABH567,0112-2---61987#ABH568,0112-2---61987#ABH575,0112-2---61987#ABH576,0112-2---61987#ABH566
0112/2///61987#ABA686 | 002 | 01 | 0112/2///61987#ABA686#002 | Pressure measuring assembly |  |  |  | measuring assembly intended to measure a pressure | It usually comprises a pressure transmitter and process seal. |  |  |  | ITEM_CLASS | [9 empty] | Standard |  |  |  | 2018-03-28 | 2013-08-27 | 2016-05-24 | 2016-05-24 |  | SC65E – IEC 61987 | C00004 |  | 0112/2///61987#ABA684 | https://cdd.iec.ch/CDD/IEC61987/iec61987.nsf/Classes/0112-2---61987%23ABA686
0112/2///61987#ABA829 | 003 | 01 | 0112/2///61987#ABA829#003 | Ultrasonic level transmitter |  |  |  | wave level transmitter that uses the travelling time of an ultrasonic beam to measure level |  |  |  |  | ITEM_CLASS |  |  |  |  | 0112/2///61987#ABF910 - reference to Operating LOP for level measuring equipment |  |  |  |  | Standard |  |  |  | 2018-03-28 | 2013-08-27 | 2018-03-20 | 2018-03-20 |  | SC65E – IEC 61987 | C00018 |  | 0112/2///61987#ABA823 | https://cdd.iec.ch/CDD/IEC61987/iec61987.nsf/Classes/0112-2---61987%23ABA829 | https://cdd.iec.ch/cdd/iec61987/iec61987.nsf/PropertiesAllVersions/0112-2---61987%23ABF881 | 0112-2---61987#ABF881
0112/2///61987#ABN608 | 001 | 01 | 0112/2///61987#ABN608#001 | LOPD for general functions |  |  |  | list of properties for dynamic data characterizing general functions of the device |  |  |  |  | ITEM_CLASS | [9 empty] | Standard |  |  |  | 2020-02-24 |  | 2020-02-24 | 2020-02-24 |  | SC65E – IEC 61987 | C00092 | 001-01 (2020-02-24 12:37:11 by BATCH 00000778) standard | 0112/2///61987#ABJ725 | https://cdd.iec.ch/CDD/IEC61987/iec61987.nsf/Classes/0112-2---61987%23ABN608 | https://cdd.iec.ch/cdd/iec61987/iec61987.nsf/PropertiesAllVersions/0112-2---61987%23ABN724,https://cdd.iec.ch/cdd/iec61987/iec61987.nsf/PropertiesAllVersions/0112-2---61987%23ABN725,https://cdd.iec.ch/cdd/iec61987/iec61987.nsf/PropertiesAllVersions/0112-2---61987%23ABN609,https://cdd.iec.ch/cdd/iec61987/iec61987.nsf/PropertiesAllVersions/0112-2---61987%23ABN614,https://cdd.iec.ch/cdd/iec61987/iec61987.nsf/PropertiesAllVersions/0112-2---61987%23ABN726 | 0112-2---61987#ABN724,0112-2---61987#ABN725,0112-2---61987#ABN609,0112-2---61987#ABN614,0112-2---61987#ABN726
0112/2///61987#ABE744 | 001 | 01 | 0112/2///61987#ABE744#001 | Device LOP for ultrasonic level transmitter |  |  |  | list of properties characterizing an ultrasonic level transmitter |  |  |  |  | ITEM_CLASS | [5 empty] | 0112/2///61987#ABA829 - Ultrasonic level transmitter |  |  |  | Standard |  | IEC 61987 | IEC | 2018-03-28 | 2014-12-17 | 2018-03-20 | 2018-03-20 |  | SC65E – IEC 61987 | C00018 | 001-01 (2018-03-28 07:26:04 by BATCH 00000762) standard | 0112/2///61987#ABV504 | https://cdd.iec.ch/CDD/IEC61987/iec61987.nsf/Classes/0112-2---61987%23ABE744 | https://cdd.iec.ch/cdd/iec61987/iec61987.nsf/PropertiesAllVersions/0112-2---61987%23ABC899,https://cdd.iec.ch/cdd/iec61987/iec61987.nsf/PropertiesAllVersions/0112-2---61987%23ABC730,https://cdd.iec.ch/cdd/iec61987/iec61987.nsf/PropertiesAllVersions/0112-2---61987%23ABU857,https://cdd.iec.ch/cdd/iec61987/iec61987.nsf/PropertiesAllVersions/0112-2---61987%23ABU902,https://cdd.iec.ch/cdd/iec61987/iec61987.nsf/PropertiesAllVersions/0112-2---61987%23ABB206,https://cdd.iec.ch/cdd/iec61987/iec61987.nsf/PropertiesAllVersions/0112-2---61987%23ABG687,https://cdd.iec.ch/cdd/iec61987/iec61987.nsf/PropertiesAllVersions/0112-2---61987%23ABC830,https://cdd.iec.ch/cdd/iec61987/iec61987.nsf/PropertiesAllVersions/0112-2---61987%23ABG781,https://cdd.iec.ch/cdd/iec61987/iec61987.nsf/PropertiesAllVersions/0112-2---61987%23ABG880,https://cdd.iec.ch/cdd/iec61987/iec61987.nsf/PropertiesAllVersions/0112-2---61987%23ABG932,https://cdd.iec.ch/cdd/iec61987/iec61987.nsf/PropertiesAllVersions/0112-2---61987%23ABD088,https://cdd.iec.ch/cdd/iec61987/iec61987.nsf/PropertiesAllVersions/0112-2---61987%23ABD153,https://cdd.iec.ch/cdd/iec61987/iec61987.nsf/PropertiesAllVersions/0112-2---61987%23ABC786,https://cdd.iec.ch/cdd/iec61987/iec61987.nsf/PropertiesAllVersions/0112-2---61987%23ABC795,https://cdd.iec.ch/cdd/iec61987/iec61987.nsf/PropertiesAllVersions/0112-2---61987%23ABA293,https://cdd.iec.ch/cdd/iec61987/iec61987.nsf/PropertiesAllVersions/0112-2---61987%23ABC710 | 0112-2---61987#ABG687,0112-2---61987#ABG932,0112-2---61987#ABD088,0112-2---61987#ABD153,0112-2---61987#ABC899,0112-2---61987#ABU902,0112-2---61987#ABC830,0112-2---61987#ABA293,0112-2---61987#ABG880,0112-2---61987#ABC730,0112-2---61987#ABU857,0112-2---61987#ABB206,0112-2---61987#ABG781,0112-2---61987#ABC786,0112-2---61987#ABC795,0112-2---61987#ABC710
0112/2///61987#ABC412 | 003 | 01 | 0112/2///61987#ABC412#003 | Flow measuring chamber |  |  |  | properties characterizing a measuring chamber for flow measurement instruments |  |  |  |  | ITEM_CLASS | [5 empty] | 0112/2///61987#ABC609 - Structural design [(oval) gear flow transmitter/gauge]0112/2///61987#ABC610 - Structural design [piston flow transmitter/gauge]0112/2///61987#ABC612 - Structural design [rotating element flow transmitter/gauge]0112/2///61987#ABC616 - Structural design [positive displacement flow transmitter/gauge]0112/2///61987#ABC617 - Structural design [helix flow transmitter/gauge]0112/2///61987#ABG442 - Structural design [buoyancy density transmitter] |  |  |  | Standard |  |  |  | 2018-03-28 | 2013-09-27 | 2018-03-20 | 2018-03-20 |  | SC65E – IEC 61987 | C00004 |  | 0112/2///61987#ABV501 | https://cdd.iec.ch/CDD/IEC61987/iec61987.nsf/Classes/0112-2---61987%23ABC412 | https://cdd.iec.ch/cdd/iec61987/iec61987.nsf/PropertiesAllVersions/0112-2---61987%23ABB920,https://cdd.iec.ch/cdd/iec61987/iec61987.nsf/PropertiesAllVersions/0112-2---61987%23ABA145,https://cdd.iec.ch/cdd/iec61987/iec61987.nsf/PropertiesAllVersions/0112-2---61987%23ABA910,https://cdd.iec.ch/cdd/iec61987/iec61987.nsf/PropertiesAllVersions/0112-2---61987%23ABA576,https://cdd.iec.ch/cdd/iec61987/iec61987.nsf/PropertiesAllVersions/0112-2---61987%23ABB459,https://cdd.iec.ch/cdd/iec61987/iec61987.nsf/PropertiesAllVersions/0112-2---61987%23ABB340,https://cdd.iec.ch/cdd/iec61987/iec61987.nsf/PropertiesAllVersions/0112-2---61987%23ABB921,https://cdd.iec.ch/cdd/iec61987/iec61987.nsf/PropertiesAllVersions/0112-2---61987%23ABA633,https://cdd.iec.ch/cdd/iec61987/iec61987.nsf/PropertiesAllVersions/0112-2---61987%23ABD043,https://cdd.iec.ch/cdd/iec61987/iec61987.nsf/PropertiesAllVersions/0112-2---61987%23ABA911,https://cdd.iec.ch/cdd/iec61987/iec61987.nsf/PropertiesAllVersions/0112-2---61987%23ABB453,https://cdd.iec.ch/cdd/iec61987/iec61987.nsf/PropertiesAllVersions/0112-2---61987%23ABB456,https://cdd.iec.ch/cdd/iec61987/iec61987.nsf/PropertiesAllVersions/0112-2---61987%23ABB396,https://cdd.iec.ch/cdd/iec61987/iec61987.nsf/PropertiesAllVersions/0112-2---61987%23ABB915,https://cdd.iec.ch/cdd/iec61987/iec61987.nsf/PropertiesAllVersions/0112-2---61987%23ABD033,https://cdd.iec.ch/cdd/iec61987/iec61987.nsf/PropertiesAllVersions/0112-2---61987%23ABB457,https://cdd.iec.ch/cdd/iec61987/iec61987.nsf/PropertiesAllVersions/0112-2---61987%23ABC969,https://cdd.iec.ch/cdd/iec61987/iec61987.nsf/PropertiesAllVersions/0112-2---61987%23ABA602,https://cdd.iec.ch/cdd/iec61987/iec61987.nsf/PropertiesAllVersions/0112-2---61987%23ABA147,https://cdd.iec.ch/cdd/iec61987/iec61987.nsf/PropertiesAllVersions/0112-2---61987%23ABB051,https://cdd.iec.ch/cdd/iec61987/iec61987.nsf/PropertiesAllVersions/0112-2---61987%23ABC028,https://cdd.iec.ch/cdd/iec61987/iec61987.nsf/PropertiesAllVersions/0112-2---61987%23ABB383,https://cdd.iec.ch/cdd/iec61987/iec61987.nsf/PropertiesAllVersions/0112-2---61987%23ABB387,https://cdd.iec.ch/cdd/iec61987/iec61987.nsf/PropertiesAllVersions/0112-2---61987%23ABC994,https://cdd.iec.ch/cdd/iec61987/iec61987.nsf/PropertiesAllVersions/0112-2---61987%23ABB887,https://cdd.iec.ch/cdd/iec61987/iec61987.nsf/PropertiesAllVersions/0112-2---61987%23ABC968 | 0112-2---61987#ABD033,0112-2---61987#ABB457,0112-2---61987#ABA147,0112-2---61987#ABC968,0112-2---61987#ABB453,0112-2---61987#ABB396,0112-2---61987#ABC969,0112-2---61987#ABC028,0112-2---61987#ABB920,0112-2---61987#ABA910,0112-2---61987#ABA576,0112-2---61987#ABA633,0112-2---61987#ABB383,0112-2---61987#ABB051,0112-2---61987#ABB387,0112-2---61987#ABC994,0112-2---61987#ABB459,0112-2---61987#ABA911,0112-2---61987#ABB456,0112-2---61987#ABA602,0112-2---61987#ABB915,0112-2---61987#ABB887,0112-2---61987#ABA145,0112-2---61987#ABB340,0112-2---61987#ABB921,0112-2---61987#ABD043
0112/2///61987#ABC640 | 002 | 01 | 0112/2///61987#ABC640#002 | Structural design of an (oval) gear flow transmitter or gauge |  |  |  | properties characterizing the constructional details of a gear flow transmitter or gauge that uses oval gears |  |  |  |  | ITEM_CLASS | [5 empty] | 0112/2///61987#ABC609 - Structural design [(oval) gear flow transmitter/gauge] |  |  |  | Standard |  |  |  | 2018-03-28 | 2013-08-27 | 2016-05-24 | 2016-05-24 |  | SC65E – IEC 61987 | C00004 |  | 0112/2///61987#ABV501 | https://cdd.iec.ch/CDD/IEC61987/iec61987.nsf/Classes/0112-2---61987%23ABC640 | https://cdd.iec.ch/cdd/iec61987/iec61987.nsf/PropertiesAllVersions/0112-2---61987%23ABB401,https://cdd.iec.ch/cdd/iec61987/iec61987.nsf/PropertiesAllVersions/0112-2---61987%23ABB405,https://cdd.iec.ch/cdd/iec61987/iec61987.nsf/PropertiesAllVersions/0112-2---61987%23ABB061,https://cdd.iec.ch/cdd/iec61987/iec61987.nsf/PropertiesAllVersions/0112-2---61987%23ABB406,https://cdd.iec.ch/cdd/iec61987/iec61987.nsf/PropertiesAllVersions/0112-2---61987%23ABB135,https://cdd.iec.ch/cdd/iec61987/iec61987.nsf/PropertiesAllVersions/0112-2---61987%23ABD180,https://cdd.iec.ch/cdd/iec61987/iec61987.nsf/PropertiesAllVersions/0112-2---61987%23ABB404,https://cdd.iec.ch/cdd/iec61987/iec61987.nsf/PropertiesAllVersions/0112-2---61987%23ABB126,https://cdd.iec.ch/cdd/iec61987/iec61987.nsf/PropertiesAllVersions/0112-2---61987%23ABA891,https://cdd.iec.ch/cdd/iec61987/iec61987.nsf/PropertiesAllVersions/0112-2---61987%23ABD009,https://cdd.iec.ch/cdd/iec61987/iec61987.nsf/PropertiesAllVersions/0112-2---61987%23ABB400,https://cdd.iec.ch/cdd/iec61987/iec61987.nsf/PropertiesAllVersions/0112-2---61987%23ABC985,https://cdd.iec.ch/cdd/iec61987/iec61987.nsf/PropertiesAllVersions/0112-2---61987%23ABC972,https://cdd.iec.ch/cdd/iec61987/iec61987.nsf/PropertiesAllVersions/0112-2---61987%23ABC974,https://cdd.iec.ch/cdd/iec61987/iec61987.nsf/PropertiesAllVersions/0112-2---61987%23ABD024,https://cdd.iec.ch/cdd/iec61987/iec61987.nsf/PropertiesAllVersions/0112-2---61987%23ABA936,https://cdd.iec.ch/cdd/iec61987/iec61987.nsf/PropertiesAllVersions/0112-2---61987%23ABA935,https://cdd.iec.ch/cdd/iec61987/iec61987.nsf/PropertiesAllVersions/0112-2---61987%23ABB407,https://cdd.iec.ch/cdd/iec61987/iec61987.nsf/PropertiesAllVersions/0112-2---61987%23ABB403,https://cdd.iec.ch/cdd/iec61987/iec61987.nsf/PropertiesAllVersions/0112-2---61987%23ABB402 | 0112-2---61987#ABB403,0112-2---61987#ABB135,0112-2---61987#ABD180,0112-2---61987#ABC972,0112-2---61987#ABC974,0112-2---61987#ABB126,0112-2---61987#ABB400,0112-2---61987#ABB407,0112-2---61987#ABB402,0112-2---61987#ABB405,0112-2---61987#ABB061,0112-2---61987#ABD009,0112-2---61987#ABC985,0112-2---61987#ABD024,0112-2---61987#ABA936,0112-2---61987#ABB401,0112-2---61987#ABB406,0112-2---61987#ABB404,0112-2---61987#ABA891,0112-2---61987#ABA935
0112/2///61987#ABE876 | 001 | 01 | 0112/2///61987#ABE876#001 | Assigned mass range |  |  |  | properties characterizing a range configured for mass |  | Polymorphic element: ABE876, Id: 5 |  |  | ITEM_CLASS | [5 empty] | 0112/2///61987#ABG089 - Assigned variable [9]0112/2///61987#ABG091 - Assigned variable [11]0112/2///61987#ABG097 - Assigned variable [17]0112/2///61987#ABH044 - Assigned variable [22]0112/2///61987#ABV037 - Assigned variable [18]0112/2///61987#ABV039 - Assigned variable [8] |  |  |  | Standard |  | IEC 61987 | IEC | 2018-03-28 | 2018-03-28 | 2018-03-28 | 2018-03-28 |  | SC65E – IEC 61987 | C00018 | 001-01 (2018-03-28 07:26:04 by BATCH 00000762) standard | 0112/2///61987#ABV501 | https://cdd.iec.ch/CDD/IEC61987/iec61987.nsf/Classes/0112-2---61987%23ABE876 | https://cdd.iec.ch/cdd/iec61987/iec61987.nsf/PropertiesAllVersions/0112-2---61987%23ABA363,https://cdd.iec.ch/cdd/iec61987/iec61987.nsf/PropertiesAllVersions/0112-2---61987%23ABA364,https://cdd.iec.ch/cdd/iec61987/iec61987.nsf/PropertiesAllVersions/0112-2---61987%23ABB576,https://cdd.iec.ch/cdd/iec61987/iec61987.nsf/PropertiesAllVersions/0112-2---61987%23ABB577 | 0112-2---61987#ABB576,0112-2---61987#ABB577,0112-2---61987#ABA363,0112-2---61987#ABA364
0112/2///61987#ABI483 | 001 | 01 | 0112/2///61987#ABI483#001 | Inspection requirement |  |  |  | properties characterizing an inspection requirement |  |  |  |  | ITEM_CLASS | [5 empty] | 0112/2///61987#ABI482 - Regular inspection0112/2///61987#ABI484 - Event triggered inspection |  |  |  | Standard |  |  |  | 2019-03-08 | 2017-12-07 | 2019-03-08 | 2019-03-08 |  | SC65E – IEC 61987 | C00018 | 001-01 (2019-03-08 15:35:13 by BATCH 00000766) standard | 0112/2///61987#ABV501 | https://cdd.iec.ch/CDD/IEC61987/iec61987.nsf/Classes/0112-2---61987%23ABI483 | https://cdd.iec.ch/cdd/iec61987/iec61987.nsf/PropertiesAllVersions/0112-2---61987%23ABI523,https://cdd.iec.ch/cdd/iec61987/iec61987.nsf/PropertiesAllVersions/0112-2---61987%23ABI524 | 0112-2---61987#ABI524,0112-2---61987#ABI523
0112/2///61987#ABD355 | 001 | 01 | 0112/2///61987#ABD355#001 | Electrical linear actuator |  |  |  | linear actuator that uses an electrical signal to control its motion |  |  | ANSI/ISA-75.05.01-2000 |  | ITEM_CLASS |  |  |  |  | 0112/2///61987#ABU513 - reference to Operating LOP for actuator |  |  |  |  | Standard |  |  |  | 2018-03-28 | 2013-09-02 | 2016-05-02 | 2016-05-02 |  | SC65E – IEC 61987 | C00019 | 001-01 (2018-03-28 07:25:59 by BATCH 00000762) standard | 0112/2///61987#ABD354 | https://cdd.iec.ch/CDD/IEC61987/iec61987.nsf/Classes/0112-2---61987%23ABD355
0112/2///61987#ABO007 | 001 | 01 | 0112/2///61987#ABO007#001 | Frequency-to-analog converter | Demodulator |  |  | electrical signal converter that converts a frequency input signal to an analog output signal |  |  |  |  | ITEM_CLASS |  |  |  |  | 0112/2///61987#ABP285 - reference to Operating LOP for infrastructure devices |  |  |  | true | Standard |  | IEC 61987-31 | IEC | 2022-10-26 | 2022-10-26 | 2022-10-26 | 2022-10-26 |  | IEC/SC 65E | C00127 | 001-01 (2022-10-26 07:15:16 by BATCH 00000802) standard | 0112/2///61987#ABO003 | https://cdd.iec.ch/CDD/IEC61987/iec61987.nsf/Classes/0112-2---61987%23ABO007
0112/2///61987#ABC423 | 002 | 01 | 0112/2///61987#ABC423#002 | Mechanical and electrical construction [coriolis mass flow transmitter] |  |  |  | properties characterizing the constructional details of the device and its parts |  |  | IEC 61987-1, 5.8 |  | ITEM_CLASS | [5 empty] | 0112/2///61987#ABA006 - Device LOP for coriolis mass flow transmitter |  |  |  | Standard |  |  |  | 2018-03-28 | 2013-08-27 | 2016-05-24 | 2016-05-24 |  | SC65E – IEC 61987 | C00004 |  | 0112/2///61987#ABV501 | https://cdd.iec.ch/CDD/IEC61987/iec61987.nsf/Classes/0112-2---61987%23ABC423 | https://cdd.iec.ch/cdd/iec61987/iec61987.nsf/PropertiesAllVersions/0112-2---61987%23ABD114,https://cdd.iec.ch/cdd/iec61987/iec61987.nsf/PropertiesAllVersions/0112-2---61987%23ABD230,https://cdd.iec.ch/cdd/iec61987/iec61987.nsf/PropertiesAllVersions/0112-2---61987%23ABB139,https://cdd.iec.ch/cdd/iec61987/iec61987.nsf/PropertiesAllVersions/0112-2---61987%23ABC862,https://cdd.iec.ch/cdd/iec61987/iec61987.nsf/PropertiesAllVersions/0112-2---61987%23ABC789 | 0112-2---61987#ABD114,0112-2---61987#ABD230,0112-2---61987#ABB139,0112-2---61987#ABC862,0112-2---61987#ABC789
0112/2///61987#ABF923 | 001 | 01 | 0112/2///61987#ABF923#001 | Input [16] |  |  |  | properties characterizing a measured variable, the size of which is to be acquired and indicated by the measurement as well as any auxiliary signal inputs |  |  | from IEC 61987-1, 5.4 |  | ITEM_CLASS | [5 empty] | 0112/2///61987#ABE728 - Device LOP for magnetic level gauge |  |  |  | Standard |  | IEC 61987 | IEC | 2018-03-28 | 2014-12-17 | 2018-03-20 | 2018-03-20 |  | SC65E – IEC 61987 | C00018 | 001-01 (2018-03-28 07:26:06 by BATCH 00000762) standard | 0112/2///61987#ABV501 | https://cdd.iec.ch/CDD/IEC61987/iec61987.nsf/Classes/0112-2---61987%23ABF923 | https://cdd.iec.ch/cdd/iec61987/iec61987.nsf/PropertiesAllVersions/0112-2---61987%23ABB065,https://cdd.iec.ch/cdd/iec61987/iec61987.nsf/PropertiesAllVersions/0112-2---61987%23ABG503 | 0112-2---61987#ABB065,0112-2---61987#ABG503
0112/2///61987#ABP057 | 001 | 01 | 0112/2///61987#ABP057#001 | Performance variable [input module] |  |  |  | properties characterizing the performance of an input module with respect to a particular variable |  |  |  |  | ITEM_CLASS | [5 empty] | 0112/2///61987#ABP055 - Performance of inputs [I/O module] |  |  | false | Standard |  | IEC 61987 | IEC | 2023-01-23 | 2023-01-23 | 2023-01-23 | 2023-01-23 |  | IEC/SC 65E | C00128 | 001-01 (2023-01-23 14:53:33 by BATCH 00000807) standard | 0112/2///61987#ABV501 | https://cdd.iec.ch/CDD/IEC61987/iec61987.nsf/Classes/0112-2---61987%23ABP057 | https://cdd.iec.ch/cdd/iec61987/iec61987.nsf/PropertiesAllVersions/0112-2---61987%23ABB271,https://cdd.iec.ch/cdd/iec61987/iec61987.nsf/PropertiesAllVersions/0112-2---61987%23ABA577,https://cdd.iec.ch/cdd/iec61987/iec61987.nsf/PropertiesAllVersions/0112-2---61987%23ABP269,https://cdd.iec.ch/cdd/iec61987/iec61987.nsf/PropertiesAllVersions/0112-2---61987%23ABP257,https://cdd.iec.ch/cdd/iec61987/iec61987.nsf/PropertiesAllVersions/0112-2---61987%23ABP215,https://cdd.iec.ch/cdd/iec61987/iec61987.nsf/PropertiesAllVersions/0112-2---61987%23ABP216,https://cdd.iec.ch/cdd/iec61987/iec61987.nsf/PropertiesAllVersions/0112-2---61987%23ABP214,https://cdd.iec.ch/cdd/iec61987/iec61987.nsf/PropertiesAllVersions/0112-2---61987%23ABP210,https://cdd.iec.ch/cdd/iec61987/iec61987.nsf/PropertiesAllVersions/0112-2---61987%23ABP208,https://cdd.iec.ch/cdd/iec61987/iec61987.nsf/PropertiesAllVersions/0112-2---61987%23ABP213,https://cdd.iec.ch/cdd/iec61987/iec61987.nsf/PropertiesAllVersions/0112-2---61987%23ABP209,https://cdd.iec.ch/cdd/iec61987/iec61987.nsf/PropertiesAllVersions/0112-2---61987%23ABP212,https://cdd.iec.ch/cdd/iec61987/iec61987.nsf/PropertiesAllVersions/0112-2---61987%23ABP211 | 0112-2---61987#ABP214,0112-2---61987#ABP210,0112-2---61987#ABP211,0112-2---61987#ABB271,0112-2---61987#ABA577,0112-2---61987#ABP216,0112-2---61987#ABP208,0112-2---61987#ABP213,0112-2---61987#ABP209,0112-2---61987#ABP212,0112-2---61987#ABP269,0112-2---61987#ABP257,0112-2---61987#ABP215
0112/2///61987#ABE644 | 003 | 01 | 0112/2///61987#ABE644#003 | Generic operating LOP for system components |  |  |  | list of properties characterizing the operating conditions of system components |  |  |  |  | ITEM_CLASS | [5 empty] | 0112/2///61987#ABA638 - Separate transmitter |  |  |  | Standard |  |  |  | 2018-03-28 |  | 2018-03-20 | 2018-03-20 |  | SC65E – IEC 61987 | C00019 |  | 0112/2///61987#ABV503 | https://cdd.iec.ch/CDD/IEC61987/iec61987.nsf/Classes/0112-2---61987%23ABE644 | https://cdd.iec.ch/cdd/iec61987/iec61987.nsf/PropertiesAllVersions/0112-2---61987%23ABH440,https://cdd.iec.ch/cdd/iec61987/iec61987.nsf/PropertiesAllVersions/0112-2---61987%23ABE205,https://cdd.iec.ch/cdd/iec61987/iec61987.nsf/PropertiesAllVersions/0112-2---61987%23ABB348,https://cdd.iec.ch/cdd/iec61987/iec61987.nsf/PropertiesAllVersions/0112-2---61987%23ABD142 | 0112-2---61987#ABH440,0112-2---61987#ABE205,0112-2---61987#ABB348,0112-2---61987#ABD142
0112/2///61987#ABC321 | 001 | 02 | 0112/2///61987#ABC321#001 | Line monitoring |  |  |  | properties characterizing line monitoring functions |  |  |  |  | ITEM_CLASS | [5 empty] | 0112/2///61987#ABC214 - Electrical data of a bus powered device |  |  |  | Standard |  |  |  | 2018-03-28 | 2013-08-27 | 2013-08-27 | 2014-06-18 |  | SC65E – IEC 61987 | C00004 |  | 0112/2///61987#ABV501 | https://cdd.iec.ch/CDD/IEC61987/iec61987.nsf/Classes/0112-2---61987%23ABC321 | https://cdd.iec.ch/cdd/iec61987/iec61987.nsf/PropertiesAllVersions/0112-2---61987%23ABA065,https://cdd.iec.ch/cdd/iec61987/iec61987.nsf/PropertiesAllVersions/0112-2---61987%23ABB250,https://cdd.iec.ch/cdd/iec61987/iec61987.nsf/PropertiesAllVersions/0112-2---61987%23ABB249 | 0112-2---61987#ABA065,0112-2---61987#ABB250,0112-2---61987#ABB249
0112/2///61987#ABD503 | 001 | 02 | 0112/2///61987#ABD503#001 | Influence of external quantities expressed for temperature |  |  |  | properties characterizing the influence of external quantities for temperature measurement devices that are not the subject of the measurement but whose change affects the relationship between the indication and the result of the measurement |  |  |  |  | ITEM_CLASS | [5 empty] | 0112/2///61987#ABC065 - Absolute performance for temperature0112/2///61987#ABF109 - Absolute performance for temperature [2]0112/2///61987#ABG319 - Absolute performance for temperature [3] |  |  |  | Standard |  |  |  | 2018-03-28 | 2013-09-27 | 2014-03-13 | 2014-06-18 |  | SC65E – IEC 61987 | C00014 |  | 0112/2///61987#ABV501 | https://cdd.iec.ch/CDD/IEC61987/iec61987.nsf/Classes/0112-2---61987%23ABD503 | https://cdd.iec.ch/cdd/iec61987/iec61987.nsf/PropertiesAllVersions/0112-2---61987%23ABD447,https://cdd.iec.ch/cdd/iec61987/iec61987.nsf/PropertiesAllVersions/0112-2---61987%23ABD448,https://cdd.iec.ch/cdd/iec61987/iec61987.nsf/PropertiesAllVersions/0112-2---61987%23ABD449,https://cdd.iec.ch/cdd/iec61987/iec61987.nsf/PropertiesAllVersions/0112-2---61987%23ABD450,https://cdd.iec.ch/cdd/iec61987/iec61987.nsf/PropertiesAllVersions/0112-2---61987%23ABD451,https://cdd.iec.ch/cdd/iec61987/iec61987.nsf/PropertiesAllVersions/0112-2---61987%23ABD452 | 0112-2---61987#ABD449,0112-2---61987#ABD450,0112-2---61987#ABD451,0112-2---61987#ABD452,0112-2---61987#ABD447,0112-2---61987#ABD448
0112/2///61987#ABE913 | 001 | 01 | 0112/2///61987#ABE913#001 | Assigned level pulse value |  |  |  | properties characterizing a pulse values configured at the factory for level |  | Polymorphic element: ABE913, Id: 9 |  |  | ITEM_CLASS | [5 empty] | 0112/2///61987#ABG099 - Assigned variable [19]0112/2///61987#ABG101 - Assigned variable [21] |  |  |  | Standard |  | IEC 61987 | IEC | 2018-03-28 | 2018-03-28 | 2018-03-28 | 2018-03-28 |  | SC65E – IEC 61987 | C00018 | 001-01 (2018-03-28 07:26:04 by BATCH 00000762) standard | 0112/2///61987#ABV501 | https://cdd.iec.ch/CDD/IEC61987/iec61987.nsf/Classes/0112-2---61987%23ABE913 | https://cdd.iec.ch/cdd/iec61987/iec61987.nsf/PropertiesAllVersions/0112-2---61987%23ABE917,https://cdd.iec.ch/cdd/iec61987/iec61987.nsf/PropertiesAllVersions/0112-2---61987%23ABE918,https://cdd.iec.ch/cdd/iec61987/iec61987.nsf/PropertiesAllVersions/0112-2---61987%23ABE881,https://cdd.iec.ch/cdd/iec61987/iec61987.nsf/PropertiesAllVersions/0112-2---61987%23ABE927,https://cdd.iec.ch/cdd/iec61987/iec61987.nsf/PropertiesAllVersions/0112-2---61987%23ABE928,https://cdd.iec.ch/cdd/iec61987/iec61987.nsf/PropertiesAllVersions/0112-2---61987%23ABE935 | 0112-2---61987#ABE927,0112-2---61987#ABE928,0112-2---61987#ABE935,0112-2---61987#ABE917,0112-2---61987#ABE918,0112-2---61987#ABE881
0112/2///61987#ABG365 | 001 | 01 | 0112/2///61987#ABG365#001 | Mechanical and electrical construction [float level transmitter/switch] |  |  |  | properties characterizing the constructional details of the device and its parts |  |  | IEC 61987-1, 5.8 |  | ITEM_CLASS | [5 empty] | 0112/2///61987#ABE739 - Device LOP for float level transmitter/switch |  |  |  | Standard |  | IEC 61987 | IEC | 2018-03-28 | 2014-12-17 | 2018-03-20 | 2018-03-20 |  | SC65E – IEC 61987 | C00018 | 001-01 (2018-03-28 07:26:09 by BATCH 00000762) standard | 0112/2///61987#ABV501 | https://cdd.iec.ch/CDD/IEC61987/iec61987.nsf/Classes/0112-2---61987%23ABG365 | https://cdd.iec.ch/cdd/iec61987/iec61987.nsf/PropertiesAllVersions/0112-2---61987%23ABD534,https://cdd.iec.ch/cdd/iec61987/iec61987.nsf/PropertiesAllVersions/0112-2---61987%23ABG970,https://cdd.iec.ch/cdd/iec61987/iec61987.nsf/PropertiesAllVersions/0112-2---61987%23ABB139,https://cdd.iec.ch/cdd/iec61987/iec61987.nsf/PropertiesAllVersions/0112-2---61987%23ABC862,https://cdd.iec.ch/cdd/iec61987/iec61987.nsf/PropertiesAllVersions/0112-2---61987%23ABC789 | 0112-2---61987#ABB139,0112-2---61987#ABC862,0112-2---61987#ABC789,0112-2---61987#ABD534,0112-2---61987#ABG970
0112/2///61987#ABH843 | 001 | 01 | 0112/2///61987#ABH843#001 | Flow technology block |  |  |  | properties characterizing a Flow technology block |  |  |  |  | ITEM_CLASS | [5 empty] | 0112/2///61987#ABH840 - User application parameters |  |  |  | Standard |  |  |  | 2019-03-08 | 2017-12-07 | 2019-03-08 | 2019-03-08 |  | SC65E – IEC 61987 | C00018 | 001-01 (2019-03-08 15:35:12 by BATCH 00000766) standard | 0112/2///61987#ABV501 | https://cdd.iec.ch/CDD/IEC61987/iec61987.nsf/Classes/0112-2---61987%23ABH843 | https://cdd.iec.ch/cdd/iec61987/iec61987.nsf/PropertiesAllVersions/0112-2---61987%23ABJ349,https://cdd.iec.ch/cdd/iec61987/iec61987.nsf/PropertiesAllVersions/0112-2---61987%23ABJ698,https://cdd.iec.ch/cdd/iec61987/iec61987.nsf/PropertiesAllVersions/0112-2---61987%23ABJ700,https://cdd.iec.ch/cdd/iec61987/iec61987.nsf/PropertiesAllVersions/0112-2---61987%23ABJ701,https://cdd.iec.ch/cdd/iec61987/iec61987.nsf/PropertiesAllVersions/0112-2---61987%23ABJ671,https://cdd.iec.ch/cdd/iec61987/iec61987.nsf/PropertiesAllVersions/0112-2---61987%23ABJ366,https://cdd.iec.ch/cdd/iec61987/iec61987.nsf/PropertiesAllVersions/0112-2---61987%23ABJ672,https://cdd.iec.ch/cdd/iec61987/iec61987.nsf/PropertiesAllVersions/0112-2---61987%23ABJ367,https://cdd.iec.ch/cdd/iec61987/iec61987.nsf/PropertiesAllVersions/0112-2---61987%23ABJ669,https://cdd.iec.ch/cdd/iec61987/iec61987.nsf/PropertiesAllVersions/0112-2---61987%23ABJ704,https://cdd.iec.ch/cdd/iec61987/iec61987.nsf/PropertiesAllVersions/0112-2---61987%23ABJ660,https://cdd.iec.ch/cdd/iec61987/iec61987.nsf/PropertiesAllVersions/0112-2---61987%23ABI037,https://cdd.iec.ch/cdd/iec61987/iec61987.nsf/PropertiesAllVersions/0112-2---61987%23ABI392 | 0112-2---61987#ABJ660,0112-2---61987#ABJ700,0112-2---61987#ABJ366,0112-2---61987#ABJ672,0112-2---61987#ABJ671,0112-2---61987#ABJ367,0112-2---61987#ABJ669,0112-2---61987#ABJ704,0112-2---61987#ABI037,0112-2---61987#ABJ349,0112-2---61987#ABJ698,0112-2---61987#ABJ701,0112-2---61987#ABI392
0112/2///61987#ABE730 | 001 | 01 | 0112/2///61987#ABE730#001 | Device LOP for rotary paddle switch |  |  |  | list of properties characterizing a rotary paddle switch |  |  |  |  | ITEM_CLASS | [5 empty] | 0112/2///61987#ABA713 - Rotary paddle switch |  |  |  | Standard |  | IEC 61987 | IEC | 2018-03-28 | 2014-12-17 | 2018-03-20 | 2018-03-20 |  | SC65E – IEC 61987 | C00018 | 001-01 (2018-03-28 07:26:04 by BATCH 00000762) standard | 0112/2///61987#ABV504 | https://cdd.iec.ch/CDD/IEC61987/iec61987.nsf/Classes/0112-2---61987%23ABE730 | https://cdd.iec.ch/cdd/iec61987/iec61987.nsf/PropertiesAllVersions/0112-2---61987%23ABC899,https://cdd.iec.ch/cdd/iec61987/iec61987.nsf/PropertiesAllVersions/0112-2---61987%23ABC730,https://cdd.iec.ch/cdd/iec61987/iec61987.nsf/PropertiesAllVersions/0112-2---61987%23ABU857,https://cdd.iec.ch/cdd/iec61987/iec61987.nsf/PropertiesAllVersions/0112-2---61987%23ABG490,https://cdd.iec.ch/cdd/iec61987/iec61987.nsf/PropertiesAllVersions/0112-2---61987%23ABB206,https://cdd.iec.ch/cdd/iec61987/iec61987.nsf/PropertiesAllVersions/0112-2---61987%23ABG691,https://cdd.iec.ch/cdd/iec61987/iec61987.nsf/PropertiesAllVersions/0112-2---61987%23ABC830,https://cdd.iec.ch/cdd/iec61987/iec61987.nsf/PropertiesAllVersions/0112-2---61987%23ABG778,https://cdd.iec.ch/cdd/iec61987/iec61987.nsf/PropertiesAllVersions/0112-2---61987%23ABG880,https://cdd.iec.ch/cdd/iec61987/iec61987.nsf/PropertiesAllVersions/0112-2---61987%23ABG937,https://cdd.iec.ch/cdd/iec61987/iec61987.nsf/PropertiesAllVersions/0112-2---61987%23ABD088,https://cdd.iec.ch/cdd/iec61987/iec61987.nsf/PropertiesAllVersions/0112-2---61987%23ABD153,https://cdd.iec.ch/cdd/iec61987/iec61987.nsf/PropertiesAllVersions/0112-2---61987%23ABC786,https://cdd.iec.ch/cdd/iec61987/iec61987.nsf/PropertiesAllVersions/0112-2---61987%23ABC795,https://cdd.iec.ch/cdd/iec61987/iec61987.nsf/PropertiesAllVersions/0112-2---61987%23ABA293,https://cdd.iec.ch/cdd/iec61987/iec61987.nsf/PropertiesAllVersions/0112-2---61987%23ABC710 | 0112-2---61987#ABC899,0112-2---61987#ABU857,0112-2---61987#ABD088,0112-2---61987#ABC830,0112-2---61987#ABG778,0112-2---61987#ABG937,0112-2---61987#ABC710,0112-2---61987#ABG490,0112-2---61987#ABB206,0112-2---61987#ABG691,0112-2---61987#ABC786,0112-2---61987#ABC795,0112-2---61987#ABC730,0112-2---61987#ABG880,0112-2---61987#ABD153,0112-2---61987#ABA293
0112/2///61987#ABC647 | 001 | 02 | 0112/2///61987#ABC647#001 | Subfunction of DIP switch |  |  |  | properties characterizing the subfunctions of a DIP switch |  |  |  |  | ITEM_CLASS | [5 empty] | 0112/2///61987#ABC203 - DIP switch |  |  |  | Standard |  |  |  | 2018-03-28 | 2013-08-27 | 2013-08-27 | 2014-06-18 |  | SC65E – IEC 61987 | C00004 |  | 0112/2///61987#ABV501 | https://cdd.iec.ch/CDD/IEC61987/iec61987.nsf/Classes/0112-2---61987%23ABC647 | https://cdd.iec.ch/cdd/iec61987/iec61987.nsf/PropertiesAllVersions/0112-2---61987%23ABA485,https://cdd.iec.ch/cdd/iec61987/iec61987.nsf/PropertiesAllVersions/0112-2---61987%23ABA486,https://cdd.iec.ch/cdd/iec61987/iec61987.nsf/PropertiesAllVersions/0112-2---61987%23ABA487 | 0112-2---61987#ABA485,0112-2---61987#ABA486,0112-2---61987#ABA487
0112/2///61987#ABD946 | 002 | 01 | 0112/2///61987#ABD946#002 | Normal environmental design conditions [2] |  |  |  | properties characterizing the range of environmental conditions for which a device must be designed to operate within specified performance limits |  |  |  |  | ITEM_CLASS | [5 empty] | 0112/2///61987#ABD866 - Environmental design conditions [2] |  |  |  | Standard |  |  |  | 2018-03-28 | 2013-09-02 | 2018-03-20 | 2018-03-20 |  | SC65E – IEC 61987 | C00004 |  | 0112/2///61987#ABV501 | https://cdd.iec.ch/CDD/IEC61987/iec61987.nsf/Classes/0112-2---61987%23ABD946 | https://cdd.iec.ch/cdd/iec61987/iec61987.nsf/PropertiesAllVersions/0112-2---61987%23ABA617,https://cdd.iec.ch/cdd/iec61987/iec61987.nsf/PropertiesAllVersions/0112-2---61987%23ABC712,https://cdd.iec.ch/cdd/iec61987/iec61987.nsf/PropertiesAllVersions/0112-2---61987%23ABA964,https://cdd.iec.ch/cdd/iec61987/iec61987.nsf/PropertiesAllVersions/0112-2---61987%23ABB282,https://cdd.iec.ch/cdd/iec61987/iec61987.nsf/PropertiesAllVersions/0112-2---61987%23ABB162,https://cdd.iec.ch/cdd/iec61987/iec61987.nsf/PropertiesAllVersions/0112-2---61987%23ABA571,https://cdd.iec.ch/cdd/iec61987/iec61987.nsf/PropertiesAllVersions/0112-2---61987%23ABA410,https://cdd.iec.ch/cdd/iec61987/iec61987.nsf/PropertiesAllVersions/0112-2---61987%23ABA089,https://cdd.iec.ch/cdd/iec61987/iec61987.nsf/PropertiesAllVersions/0112-2---61987%23ABA091,https://cdd.iec.ch/cdd/iec61987/iec61987.nsf/PropertiesAllVersions/0112-2---61987%23ABD396,https://cdd.iec.ch/cdd/iec61987/iec61987.nsf/PropertiesAllVersions/0112-2---61987%23ABD398,https://cdd.iec.ch/cdd/iec61987/iec61987.nsf/PropertiesAllVersions/0112-2---61987%23ABA572,https://cdd.iec.ch/cdd/iec61987/iec61987.nsf/PropertiesAllVersions/0112-2---61987%23ABA108,https://cdd.iec.ch/cdd/iec61987/iec61987.nsf/PropertiesAllVersions/0112-2---61987%23ABA963,https://cdd.iec.ch/cdd/iec61987/iec61987.nsf/PropertiesAllVersions/0112-2---61987%23ABA109 | 0112-2---61987#ABB282,0112-2---61987#ABD396,0112-2---61987#ABA617,0112-2---61987#ABB162,0112-2---61987#ABA571,0112-2---61987#ABA572,0112-2---61987#ABA108,0112-2---61987#ABA963,0112-2---61987#ABC712,0112-2---61987#ABA089,0112-2---61987#ABA091,0112-2---61987#ABA964,0112-2---61987#ABA410,0112-2---61987#ABD398,0112-2---61987#ABA109
0112/2///61987#ABE963 | 001 | 01 | 0112/2///61987#ABE963#001 | Influence of external quantities expressed for volume |  |  |  | properties characterizing the influence of external quantities for volume measurement devices that are not the subject of the measurement but whose change affects the relationship between the indication and the result of the measurement |  |  |  |  | ITEM_CLASS | [5 empty] | 0112/2///61987#ABE836 - Absolute performance for volume |  |  |  | Standard |  | IEC 61987 | IEC | 2018-03-28 | 2018-03-28 | 2018-03-28 | 2018-03-28 |  | SC65E – IEC 61987 | C00018 | 001-01 (2018-03-28 07:26:04 by BATCH 00000762) standard | 0112/2///61987#ABV501 | https://cdd.iec.ch/CDD/IEC61987/iec61987.nsf/Classes/0112-2---61987%23ABE963 | https://cdd.iec.ch/cdd/iec61987/iec61987.nsf/PropertiesAllVersions/0112-2---61987%23ABE964,https://cdd.iec.ch/cdd/iec61987/iec61987.nsf/PropertiesAllVersions/0112-2---61987%23ABE965,https://cdd.iec.ch/cdd/iec61987/iec61987.nsf/PropertiesAllVersions/0112-2---61987%23ABE966,https://cdd.iec.ch/cdd/iec61987/iec61987.nsf/PropertiesAllVersions/0112-2---61987%23ABE967,https://cdd.iec.ch/cdd/iec61987/iec61987.nsf/PropertiesAllVersions/0112-2---61987%23ABE968,https://cdd.iec.ch/cdd/iec61987/iec61987.nsf/PropertiesAllVersions/0112-2---61987%23ABE969 | 0112-2---61987#ABE968,0112-2---61987#ABE969,0112-2---61987#ABE964,0112-2---61987#ABE965,0112-2---61987#ABE966,0112-2---61987#ABE967
0112/2///61987#ABF431 | 001 | 01 | 0112/2///61987#ABF431#001 | Structural design of a plumb bob level transmitter |  |  |  | properties characterizing the constructional details of a plumb bob level transmitter |  |  |  |  | ITEM_CLASS | [5 empty] | 0112/2///61987#ABG416 - Structural design [plumb bob level transmitter] |  |  |  | Standard |  | IEC 61987 | IEC | 2018-03-28 | 2014-12-17 | 2018-03-20 | 2018-03-20 |  | SC65E – IEC 61987 | C00018 | 001-01 (2018-03-28 07:26:06 by BATCH 00000762) standard | 0112/2///61987#ABV501 | https://cdd.iec.ch/CDD/IEC61987/iec61987.nsf/Classes/0112-2---61987%23ABF431 | https://cdd.iec.ch/cdd/iec61987/iec61987.nsf/PropertiesAllVersions/0112-2---61987%23ABU164,https://cdd.iec.ch/cdd/iec61987/iec61987.nsf/PropertiesAllVersions/0112-2---61987%23ABF439,https://cdd.iec.ch/cdd/iec61987/iec61987.nsf/PropertiesAllVersions/0112-2---61987%23ABF440,https://cdd.iec.ch/cdd/iec61987/iec61987.nsf/PropertiesAllVersions/0112-2---61987%23ABF441,https://cdd.iec.ch/cdd/iec61987/iec61987.nsf/PropertiesAllVersions/0112-2---61987%23ABF442,https://cdd.iec.ch/cdd/iec61987/iec61987.nsf/PropertiesAllVersions/0112-2---61987%23ABF443,https://cdd.iec.ch/cdd/iec61987/iec61987.nsf/PropertiesAllVersions/0112-2---61987%23ABF444,https://cdd.iec.ch/cdd/iec61987/iec61987.nsf/PropertiesAllVersions/0112-2---61987%23ABF445,https://cdd.iec.ch/cdd/iec61987/iec61987.nsf/PropertiesAllVersions/0112-2---61987%23ABF446,https://cdd.iec.ch/cdd/iec61987/iec61987.nsf/PropertiesAllVersions/0112-2---61987%23ABF447,https://cdd.iec.ch/cdd/iec61987/iec61987.nsf/PropertiesAllVersions/0112-2---61987%23ABF448,https://cdd.iec.ch/cdd/iec61987/iec61987.nsf/PropertiesAllVersions/0112-2---61987%23ABF181,https://cdd.iec.ch/cdd/iec61987/iec61987.nsf/PropertiesAllVersions/0112-2---61987%23ABF449,https://cdd.iec.ch/cdd/iec61987/iec61987.nsf/PropertiesAllVersions/0112-2---61987%23ABB521,https://cdd.iec.ch/cdd/iec61987/iec61987.nsf/PropertiesAllVersions/0112-2---61987%23ABA147,https://cdd.iec.ch/cdd/iec61987/iec61987.nsf/PropertiesAllVersions/0112-2---61987%23ABA633,https://cdd.iec.ch/cdd/iec61987/iec61987.nsf/PropertiesAllVersions/0112-2---61987%23ABB140,https://cdd.iec.ch/cdd/iec61987/iec61987.nsf/PropertiesAllVersions/0112-2---61987%23ABC028,https://cdd.iec.ch/cdd/iec61987/iec61987.nsf/PropertiesAllVersions/0112-2---61987%23ABB396,https://cdd.iec.ch/cdd/iec61987/iec61987.nsf/PropertiesAllVersions/0112-2---61987%23ABB915,https://cdd.iec.ch/cdd/iec61987/iec61987.nsf/PropertiesAllVersions/0112-2---61987%23ABD033,https://cdd.iec.ch/cdd/iec61987/iec61987.nsf/PropertiesAllVersions/0112-2---61987%23ABB457,https://cdd.iec.ch/cdd/iec61987/iec61987.nsf/PropertiesAllVersions/0112-2---61987%23ABC969 | 0112-2---61987#ABF443,0112-2---61987#ABF444,0112-2---61987#ABF449,0112-2---61987#ABB396,0112-2---61987#ABF440,0112-2---61987#ABF442,0112-2---61987#ABF447,0112-2---61987#ABF448,0112-2---61987#ABB521,0112-2---61987#ABB140,0112-2---61987#ABB915,0112-2---61987#ABB457,0112-2---61987#ABF439,0112-2---61987#ABF441,0112-2---61987#ABA147,0112-2---61987#ABC969,0112-2---61987#ABF445,0112-2---61987#ABF446,0112-2---61987#ABA633,0112-2---61987#ABC028,0112-2---61987#ABD033,0112-2---61987#ABU164,0112-2---61987#ABF181
0112/2///61987#ABF570 | 001 | 01 | 0112/2///61987#ABF570#001 | Mass fraction measurement |  |  |  | properties characterizing a mass fraction measurement |  | Polymorphic element: ABF570, Id: 3 |  |  | ITEM_CLASS | [5 empty] | 0112/2///61987#ABG011 - Type of measured variable [39] |  |  |  | Standard |  | IEC 61987 | IEC | 2018-03-28 | 2018-03-28 | 2018-03-28 | 2018-03-28 |  | SC65E – IEC 61987 | C00018 | 001-01 (2018-03-28 07:26:06 by BATCH 00000762) standard | 0112/2///61987#ABV501 | https://cdd.iec.ch/CDD/IEC61987/iec61987.nsf/Classes/0112-2---61987%23ABF570 | https://cdd.iec.ch/cdd/iec61987/iec61987.nsf/PropertiesAllVersions/0112-2---61987%23ABF565,https://cdd.iec.ch/cdd/iec61987/iec61987.nsf/PropertiesAllVersions/0112-2---61987%23ABB015,https://cdd.iec.ch/cdd/iec61987/iec61987.nsf/PropertiesAllVersions/0112-2---61987%23ABF837,https://cdd.iec.ch/cdd/iec61987/iec61987.nsf/PropertiesAllVersions/0112-2---61987%23ABA326,https://cdd.iec.ch/cdd/iec61987/iec61987.nsf/PropertiesAllVersions/0112-2---61987%23ABA327,https://cdd.iec.ch/cdd/iec61987/iec61987.nsf/PropertiesAllVersions/0112-2---61987%23ABA328,https://cdd.iec.ch/cdd/iec61987/iec61987.nsf/PropertiesAllVersions/0112-2---61987%23ABA330,https://cdd.iec.ch/cdd/iec61987/iec61987.nsf/PropertiesAllVersions/0112-2---61987%23ABB781 | 0112-2---61987#ABB015,0112-2---61987#ABF837,0112-2---61987#ABA326,0112-2---61987#ABA327,0112-2---61987#ABA328,0112-2---61987#ABA330,0112-2---61987#ABB781,0112-2---61987#ABF565
0112/2///61987#ABH621 | 001 | 01 | 0112/2///61987#ABH621#001 | Calibration of level |  |  |  | properties characterizing the calibration of level output values of a device |  |  |  |  | ITEM_CLASS | [5 empty] | 0112/2///61987#ABH561 - Calibration |  |  |  | Standard |  |  |  | 2019-03-08 | 2017-12-07 | 2019-03-08 | 2019-03-08 |  | SC65E – IEC 61987 | C00018 | 001-01 (2019-03-08 15:35:12 by BATCH 00000766) standard | 0112/2///61987#ABV501 | https://cdd.iec.ch/CDD/IEC61987/iec61987.nsf/Classes/0112-2---61987%23ABH621 | https://cdd.iec.ch/cdd/iec61987/iec61987.nsf/PropertiesAllVersions/0112-2---61987%23ABH594,https://cdd.iec.ch/cdd/iec61987/iec61987.nsf/PropertiesAllVersions/0112-2---61987%23ABH751 | 0112-2---61987#ABH594,0112-2---61987#ABH751
0112/2///61987#ABH914 | 001 | 01 | 0112/2///61987#ABH914#001 | Other block parameter |  |  |  | properties characterizing another function block |  |  |  |  | ITEM_CLASS | [5 empty] | 0112/2///61987#ABH913 - Other function block |  |  |  | Standard |  |  |  | 2019-03-08 | 2017-12-07 | 2019-03-08 | 2019-03-08 |  | SC65E – IEC 61987 | C00018 | 001-01 (2019-03-08 15:35:13 by BATCH 00000766) standard | 0112/2///61987#ABV501 | https://cdd.iec.ch/CDD/IEC61987/iec61987.nsf/Classes/0112-2---61987%23ABH914 | https://cdd.iec.ch/cdd/iec61987/iec61987.nsf/PropertiesAllVersions/0112-2---61987%23ABI298,https://cdd.iec.ch/cdd/iec61987/iec61987.nsf/PropertiesAllVersions/0112-2---61987%23ABI299,https://cdd.iec.ch/cdd/iec61987/iec61987.nsf/PropertiesAllVersions/0112-2---61987%23ABI038,https://cdd.iec.ch/cdd/iec61987/iec61987.nsf/PropertiesAllVersions/0112-2---61987%23ABI295 | 0112-2---61987#ABI038,0112-2---61987#ABI295,0112-2---61987#ABI298,0112-2---61987#ABI299
0112/2///61987#ABI832 | 001 | 01 | 0112/2///61987#ABI832#001 | IN |  |  |  | parameter with properties characterizing an analog block input |  |  |  |  | ITEM_CLASS | [5 empty] | 0112/2///61987#ABH885 - Control function block0112/2///61987#ABJ620 - INPUT |  |  |  | Standard |  |  |  | 2019-03-08 | 2017-12-07 | 2019-03-08 | 2019-03-08 |  | SC65E – IEC 61987 | C00018 | 001-01 (2019-03-08 15:35:13 by BATCH 00000766) standard | 0112/2///61987#ABV501 | https://cdd.iec.ch/CDD/IEC61987/iec61987.nsf/Classes/0112-2---61987%23ABI832 | https://cdd.iec.ch/cdd/iec61987/iec61987.nsf/PropertiesAllVersions/0112-2---61987%23ABJ687,https://cdd.iec.ch/cdd/iec61987/iec61987.nsf/PropertiesAllVersions/0112-2---61987%23ABJ647 | 0112-2---61987#ABJ687,0112-2---61987#ABJ647
0112/2///61987#ABV037 | 001 | 01 | 0112/2///61987#ABV037#001 | Assigned variable [18] |  |  |  | properties characterizing the configuration of the analog input or output |  | Id specified in IEC61987: ABG088;¦Polymorphic element: ABG088, Id: 9 |  |  | ITEM_CLASS | [5 empty] | 0112/2///61987#ABG172 - Analog current output [8]0112/2///61987#ABG181 - Analog voltage output [8]0112/2///61987#ABG190 - Frequency output [8]0112/2///61987#ABG201 - Manufacturer-specific output [8]0112/2///61987#ABG212 - Pneumatic/hydraulic output [8] |  |  |  | Standard |  | IEC 61987 | IEC | 2018-03-28 | 2018-03-28 | 2018-03-28 | 2018-03-28 |  | SC65E – IEC 61987 | C00018 | 001-01 (2018-03-28 07:26:13 by BATCH 00000762) standard | 0112/2///61987#ABV501 | https://cdd.iec.ch/CDD/IEC61987/iec61987.nsf/Classes/0112-2---61987%23ABV037 | https://cdd.iec.ch/cdd/iec61987/iec61987.nsf/PropertiesAllVersions/0112-2---61987%23ABU907,https://cdd.iec.ch/cdd/iec61987/iec61987.nsf/PropertiesAllVersions/0112-2---61987%23ABU989,https://cdd.iec.ch/cdd/iec61987/iec61987.nsf/PropertiesAllVersions/0112-2---61987%23ABU990,https://cdd.iec.ch/cdd/iec61987/iec61987.nsf/PropertiesAllVersions/0112-2---61987%23ABU991,https://cdd.iec.ch/cdd/iec61987/iec61987.nsf/PropertiesAllVersions/0112-2---61987%23ABU992,https://cdd.iec.ch/cdd/iec61987/iec61987.nsf/PropertiesAllVersions/0112-2---61987%23ABU993,https://cdd.iec.ch/cdd/iec61987/iec61987.nsf/PropertiesAllVersions/0112-2---61987%23ABU994,https://cdd.iec.ch/cdd/iec61987/iec61987.nsf/PropertiesAllVersions/0112-2---61987%23ABU995,https://cdd.iec.ch/cdd/iec61987/iec61987.nsf/PropertiesAllVersions/0112-2---61987%23ABV030 | 0112-2---61987#ABU907,0112-2---61987#ABU991,0112-2---61987#ABU993,0112-2---61987#ABU994,0112-2---61987#ABU995,0112-2---61987#ABU989,0112-2---61987#ABU990,0112-2---61987#ABU992,0112-2---61987#ABV030
0112/2///61987#ABC358 | 001 | 02 | 0112/2///61987#ABC358#001 | Material of external coating |  |  |  | properties characterizing the material of the external coating of a meter tube |  |  |  |  | ITEM_CLASS | [5 empty] | 0112/2///61987#ABC445 - Meter run |  |  |  | Standard |  |  |  | 2018-03-28 | 2013-08-27 | 2013-08-27 | 2014-06-18 |  | SC65E – IEC 61987 | C00019 |  | 0112/2///61987#ABV501 | https://cdd.iec.ch/CDD/IEC61987/iec61987.nsf/Classes/0112-2---61987%23ABC358 | https://cdd.iec.ch/cdd/iec61987/iec61987.nsf/PropertiesAllVersions/0112-2---61987%23ABB455,https://cdd.iec.ch/cdd/iec61987/iec61987.nsf/PropertiesAllVersions/0112-2---61987%23ABI460,https://cdd.iec.ch/cdd/iec61987/iec61987.nsf/PropertiesAllVersions/0112-2---61987%23ABA908,https://cdd.iec.ch/cdd/iec61987/iec61987.nsf/PropertiesAllVersions/0112-2---61987%23ABA907 | 0112-2---61987#ABB455,0112-2---61987#ABI460,0112-2---61987#ABA908,0112-2---61987#ABA907
0112/2///61987#ABC424 | 002 | 01 | 0112/2///61987#ABC424#002 | Mechanical and electrical construction [swirl flow transmitter] |  |  |  | properties characterizing the constructional details of the device and its parts |  |  | IEC 61987-1, 5.8 |  | ITEM_CLASS | [5 empty] | 0112/2///61987#ABA007 - Device LOP for swirl flow transmitter |  |  |  | Standard |  |  |  | 2018-03-28 | 2013-08-27 | 2016-05-24 | 2016-05-24 |  | SC65E – IEC 61987 | C00004 |  | 0112/2///61987#ABV501 | https://cdd.iec.ch/CDD/IEC61987/iec61987.nsf/Classes/0112-2---61987%23ABC424 | https://cdd.iec.ch/cdd/iec61987/iec61987.nsf/PropertiesAllVersions/0112-2---61987%23ABD114,https://cdd.iec.ch/cdd/iec61987/iec61987.nsf/PropertiesAllVersions/0112-2---61987%23ABD231,https://cdd.iec.ch/cdd/iec61987/iec61987.nsf/PropertiesAllVersions/0112-2---61987%23ABB139,https://cdd.iec.ch/cdd/iec61987/iec61987.nsf/PropertiesAllVersions/0112-2---61987%23ABC862,https://cdd.iec.ch/cdd/iec61987/iec61987.nsf/PropertiesAllVersions/0112-2---61987%23ABC789 | 0112-2---61987#ABC789,0112-2---61987#ABD114,0112-2---61987#ABD231,0112-2---61987#ABB139,0112-2---61987#ABC862
0112/2///61987#ABC444 | 001 | 02 | 0112/2///61987#ABC444#001 | Mechanical totalizer |  |  |  | properties characterizing a mechanical totalizer provided by a device |  |  |  |  | ITEM_CLASS | [5 empty] | 0112/2///61987#ABC682 - Visual controls |  |  |  | Standard |  |  |  | 2018-03-28 | 2013-08-27 | 2013-08-27 | 2014-06-18 |  | SC65E – IEC 61987 | C00004 |  | 0112/2///61987#ABV501 | https://cdd.iec.ch/CDD/IEC61987/iec61987.nsf/Classes/0112-2---61987%23ABC444 | https://cdd.iec.ch/cdd/iec61987/iec61987.nsf/PropertiesAllVersions/0112-2---61987%23ABB271,https://cdd.iec.ch/cdd/iec61987/iec61987.nsf/PropertiesAllVersions/0112-2---61987%23ABA577,https://cdd.iec.ch/cdd/iec61987/iec61987.nsf/PropertiesAllVersions/0112-2---61987%23ABB585,https://cdd.iec.ch/cdd/iec61987/iec61987.nsf/PropertiesAllVersions/0112-2---61987%23ABA968 | 0112-2---61987#ABA968,0112-2---61987#ABB271,0112-2---61987#ABA577,0112-2---61987#ABB585
0112/2///61987#ABC650 | 001 | 02 | 0112/2///61987#ABC650#001 | Temperature measurement |  |  |  | properties characterizing a temperature measurement |  | 1 ABC650.1 |  |  | ITEM_CLASS | [5 empty] | 0112/2///61987#ABF985 - Type of measured variable [13]0112/2///61987#ABF988 - Type of measured variable [16]0112/2///61987#ABF987 - Type of measured variable [15]0112/2///61987#ABC661 - Type of measured variable [2]0112/2///61987#ABC662 - Type of measured variable [3]0112/2///61987#ABC663 - Type of measured variable [4]0112/2///61987#ABG011 - Type of measured variable [39]0112/2///61987#ABF979 - Type of measured variable [7]0112/2///61987#ABF981 - Type of measured variable [9]0112/2///61987#ABF982 - Type of measured variable [10]0112/2///61987#ABF984 - Type of measured variable [12]0112/2///61987#ABG012 - Type of measured variable [40]0112/2///61987#ABG013 - Type of measured variable [41] |  |  |  | Standard |  |  |  | 2018-03-28 | 2013-08-27 | 2013-08-27 | 2014-06-18 |  | SC65E – IEC 61987 | C00004 |  | 0112/2///61987#ABV501 | https://cdd.iec.ch/CDD/IEC61987/iec61987.nsf/Classes/0112-2---61987%23ABC650 | https://cdd.iec.ch/cdd/iec61987/iec61987.nsf/PropertiesAllVersions/0112-2---61987%23ABB197,https://cdd.iec.ch/cdd/iec61987/iec61987.nsf/PropertiesAllVersions/0112-2---61987%23ABB015,https://cdd.iec.ch/cdd/iec61987/iec61987.nsf/PropertiesAllVersions/0112-2---61987%23ABD051 | 0112-2---61987#ABB197,0112-2---61987#ABB015,0112-2---61987#ABD051
0112/2///61987#ABG065 | 001 | 01 | 0112/2///61987#ABG065#001 | Type of auxiliary input [16] |  |  |  | administration block for polymorphism acting as proxy for the selected auxiliary input type |  | Polymorphic element: ABG065, Id: 4 |  |  | ITEM_CLASS | [5 empty] | 0112/2///61987#ABG054 - Auxiliary input [16] |  |  |  | Standard |  | IEC 61987 | IEC | 2018-03-28 | 2014-12-17 | 2016-05-24 | 2016-05-24 |  | SC65E – IEC 61987 | C00019 | 001-01 (2018-03-28 07:26:07 by BATCH 00000762) standard | 0112/2///61987#ABV501 | https://cdd.iec.ch/CDD/IEC61987/iec61987.nsf/Classes/0112-2---61987%23ABG065 | https://cdd.iec.ch/cdd/iec61987/iec61987.nsf/PropertiesAllVersions/0112-2---61987%23ABV168,https://cdd.iec.ch/cdd/iec61987/iec61987.nsf/PropertiesAllVersions/0112-2---61987%23ABV180,https://cdd.iec.ch/cdd/iec61987/iec61987.nsf/PropertiesAllVersions/0112-2---61987%23ABV181,https://cdd.iec.ch/cdd/iec61987/iec61987.nsf/PropertiesAllVersions/0112-2---61987%23ABV182,https://cdd.iec.ch/cdd/iec61987/iec61987.nsf/PropertiesAllVersions/0112-2---61987%23ABV183,https://cdd.iec.ch/cdd/iec61987/iec61987.nsf/PropertiesAllVersions/0112-2---61987%23ABV184,https://cdd.iec.ch/cdd/iec61987/iec61987.nsf/PropertiesAllVersions/0112-2---61987%23ABG682,https://cdd.iec.ch/cdd/iec61987/iec61987.nsf/PropertiesAllVersions/0112-2---61987%23ABV185 | 0112-2---61987#ABV181,0112-2---61987#ABV182,0112-2---61987#ABV183,0112-2---61987#ABV184,0112-2---61987#ABG682,0112-2---61987#ABV185,0112-2---61987#ABV168,0112-2---61987#ABV180
0112/2///61987#ABG430 | 001 | 01 | 0112/2///61987#ABG430#001 | Structural design [window] |  |  |  | properties characterizing the constructional details of a device |  |  |  |  | ITEM_CLASS | [5 empty] | 0112/2///61987#ABG385 - Mechanical and electrical construction [window] |  |  |  | Standard |  | IEC 61987 | IEC | 2018-03-28 | 2014-12-17 | 2018-03-20 | 2018-03-20 |  | SC65E – IEC 61987 | C00018 | 001-01 (2018-03-28 07:26:11 by BATCH 00000762) standard | 0112/2///61987#ABV501 | https://cdd.iec.ch/CDD/IEC61987/iec61987.nsf/Classes/0112-2---61987%23ABG430 | https://cdd.iec.ch/cdd/iec61987/iec61987.nsf/PropertiesAllVersions/0112-2---61987%23ABF696 | 0112-2---61987#ABF696
0112/2///61987#ABH532 | 001 | 01 | 0112/2///61987#ABH532#001 | Input variable |  |  |  | properties characterizing an input variable |  |  |  |  | ITEM_CLASS | [5 empty] | 0112/2///61987#ABH531 - Output signal processing variable |  |  |  | Standard |  |  |  | 2019-03-08 | 2017-12-07 | 2019-03-08 | 2019-03-08 |  | SC65E – IEC 61987 | C00018 | 001-01 (2019-03-08 15:35:12 by BATCH 00000766) standard | 0112/2///61987#ABV501 | https://cdd.iec.ch/CDD/IEC61987/iec61987.nsf/Classes/0112-2---61987%23ABH532 | https://cdd.iec.ch/cdd/iec61987/iec61987.nsf/PropertiesAllVersions/0112-2---61987%23ABH689,https://cdd.iec.ch/cdd/iec61987/iec61987.nsf/PropertiesAllVersions/0112-2---61987%23ABB271,https://cdd.iec.ch/cdd/iec61987/iec61987.nsf/PropertiesAllVersions/0112-2---61987%23ABA577 | 0112-2---61987#ABH689,0112-2---61987#ABB271,0112-2---61987#ABA577
0112/2///61987#ABE763 | 001 | 01 | 0112/2///61987#ABE763#001 | Device LOP for insert/element |  |  |  | list of properties characterizing an insert/element |  |  |  |  | ITEM_CLASS | [5 empty] | 0112/2///61987#ABE362 - Insert/element |  |  |  | Standard |  | IEC 61987 | IEC | 2018-03-28 | 2014-12-17 | 2016-05-24 | 2016-05-24 |  | SC65E – IEC 61987 | C00019 | 001-01 (2018-03-28 07:26:04 by BATCH 00000762) standard | 0112/2///61987#ABV504 | https://cdd.iec.ch/CDD/IEC61987/iec61987.nsf/Classes/0112-2---61987%23ABE763 | https://cdd.iec.ch/cdd/iec61987/iec61987.nsf/PropertiesAllVersions/0112-2---61987%23ABC899,https://cdd.iec.ch/cdd/iec61987/iec61987.nsf/PropertiesAllVersions/0112-2---61987%23ABC730,https://cdd.iec.ch/cdd/iec61987/iec61987.nsf/PropertiesAllVersions/0112-2---61987%23ABV159,https://cdd.iec.ch/cdd/iec61987/iec61987.nsf/PropertiesAllVersions/0112-2---61987%23ABG495,https://cdd.iec.ch/cdd/iec61987/iec61987.nsf/PropertiesAllVersions/0112-2---61987%23ABB206,https://cdd.iec.ch/cdd/iec61987/iec61987.nsf/PropertiesAllVersions/0112-2---61987%23ABG696,https://cdd.iec.ch/cdd/iec61987/iec61987.nsf/PropertiesAllVersions/0112-2---61987%23ABG788,https://cdd.iec.ch/cdd/iec61987/iec61987.nsf/PropertiesAllVersions/0112-2---61987%23ABG883,https://cdd.iec.ch/cdd/iec61987/iec61987.nsf/PropertiesAllVersions/0112-2---61987%23ABG951,https://cdd.iec.ch/cdd/iec61987/iec61987.nsf/PropertiesAllVersions/0112-2---61987%23ABC786,https://cdd.iec.ch/cdd/iec61987/iec61987.nsf/PropertiesAllVersions/0112-2---61987%23ABC795,https://cdd.iec.ch/cdd/iec61987/iec61987.nsf/PropertiesAllVersions/0112-2---61987%23ABA293,https://cdd.iec.ch/cdd/iec61987/iec61987.nsf/PropertiesAllVersions/0112-2---61987%23ABC710 | 0112-2---61987#ABG951,0112-2---61987#ABC786,0112-2---61987#ABC710,0112-2---61987#ABC899,0112-2---61987#ABV159,0112-2---61987#ABG495,0112-2---61987#ABG696,0112-2---61987#ABC795,0112-2---61987#ABA293,0112-2---61987#ABC730,0112-2---61987#ABB206,0112-2---61987#ABG788,0112-2---61987#ABG883
0112/2///61987#ABC150 | 001 | 02 | 0112/2///61987#ABC150#001 | Calculated maximum electrical parameters for connected device |  |  |  | properties characterizing the electrical configuration of a device to be connected to the power source based on the electrical properties of the power source and the cable provided |  |  |  |  | ITEM_CLASS | [5 empty] | 0112/2///61987#ABC448 - Nonincendive field-wiring parameters |  |  |  | Standard |  |  |  | 2018-03-28 | 2013-08-27 | 2013-08-27 | 2014-06-18 |  | SC65E – IEC 61987 | C00004 |  | 0112/2///61987#ABV501 | https://cdd.iec.ch/CDD/IEC61987/iec61987.nsf/Classes/0112-2---61987%23ABC150 | https://cdd.iec.ch/cdd/iec61987/iec61987.nsf/PropertiesAllVersions/0112-2---61987%23ABB352,https://cdd.iec.ch/cdd/iec61987/iec61987.nsf/PropertiesAllVersions/0112-2---61987%23ABB353,https://cdd.iec.ch/cdd/iec61987/iec61987.nsf/PropertiesAllVersions/0112-2---61987%23ABB354 | 0112-2---61987#ABB354,0112-2---61987#ABB352,0112-2---61987#ABB353
0112/2///61987#ABC295 | 002 | 01 | 0112/2///61987#ABC295#002 | Input [6] |  |  |  | properties characterizing a measured variable, the size of which is to be acquired and indicated by the measurement as well as any auxiliary signal inputs |  |  | from IEC 61987-1, 5.4 |  | ITEM_CLASS | [5 empty] | 0112/2///61987#ABA018 - Device LOP for turbine/propeller/Woltmann flow transmitter/gauge |  |  |  | Standard |  |  |  | 2018-03-28 | 2013-08-27 | 2016-05-24 | 2016-05-24 |  | SC65E – IEC 61987 | C00004 |  | 0112/2///61987#ABV501 | https://cdd.iec.ch/CDD/IEC61987/iec61987.nsf/Classes/0112-2---61987%23ABC295 | https://cdd.iec.ch/cdd/iec61987/iec61987.nsf/PropertiesAllVersions/0112-2---61987%23ABB065,https://cdd.iec.ch/cdd/iec61987/iec61987.nsf/PropertiesAllVersions/0112-2---61987%23ABD039,https://cdd.iec.ch/cdd/iec61987/iec61987.nsf/PropertiesAllVersions/0112-2---61987%23ABA340,https://cdd.iec.ch/cdd/iec61987/iec61987.nsf/PropertiesAllVersions/0112-2---61987%23ABC761 | 0112-2---61987#ABB065,0112-2---61987#ABD039,0112-2---61987#ABA340,0112-2---61987#ABC761
0112/2///61987#ABC474 | 006 | 01 | 0112/2///61987#ABC474#006 | Other standards approval |  |  |  | properties characterizing an additional device approval for a code or standard |  |  |  |  | ITEM_CLASS | [5 empty] | 0112/2///61987#ABC159 - Codes and standards approval [1]0112/2///61987#ABC160 - Codes and standards approval [2]0112/2///61987#ABD819 - Codes and standards approval [3] |  |  |  | Standard |  |  |  | 2018-03-28 | 2013-08-27 | 2018-03-20 | 2018-03-20 |  | SC65E – IEC 61987 | C00004 |  | 0112/2///61987#ABV501 | https://cdd.iec.ch/CDD/IEC61987/iec61987.nsf/Classes/0112-2---61987%23ABC474 | https://cdd.iec.ch/cdd/iec61987/iec61987.nsf/PropertiesAllVersions/0112-2---61987%23ABA471,https://cdd.iec.ch/cdd/iec61987/iec61987.nsf/PropertiesAllVersions/0112-2---61987%23ABA472 | 0112-2---61987#ABA471,0112-2---61987#ABA472
0112/2///61987#ABG417 | 001 | 01 | 0112/2///61987#ABG417#001 | Structural design [ultrasonic level transmitter] |  |  |  | properties characterizing the constructional details of a device |  |  |  |  | ITEM_CLASS | [5 empty] | 0112/2///61987#ABG372 - Mechanical and electrical construction [ultrasonic level transmitter] |  |  |  | Standard |  | IEC 61987 | IEC | 2018-03-28 | 2014-12-17 | 2018-03-20 | 2018-03-20 |  | SC65E – IEC 61987 | C00018 | 001-01 (2018-03-28 07:26:09 by BATCH 00000762) standard | 0112/2///61987#ABV501 | https://cdd.iec.ch/CDD/IEC61987/iec61987.nsf/Classes/0112-2---61987%23ABG417 | https://cdd.iec.ch/cdd/iec61987/iec61987.nsf/PropertiesAllVersions/0112-2---61987%23ABF742,https://cdd.iec.ch/cdd/iec61987/iec61987.nsf/PropertiesAllVersions/0112-2---61987%23ABF374,https://cdd.iec.ch/cdd/iec61987/iec61987.nsf/PropertiesAllVersions/0112-2---61987%23ABF796,https://cdd.iec.ch/cdd/iec61987/iec61987.nsf/PropertiesAllVersions/0112-2---61987%23ABD284 | 0112-2---61987#ABF742,0112-2---61987#ABF374,0112-2---61987#ABF796,0112-2---61987#ABD284
0112/2///61987#ABD984 | 002 | 01 | 0112/2///61987#ABD984#002 | Pressure equipment directive [2] |  |  |  | properties characterizing the Pressure Equipment Directive 97/23 EC of the European Community |  |  |  |  | ITEM_CLASS | [5 empty] | 0112/2///61987#ABD819 - Codes and standards approval [3] |  |  |  | Standard |  |  |  | 2018-03-28 | 2013-09-02 | 2018-03-20 | 2018-03-20 |  | SC65E – IEC 61987 | C00004 |  | 0112/2///61987#ABV501 | https://cdd.iec.ch/CDD/IEC61987/iec61987.nsf/Classes/0112-2---61987%23ABD984 | https://cdd.iec.ch/cdd/iec61987/iec61987.nsf/PropertiesAllVersions/0112-2---61987%23ABA905,https://cdd.iec.ch/cdd/iec61987/iec61987.nsf/PropertiesAllVersions/0112-2---61987%23ABA909,https://cdd.iec.ch/cdd/iec61987/iec61987.nsf/PropertiesAllVersions/0112-2---61987%23ABA906 | 0112-2---61987#ABA905,0112-2---61987#ABA909,0112-2---61987#ABA906
0112/2///61987#ABC336 | 006 | 01 | 0112/2///61987#ABC336#006 | Marine type approval |  |  |  | properties characterizing certificates and approvals pertaining to usage in marine applications |  |  |  |  | ITEM_CLASS | [5 empty] | 0112/2///61987#ABC102 - Approval for use in special applications0112/2///61987#ABD804 - Approval for use in special applications [2]0112/2///61987#ABE722 - Approval for use in special applications [4]0112/2///61987#ABE724 - Approval for use in special applications [5] |  |  |  | Standard |  |  |  | 2018-03-28 | 2013-08-27 | 2018-03-20 | 2018-03-20 |  | SC65E – IEC 61987 | C00004 |  | 0112/2///61987#ABV501 | https://cdd.iec.ch/CDD/IEC61987/iec61987.nsf/Classes/0112-2---61987%23ABC336 | https://cdd.iec.ch/cdd/iec61987/iec61987.nsf/PropertiesAllVersions/0112-2---61987%23ABA239,https://cdd.iec.ch/cdd/iec61987/iec61987.nsf/PropertiesAllVersions/0112-2---61987%23ABA240 | 0112-2---61987#ABA240,0112-2---61987#ABA239
0112/2///61987#ABD895 | 001 | 02 | 0112/2///61987#ABD895#001 | Input signal processing [2] |  |  |  | properties characterizing the functions provided by the device to manipulate the input signal |  |  |  |  | ITEM_CLASS | [5 empty] | 0112/2///61987#ABD799 - Analog current input [3]0112/2///61987#ABD801 - Analog voltage input [3]0112/2///61987#ABD898 - Manufacturer-specific input [3] |  |  |  | Standard |  |  |  | 2018-03-28 | 2018-03-28 | 2018-03-28 | 2018-03-28 |  | SC65E – IEC 61987 | C00004 |  | 0112/2///61987#ABV501 | https://cdd.iec.ch/CDD/IEC61987/iec61987.nsf/Classes/0112-2---61987%23ABD895 | https://cdd.iec.ch/cdd/iec61987/iec61987.nsf/PropertiesAllVersions/0112-2---61987%23ABB023 | 0112-2---61987#ABB023
0112/2///61987#ABD930 | 001 | 02 | 0112/2///61987#ABD930#001 | Mechanical and electrical construction [ball valve] |  |  |  | properties characterizing the constructional details of the device and its parts |  |  | IEC 61987-1, 5.8 |  | ITEM_CLASS | [5 empty] | 0112/2///61987#ABE317 - Device LOP for ball valve |  |  |  | Standard |  |  |  | 2018-03-28 | 2013-09-02 | 2013-09-02 | 2014-06-18 |  | SC65E – IEC 61987 | C00009 |  | 0112/2///61987#ABV501 | https://cdd.iec.ch/CDD/IEC61987/iec61987.nsf/Classes/0112-2---61987%23ABD930 | https://cdd.iec.ch/cdd/iec61987/iec61987.nsf/PropertiesAllVersions/0112-2---61987%23ABE392,https://cdd.iec.ch/cdd/iec61987/iec61987.nsf/PropertiesAllVersions/0112-2---61987%23ABE278,https://cdd.iec.ch/cdd/iec61987/iec61987.nsf/PropertiesAllVersions/0112-2---61987%23ABB139,https://cdd.iec.ch/cdd/iec61987/iec61987.nsf/PropertiesAllVersions/0112-2---61987%23ABE112,https://cdd.iec.ch/cdd/iec61987/iec61987.nsf/PropertiesAllVersions/0112-2---61987%23ABE075 | 0112-2---61987#ABE278,0112-2---61987#ABB139,0112-2---61987#ABE112,0112-2---61987#ABE075,0112-2---61987#ABE392
0112/2///61987#ABE833 | 001 | 01 | 0112/2///61987#ABE833#001 | Accuracy for a subrange of level |  |  |  | properties characterizing the accuracy of a level measurement for a subrange of ideal span |  |  |  |  | ITEM_CLASS | [5 empty] | 0112/2///61987#ABE826 - Absolute performance for level |  |  |  | Standard |  | IEC 61987 | IEC | 2018-03-28 | 2018-03-28 | 2018-03-28 | 2018-03-28 |  | SC65E – IEC 61987 | C00018 | 001-01 (2018-03-28 07:26:04 by BATCH 00000762) standard | 0112/2///61987#ABV501 | https://cdd.iec.ch/CDD/IEC61987/iec61987.nsf/Classes/0112-2---61987%23ABE833 | https://cdd.iec.ch/cdd/iec61987/iec61987.nsf/PropertiesAllVersions/0112-2---61987%23ABE834,https://cdd.iec.ch/cdd/iec61987/iec61987.nsf/PropertiesAllVersions/0112-2---61987%23ABE835,https://cdd.iec.ch/cdd/iec61987/iec61987.nsf/PropertiesAllVersions/0112-2---61987%23ABE827,https://cdd.iec.ch/cdd/iec61987/iec61987.nsf/PropertiesAllVersions/0112-2---61987%23ABE828,https://cdd.iec.ch/cdd/iec61987/iec61987.nsf/PropertiesAllVersions/0112-2---61987%23ABE829 | 0112-2---61987#ABE834,0112-2---61987#ABE835,0112-2---61987#ABE827,0112-2---61987#ABE828,0112-2---61987#ABE829
0112/2///61987#ABF174 | 001 | 01 | 0112/2///61987#ABF174#001 | Material of adjusting mechanism |  |  |  | properties characterizing the material of which the adjusting mechanism is made |  |  |  |  | ITEM_CLASS | [5 empty] | 0112/2///61987#ABF018 - Structural design of a free-space radar level transmitter0112/2///61987#ABF168 - Sonic probe0112/2///61987#ABF518 - Structural design of a laser level transmitter |  |  |  | Standard |  | IEC 61987 | IEC | 2018-03-28 | 2018-03-28 | 2018-03-28 | 2018-03-28 |  | SC65E – IEC 61987 | C00018 | 001-01 (2018-03-28 07:26:05 by BATCH 00000762) standard | 0112/2///61987#ABV501 | https://cdd.iec.ch/CDD/IEC61987/iec61987.nsf/Classes/0112-2---61987%23ABF174 | https://cdd.iec.ch/cdd/iec61987/iec61987.nsf/PropertiesAllVersions/0112-2---61987%23ABB455,https://cdd.iec.ch/cdd/iec61987/iec61987.nsf/PropertiesAllVersions/0112-2---61987%23ABI460,https://cdd.iec.ch/cdd/iec61987/iec61987.nsf/PropertiesAllVersions/0112-2---61987%23ABA908,https://cdd.iec.ch/cdd/iec61987/iec61987.nsf/PropertiesAllVersions/0112-2---61987%23ABA907 | 0112-2---61987#ABB455,0112-2---61987#ABI460,0112-2---61987#ABA908,0112-2---61987#ABA907
0112/2///61987#ABF460 | 001 | 01 | 0112/2///61987#ABF460#001 | Material of detector casing |  |  |  | properties characterizing the material of which a detector casing is made |  |  |  |  | ITEM_CLASS | [5 empty] | 0112/2///61987#ABF467 - Detector |  |  |  | Standard |  | IEC 61987 | IEC | 2018-03-28 | 2018-03-28 | 2018-03-28 | 2018-03-28 |  | SC65E – IEC 61987 | C00018 | 001-01 (2018-03-28 07:26:06 by BATCH 00000762) standard | 0112/2///61987#ABV501 | https://cdd.iec.ch/CDD/IEC61987/iec61987.nsf/Classes/0112-2---61987%23ABF460 | https://cdd.iec.ch/cdd/iec61987/iec61987.nsf/PropertiesAllVersions/0112-2---61987%23ABB455,https://cdd.iec.ch/cdd/iec61987/iec61987.nsf/PropertiesAllVersions/0112-2---61987%23ABI460,https://cdd.iec.ch/cdd/iec61987/iec61987.nsf/PropertiesAllVersions/0112-2---61987%23ABA908,https://cdd.iec.ch/cdd/iec61987/iec61987.nsf/PropertiesAllVersions/0112-2---61987%23ABA907 | 0112-2---61987#ABA907,0112-2---61987#ABB455,0112-2---61987#ABI460,0112-2---61987#ABA908
0112/2///61987#ABE421 | 001 | 02 | 0112/2///61987#ABE421#001 | Material of casing |  |  |  | properties characterizing the material of which a pressurized housing is made |  |  |  |  | ITEM_CLASS | [5 empty] | 0112/2///61987#ABD811 - Body of actuator |  |  |  | Standard |  |  |  | 2018-03-28 |  |  | 2014-06-18 |  | SC65E – IEC 61987 | C00019 |  | 0112/2///61987#ABV501 | https://cdd.iec.ch/CDD/IEC61987/iec61987.nsf/Classes/0112-2---61987%23ABE421 | https://cdd.iec.ch/cdd/iec61987/iec61987.nsf/PropertiesAllVersions/0112-2---61987%23ABB455,https://cdd.iec.ch/cdd/iec61987/iec61987.nsf/PropertiesAllVersions/0112-2---61987%23ABI460,https://cdd.iec.ch/cdd/iec61987/iec61987.nsf/PropertiesAllVersions/0112-2---61987%23ABA908,https://cdd.iec.ch/cdd/iec61987/iec61987.nsf/PropertiesAllVersions/0112-2---61987%23ABA907 | 0112-2---61987#ABB455,0112-2---61987#ABI460,0112-2---61987#ABA908,0112-2---61987#ABA907
0112/2///61987#ABG424 | 001 | 01 | 0112/2///61987#ABG424#001 | Structural design [ultrasonic level switch] |  |  |  | properties characterizing the constructional details of a device |  |  |  |  | ITEM_CLASS | [5 empty] | 0112/2///61987#ABG379 - Mechanical and electrical construction [ultrasonic level switch] |  |  |  | Standard |  | IEC 61987 | IEC | 2018-03-28 | 2014-12-17 | 2018-03-20 | 2018-03-20 |  | SC65E – IEC 61987 | C00018 | 001-01 (2018-03-28 07:26:11 by BATCH 00000762) standard | 0112/2///61987#ABV501 | https://cdd.iec.ch/CDD/IEC61987/iec61987.nsf/Classes/0112-2---61987%23ABG424 | https://cdd.iec.ch/cdd/iec61987/iec61987.nsf/PropertiesAllVersions/0112-2---61987%23ABF809,https://cdd.iec.ch/cdd/iec61987/iec61987.nsf/PropertiesAllVersions/0112-2---61987%23ABF374,https://cdd.iec.ch/cdd/iec61987/iec61987.nsf/PropertiesAllVersions/0112-2---61987%23ABF796,https://cdd.iec.ch/cdd/iec61987/iec61987.nsf/PropertiesAllVersions/0112-2---61987%23ABD284 | 0112-2---61987#ABF809,0112-2---61987#ABF374,0112-2---61987#ABF796,0112-2---61987#ABD284
0112/2///61987#ABP060 | 001 | 01 | 0112/2///61987#ABP060#001 | Protective conductor current |  |  |  | properties characterizing the electric current appearing in a protective conductor, such as leakage current or electric current resulting from an insulation fault |  |  | IEV 195-05-22, 826-11-21 |  | ITEM_CLASS | [5 empty] | 0112/2///61987#ABP044 - Input [I/O module] |  |  | false | Standard |  | IEC 61987 | IEC | 2023-01-23 | 2023-01-23 | 2023-01-23 | 2023-01-23 |  | IEC/SC 65E | C00128 | 001-01 (2023-01-23 14:53:33 by BATCH 00000807) standard | 0112/2///61987#ABV501 | https://cdd.iec.ch/CDD/IEC61987/iec61987.nsf/Classes/0112-2---61987%23ABP060 | https://cdd.iec.ch/cdd/iec61987/iec61987.nsf/PropertiesAllVersions/0112-2---61987%23ABA969,https://cdd.iec.ch/cdd/iec61987/iec61987.nsf/PropertiesAllVersions/0112-2---61987%23ABP177,https://cdd.iec.ch/cdd/iec61987/iec61987.nsf/PropertiesAllVersions/0112-2---61987%23ABP130 | 0112-2---61987#ABA969,0112-2---61987#ABP177,0112-2---61987#ABP130
0112/2///61987#ABA863 | 003 | 01 | 0112/2///61987#ABA863#003 | Flush diaphragm seal |  |  |  | remote seal that is flush mounted in a process connection |  |  |  |  | ITEM_CLASS |  |  |  |  | 0112/2///61987#ABU134 - reference to Operating LOP for pressure measuring equipment0112/2///61987#ABU451 - reference to Device LOP for remote seal |  |  |  |  | Standard |  |  |  | 2018-03-28 | 2013-08-27 | 2016-05-24 | 2016-05-24 |  | SC65E – IEC 61987 | C00004 |  | 0112/2///61987#ABA861 | https://cdd.iec.ch/CDD/IEC61987/iec61987.nsf/Classes/0112-2---61987%23ABA863 |  | 0112-2---61987#ABU134,0112-2---61987#ABU451
0112/2///61987#ABC113 | 001 | 02 | 0112/2///61987#ABC113#001 | Assigned other variable pulse value |  |  |  | properties characterizing pulse values configured for an other variable |  | 12 ABC113.12 |  |  | ITEM_CLASS | [5 empty] | 0112/2///61987#ABC118 - Assigned variable [1]0112/2///61987#ABG099 - Assigned variable [19]0112/2///61987#ABG101 - Assigned variable [21] |  |  |  | Standard |  |  |  | 2018-03-28 | 2013-08-27 | 2013-08-27 | 2014-06-18 |  | SC65E – IEC 61987 | C00004 |  | 0112/2///61987#ABV501 | https://cdd.iec.ch/CDD/IEC61987/iec61987.nsf/Classes/0112-2---61987%23ABC113 | https://cdd.iec.ch/cdd/iec61987/iec61987.nsf/PropertiesAllVersions/0112-2---61987%23ABB198,https://cdd.iec.ch/cdd/iec61987/iec61987.nsf/PropertiesAllVersions/0112-2---61987%23ABB860,https://cdd.iec.ch/cdd/iec61987/iec61987.nsf/PropertiesAllVersions/0112-2---61987%23ABB861,https://cdd.iec.ch/cdd/iec61987/iec61987.nsf/PropertiesAllVersions/0112-2---61987%23ABB862,https://cdd.iec.ch/cdd/iec61987/iec61987.nsf/PropertiesAllVersions/0112-2---61987%23ABB863,https://cdd.iec.ch/cdd/iec61987/iec61987.nsf/PropertiesAllVersions/0112-2---61987%23ABB864,https://cdd.iec.ch/cdd/iec61987/iec61987.nsf/PropertiesAllVersions/0112-2---61987%23ABB865,https://cdd.iec.ch/cdd/iec61987/iec61987.nsf/PropertiesAllVersions/0112-2---61987%23ABB866,https://cdd.iec.ch/cdd/iec61987/iec61987.nsf/PropertiesAllVersions/0112-2---61987%23ABB867 | 0112-2---61987#ABB198,0112-2---61987#ABB860,0112-2---61987#ABB864,0112-2---61987#ABB867,0112-2---61987#ABB861,0112-2---61987#ABB862,0112-2---61987#ABB863,0112-2---61987#ABB865,0112-2---61987#ABB866
0112/2///61987#ABC481 | 002 | 01 | 0112/2///61987#ABC481#002 | Output [6] |  |  |  | properties characterizing the outputs provided by the device, the variables assigned to them and their electrical properties |  |  | from IEC 61987-1, 5.5 |  | ITEM_CLASS | [5 empty] | 0112/2///61987#ABA029 - Device LOP for absolute/gauge pressure transmitter0112/2///61987#ABA031 - Device LOP for differential pressure transmitter |  |  |  | Standard |  |  |  | 2018-03-28 | 2013-08-27 | 2016-05-24 | 2016-05-24 |  | SC65E – IEC 61987 | C00004 |  | 0112/2///61987#ABV501 | https://cdd.iec.ch/CDD/IEC61987/iec61987.nsf/Classes/0112-2---61987%23ABC481 | https://cdd.iec.ch/cdd/iec61987/iec61987.nsf/PropertiesAllVersions/0112-2---61987%23ABB271,https://cdd.iec.ch/cdd/iec61987/iec61987.nsf/PropertiesAllVersions/0112-2---61987%23ABA577,https://cdd.iec.ch/cdd/iec61987/iec61987.nsf/PropertiesAllVersions/0112-2---61987%23ABA607,https://cdd.iec.ch/cdd/iec61987/iec61987.nsf/PropertiesAllVersions/0112-2---61987%23ABA342,https://cdd.iec.ch/cdd/iec61987/iec61987.nsf/PropertiesAllVersions/0112-2---61987%23ABU380 | 0112-2---61987#ABB271,0112-2---61987#ABA577,0112-2---61987#ABA607,0112-2---61987#ABA342,0112-2---61987#ABU380
0112/2///61987#ABF114 | 001 | 01 | 0112/2///61987#ABF114#001 | Influence of external quantities expressed as an additional inaccuracy for an analog output |  |  |  | properties characterizing the influence of external quantities on an analog output, a change in which affects the value of the signal output |  |  |  |  | ITEM_CLASS | [5 empty] | 0112/2///61987#ABF109 - Absolute performance for temperature [2]0112/2///61987#ABG319 - Absolute performance for temperature [3] |  |  |  | Standard |  | IEC 61987 | IEC | 2018-03-28 | 2017-09-22 | 2017-09-22 | 2017-09-22 |  | SC65E – IEC 61987 | C00019 | 001-01 (2018-03-28 07:26:05 by BATCH 00000762) standard | 0112/2///61987#ABV501 | https://cdd.iec.ch/CDD/IEC61987/iec61987.nsf/Classes/0112-2---61987%23ABF114 | https://cdd.iec.ch/cdd/iec61987/iec61987.nsf/PropertiesAllVersions/0112-2---61987%23ABF115,https://cdd.iec.ch/cdd/iec61987/iec61987.nsf/PropertiesAllVersions/0112-2---61987%23ABF116,https://cdd.iec.ch/cdd/iec61987/iec61987.nsf/PropertiesAllVersions/0112-2---61987%23ABF309,https://cdd.iec.ch/cdd/iec61987/iec61987.nsf/PropertiesAllVersions/0112-2---61987%23ABF310 | 0112-2---61987#ABF115,0112-2---61987#ABF116,0112-2---61987#ABF309,0112-2---61987#ABF310
0112/2///61987#ABG054 | 001 | 01 | 0112/2///61987#ABG054#001 | Auxiliary input [16] |  |  |  | properties characterizing a device auxiliary input that acquires measured values from external instrumentation |  |  |  |  | ITEM_CLASS | [5 empty] | 0112/2///61987#ABF933 - Input [26] |  |  |  | Standard |  | IEC 61987 | IEC | 2018-03-28 | 2014-12-17 | 2016-05-24 | 2016-05-24 |  | SC65E – IEC 61987 | C00019 | 001-01 (2018-03-28 07:26:07 by BATCH 00000762) standard | 0112/2///61987#ABV501 | https://cdd.iec.ch/CDD/IEC61987/iec61987.nsf/Classes/0112-2---61987%23ABG054 | https://cdd.iec.ch/cdd/iec61987/iec61987.nsf/PropertiesAllVersions/0112-2---61987%23ABB271,https://cdd.iec.ch/cdd/iec61987/iec61987.nsf/PropertiesAllVersions/0112-2---61987%23ABA577,https://cdd.iec.ch/cdd/iec61987/iec61987.nsf/PropertiesAllVersions/0112-2---61987%23ABB095,https://cdd.iec.ch/cdd/iec61987/iec61987.nsf/PropertiesAllVersions/0112-2---61987%23ABA342,https://cdd.iec.ch/cdd/iec61987/iec61987.nsf/PropertiesAllVersions/0112-2---61987%23ABV173 | 0112-2---61987#ABA342,0112-2---61987#ABV173,0112-2---61987#ABB271,0112-2---61987#ABA577,0112-2---61987#ABB095
0112/2///61987#ABG385 | 001 | 01 | 0112/2///61987#ABG385#001 | Mechanical and electrical construction [window] |  |  |  | properties characterizing the constructional details of the device and its parts |  |  | IEC 61987-1, 5.8 |  | ITEM_CLASS | [5 empty] | 0112/2///61987#ABE752 - Device LOP for window |  |  |  | Standard |  | IEC 61987 | IEC | 2018-03-28 | 2014-12-17 | 2018-03-20 | 2018-03-20 |  | SC65E – IEC 61987 | C00018 | 001-01 (2018-03-28 07:26:09 by BATCH 00000762) standard | 0112/2///61987#ABV501 | https://cdd.iec.ch/CDD/IEC61987/iec61987.nsf/Classes/0112-2---61987%23ABG385 | https://cdd.iec.ch/cdd/iec61987/iec61987.nsf/PropertiesAllVersions/0112-2---61987%23ABD534,https://cdd.iec.ch/cdd/iec61987/iec61987.nsf/PropertiesAllVersions/0112-2---61987%23ABG990,https://cdd.iec.ch/cdd/iec61987/iec61987.nsf/PropertiesAllVersions/0112-2---61987%23ABC789 | 0112-2---61987#ABD534,0112-2---61987#ABG990,0112-2---61987#ABC789
0112/2///61987#ABH638 | 001 | 01 | 0112/2///61987#ABH638#001 | Calibration point of dynamic viscosity |  |  |  | properties characterizing the calibration of output values of a single dynamic viscosity input value |  |  |  |  | ITEM_CLASS | [5 empty] | 0112/2///61987#ABH620 - Calibration of dynamic viscosity |  |  |  | Standard |  |  |  | 2019-03-08 | 2017-12-07 | 2019-03-08 | 2019-03-08 |  | SC65E – IEC 61987 | C00018 | 001-01 (2019-03-08 15:35:12 by BATCH 00000766) standard | 0112/2///61987#ABV501 | https://cdd.iec.ch/CDD/IEC61987/iec61987.nsf/Classes/0112-2---61987%23ABH638 | https://cdd.iec.ch/cdd/iec61987/iec61987.nsf/PropertiesAllVersions/0112-2---61987%23ABH564,https://cdd.iec.ch/cdd/iec61987/iec61987.nsf/PropertiesAllVersions/0112-2---61987%23ABH547,https://cdd.iec.ch/cdd/iec61987/iec61987.nsf/PropertiesAllVersions/0112-2---61987%23ABH768 | 0112-2---61987#ABH564,0112-2---61987#ABH547,0112-2---61987#ABH768
0112/2///61987#ABA784 | 003 | 01 | 0112/2///61987#ABA784#003 | Gear flow transmitter |  |  |  | positive displacement flow transmitter that uses gears to divide and meter the flow |  |  |  |  | ITEM_CLASS |  |  |  |  | 0112/2///61987#ABU125 - reference to Operating LOP for flow measuring equipment |  |  |  |  | Standard |  |  |  | 2018-03-28 | 2013-08-27 | 2016-05-24 | 2016-05-24 |  | SC65E – IEC 61987 | C00004 |  | 0112/2///61987#ABA783 | https://cdd.iec.ch/CDD/IEC61987/iec61987.nsf/Classes/0112-2---61987%23ABA784
0112/2///61987#ABA802 | 003 | 01 | 0112/2///61987#ABA802#003 | Vortex flow transmitter |  |  |  | velocity flow transmitter that uses vortices shed from a bluff body to measure flow |  |  |  |  | ITEM_CLASS |  |  |  |  | 0112/2///61987#ABU125 - reference to Operating LOP for flow measuring equipment |  |  |  |  | Standard |  |  |  | 2018-03-28 | 2013-08-27 | 2016-05-24 | 2016-05-24 |  | SC65E – IEC 61987 | C00004 |  | 0112/2///61987#ABA790 | https://cdd.iec.ch/CDD/IEC61987/iec61987.nsf/Classes/0112-2---61987%23ABA802 | https://cdd.iec.ch/cdd/iec61987/iec61987.nsf/PropertiesAllVersions/0112-2---61987%23ABU272 | 0112-2---61987#ABU272
0112/2///61987#ABA853 | 002 | 01 | 0112/2///61987#ABA853#002 | Frequency to analog converter |  |  |  | converter that converts a frequency to an analog current |  |  |  |  | ITEM_CLASS | [9 empty] | Standard |  |  |  | 2018-03-28 | 2013-08-27 | 2016-05-24 | 2016-05-24 |  | SC65E – IEC 61987 | C00004 |  | 0112/2///61987#ABA849 | https://cdd.iec.ch/CDD/IEC61987/iec61987.nsf/Classes/0112-2---61987%23ABA853
0112/2///61987#ABO036 | 001 | 01 | 0112/2///61987#ABO036#001 | Analog output module |  |  |  | output module that provides an analog signal to a target device |  |  |  |  | ITEM_CLASS |  |  |  |  | 0112/2///61987#ABP230 - reference to Device LOP for I/O modules0112/2///61987#ABP285 - reference to Operating LOP for infrastructure devices |  |  |  | true | Standard |  | IEC 61987-31 | IEC | 2022-10-26 | 2022-10-26 | 2022-10-26 | 2022-10-26 |  | IEC/SC 65E | C00127 | 001-01 (2022-10-26 07:15:16 by BATCH 00000802) standard | 0112/2///61987#ABO035 | https://cdd.iec.ch/CDD/IEC61987/iec61987.nsf/Classes/0112-2---61987%23ABO036
0112/2///61987#ABC577 | 001 | 02 | 0112/2///61987#ABC577#001 | Remote seal fill fluid |  |  |  | properties characterizing the fill fluid of a remote seal |  |  |  |  | ITEM_CLASS | [5 empty] | 0112/2///61987#ABC630 - Structural design of a remote seal [1]0112/2///61987#ABC631 - Structural design of a remote seal [2] |  |  |  | Standard |  |  |  | 2018-03-28 | 2013-09-27 | 2013-09-27 | 2014-06-18 |  | SC65E – IEC 61987 | C00004 |  | 0112/2///61987#ABV501 | https://cdd.iec.ch/CDD/IEC61987/iec61987.nsf/Classes/0112-2---61987%23ABC577 | https://cdd.iec.ch/cdd/iec61987/iec61987.nsf/PropertiesAllVersions/0112-2---61987%23ABA903,https://cdd.iec.ch/cdd/iec61987/iec61987.nsf/PropertiesAllVersions/0112-2---61987%23ABB319,https://cdd.iec.ch/cdd/iec61987/iec61987.nsf/PropertiesAllVersions/0112-2---61987%23ABB034,https://cdd.iec.ch/cdd/iec61987/iec61987.nsf/PropertiesAllVersions/0112-2---61987%23ABB962,https://cdd.iec.ch/cdd/iec61987/iec61987.nsf/PropertiesAllVersions/0112-2---61987%23ABB067,https://cdd.iec.ch/cdd/iec61987/iec61987.nsf/PropertiesAllVersions/0112-2---61987%23ABB300,https://cdd.iec.ch/cdd/iec61987/iec61987.nsf/PropertiesAllVersions/0112-2---61987%23ABB948 | 0112-2---61987#ABB319,0112-2---61987#ABB034,0112-2---61987#ABB962,0112-2---61987#ABB067,0112-2---61987#ABB300,0112-2---61987#ABB948,0112-2---61987#ABA903
0112/2///61987#ABH660 | 001 | 01 | 0112/2///61987#ABH660#001 | Output values of volume |  |  |  | properties characterizing the readings of volume output signals |  |  |  |  | ITEM_CLASS | [5 empty] | 0112/2///61987#ABH642 - Calibration point of volume |  |  |  | Standard |  |  |  | 2019-03-08 | 2017-12-07 | 2019-03-08 | 2019-03-08 |  | SC65E – IEC 61987 | C00018 | 001-01 (2019-03-08 15:35:12 by BATCH 00000766) standard | 0112/2///61987#ABV501 | https://cdd.iec.ch/CDD/IEC61987/iec61987.nsf/Classes/0112-2---61987%23ABH660 | https://cdd.iec.ch/cdd/iec61987/iec61987.nsf/PropertiesAllVersions/0112-2---61987%23ABH566,https://cdd.iec.ch/cdd/iec61987/iec61987.nsf/PropertiesAllVersions/0112-2---61987%23ABH567,https://cdd.iec.ch/cdd/iec61987/iec61987.nsf/PropertiesAllVersions/0112-2---61987%23ABH568,https://cdd.iec.ch/cdd/iec61987/iec61987.nsf/PropertiesAllVersions/0112-2---61987%23ABH687,https://cdd.iec.ch/cdd/iec61987/iec61987.nsf/PropertiesAllVersions/0112-2---61987%23ABH589,https://cdd.iec.ch/cdd/iec61987/iec61987.nsf/PropertiesAllVersions/0112-2---61987%23ABH590 | 0112-2---61987#ABH567,0112-2---61987#ABH568,0112-2---61987#ABH687,0112-2---61987#ABH589,0112-2---61987#ABH590,0112-2---61987#ABH566
0112/2///61987#ABP023 | 001 | 01 | 0112/2///61987#ABP023#001 | Binary powered output |  |  |  | properties characterizing a binary output that provides power for a connected device |  |  |  |  | ITEM_CLASS | [5 empty] | 0112/2///61987#ABP052 - Output [I/O module] |  |  | false | Standard |  | IEC 61987 | IEC | 2023-01-23 | 2023-01-23 | 2023-01-23 | 2023-01-23 |  | IEC/SC 65E | C00128 | 001-01 (2023-01-23 14:53:33 by BATCH 00000807) standard | 0112/2///61987#ABV501 | https://cdd.iec.ch/CDD/IEC61987/iec61987.nsf/Classes/0112-2---61987%23ABP023 | https://cdd.iec.ch/cdd/iec61987/iec61987.nsf/PropertiesAllVersions/0112-2---61987%23ABA412,https://cdd.iec.ch/cdd/iec61987/iec61987.nsf/PropertiesAllVersions/0112-2---61987%23ABD220,https://cdd.iec.ch/cdd/iec61987/iec61987.nsf/PropertiesAllVersions/0112-2---61987%23ABP080,https://cdd.iec.ch/cdd/iec61987/iec61987.nsf/PropertiesAllVersions/0112-2---61987%23ABP226,https://cdd.iec.ch/cdd/iec61987/iec61987.nsf/PropertiesAllVersions/0112-2---61987%23ABH369,https://cdd.iec.ch/cdd/iec61987/iec61987.nsf/PropertiesAllVersions/0112-2---61987%23ABA457,https://cdd.iec.ch/cdd/iec61987/iec61987.nsf/PropertiesAllVersions/0112-2---61987%23ABP142,https://cdd.iec.ch/cdd/iec61987/iec61987.nsf/PropertiesAllVersions/0112-2---61987%23ABP141,https://cdd.iec.ch/cdd/iec61987/iec61987.nsf/PropertiesAllVersions/0112-2---61987%23ABA629,https://cdd.iec.ch/cdd/iec61987/iec61987.nsf/PropertiesAllVersions/0112-2---61987%23ABP077,https://cdd.iec.ch/cdd/iec61987/iec61987.nsf/PropertiesAllVersions/0112-2---61987%23ABP078,https://cdd.iec.ch/cdd/iec61987/iec61987.nsf/PropertiesAllVersions/0112-2---61987%23ABC842,https://cdd.iec.ch/cdd/iec61987/iec61987.nsf/PropertiesAllVersions/0112-2---61987%23ABA390,https://cdd.iec.ch/cdd/iec61987/iec61987.nsf/PropertiesAllVersions/0112-2---61987%23ABC865,https://cdd.iec.ch/cdd/iec61987/iec61987.nsf/PropertiesAllVersions/0112-2---61987%23ABI463,https://cdd.iec.ch/cdd/iec61987/iec61987.nsf/PropertiesAllVersions/0112-2---61987%23ABB103,https://cdd.iec.ch/cdd/iec61987/iec61987.nsf/PropertiesAllVersions/0112-2---61987%23ABC850,https://cdd.iec.ch/cdd/iec61987/iec61987.nsf/PropertiesAllVersions/0112-2---61987%23ABA401,https://cdd.iec.ch/cdd/iec61987/iec61987.nsf/PropertiesAllVersions/0112-2---61987%23ABC778 | 0112-2---61987#ABA457,0112-2---61987#ABP077,0112-2---61987#ABC842,0112-2---61987#ABI463,0112-2---61987#ABC850,0112-2---61987#ABD220,0112-2---61987#ABP142,0112-2---61987#ABB103,0112-2---61987#ABC778,0112-2---61987#ABA412,0112-2---61987#ABP226,0112-2---61987#ABA390,0112-2---61987#ABC865,0112-2---61987#ABA401,0112-2---61987#ABP080,0112-2---61987#ABH369,0112-2---61987#ABP141,0112-2---61987#ABA629,0112-2---61987#ABP078
0112/2///61987#ABC628 | 002 | 01 | 0112/2///61987#ABC628#002 | Structural design of a positive displacement flow transmitter or gauge |  |  |  | properties characterizing the constructional details of a flow transmitter or flow gauge that divides a fluid into fixed, metered volumes to measure a volumetric flow rate |  |  |  |  | ITEM_CLASS | [5 empty] | 0112/2///61987#ABC616 - Structural design [positive displacement flow transmitter/gauge] |  |  |  | Standard |  |  |  | 2018-03-28 | 2013-08-27 | 2016-05-24 | 2016-05-24 |  | SC65E – IEC 61987 | C00004 |  | 0112/2///61987#ABV501 | https://cdd.iec.ch/CDD/IEC61987/iec61987.nsf/Classes/0112-2---61987%23ABC628 | https://cdd.iec.ch/cdd/iec61987/iec61987.nsf/PropertiesAllVersions/0112-2---61987%23ABB135,https://cdd.iec.ch/cdd/iec61987/iec61987.nsf/PropertiesAllVersions/0112-2---61987%23ABD180,https://cdd.iec.ch/cdd/iec61987/iec61987.nsf/PropertiesAllVersions/0112-2---61987%23ABB126,https://cdd.iec.ch/cdd/iec61987/iec61987.nsf/PropertiesAllVersions/0112-2---61987%23ABB400,https://cdd.iec.ch/cdd/iec61987/iec61987.nsf/PropertiesAllVersions/0112-2---61987%23ABC985,https://cdd.iec.ch/cdd/iec61987/iec61987.nsf/PropertiesAllVersions/0112-2---61987%23ABA936 | 0112-2---61987#ABB135,0112-2---61987#ABD180,0112-2---61987#ABB126,0112-2---61987#ABB400,0112-2---61987#ABC985,0112-2---61987#ABA936
0112/2///61987#ABE587 | 002 | 01 | 0112/2///61987#ABE587#002 | Environmental design ratings [5] |  |  |  | properties characterizing environmental conditions under which the device can be stored and operated within its specified accuracy limits and without permanent impairment of its operating characteristics |  |  |  |  | ITEM_CLASS | [5 empty] | 0112/2///61987#ABE586 - Rated operating conditions [13] |  |  | false | Standard |  | IEC 61987 | IEC | 2022-12-09 | 2017-12-07 | 2022-12-09 | 2022-12-09 |  | IEC/SC 65E | C00112 |  | 0112/2///61987#ABV501 | https://cdd.iec.ch/CDD/IEC61987/iec61987.nsf/Classes/0112-2---61987%23ABE587 | https://cdd.iec.ch/cdd/iec61987/iec61987.nsf/PropertiesAllVersions/0112-2---61987%23ABE506,https://cdd.iec.ch/cdd/iec61987/iec61987.nsf/PropertiesAllVersions/0112-2---61987%23ABE507,https://cdd.iec.ch/cdd/iec61987/iec61987.nsf/PropertiesAllVersions/0112-2---61987%23ABC869 | 0112-2---61987#ABC869,0112-2---61987#ABE506,0112-2---61987#ABE507
0112/2///61987#ABE836 | 001 | 01 | 0112/2///61987#ABE836#001 | Absolute performance for volume |  |  |  | properties characterizing the accuracy of a volume measurement, expressed in engineering units |  | Polymorphic element: ABE836, Id: 4 |  |  | ITEM_CLASS | [5 empty] | 0112/2///61987#ABG273 - Type of performance variable [7]0112/2///61987#ABG275 - Type of performance variable [9]0112/2///61987#ABG276 - Type of performance variable [10]0112/2///61987#ABG277 - Type of performance variable [11]0112/2///61987#ABG278 - Type of performance variable [12]0112/2///61987#ABG279 - Type of performance variable [13] |  |  |  | Standard |  | IEC 61987 | IEC | 2018-03-28 | 2018-03-28 | 2018-03-28 | 2018-03-28 |  | SC65E – IEC 61987 | C00018 | 001-01 (2018-03-28 07:26:04 by BATCH 00000762) standard | 0112/2///61987#ABV501 | https://cdd.iec.ch/CDD/IEC61987/iec61987.nsf/Classes/0112-2---61987%23ABE836 | https://cdd.iec.ch/cdd/iec61987/iec61987.nsf/PropertiesAllVersions/0112-2---61987%23ABE837,https://cdd.iec.ch/cdd/iec61987/iec61987.nsf/PropertiesAllVersions/0112-2---61987%23ABD535,https://cdd.iec.ch/cdd/iec61987/iec61987.nsf/PropertiesAllVersions/0112-2---61987%23ABE838,https://cdd.iec.ch/cdd/iec61987/iec61987.nsf/PropertiesAllVersions/0112-2---61987%23ABE839,https://cdd.iec.ch/cdd/iec61987/iec61987.nsf/PropertiesAllVersions/0112-2---61987%23ABE840,https://cdd.iec.ch/cdd/iec61987/iec61987.nsf/PropertiesAllVersions/0112-2---61987%23ABE841,https://cdd.iec.ch/cdd/iec61987/iec61987.nsf/PropertiesAllVersions/0112-2---61987%23ABE842,https://cdd.iec.ch/cdd/iec61987/iec61987.nsf/PropertiesAllVersions/0112-2---61987%23ABF663,https://cdd.iec.ch/cdd/iec61987/iec61987.nsf/PropertiesAllVersions/0112-2---61987%23ABB519,https://cdd.iec.ch/cdd/iec61987/iec61987.nsf/PropertiesAllVersions/0112-2---61987%23ABB774,https://cdd.iec.ch/cdd/iec61987/iec61987.nsf/PropertiesAllVersions/0112-2---61987%23ABB775,https://cdd.iec.ch/cdd/iec61987/iec61987.nsf/PropertiesAllVersions/0112-2---61987%23ABB776,https://cdd.iec.ch/cdd/iec61987/iec61987.nsf/PropertiesAllVersions/0112-2---61987%23ABF686,https://cdd.iec.ch/cdd/iec61987/iec61987.nsf/PropertiesAllVersions/0112-2---61987%23ABC840,https://cdd.iec.ch/cdd/iec61987/iec61987.nsf/PropertiesAllVersions/0112-2---61987%23ABC954 | 0112-2---61987#ABE839,0112-2---61987#ABE842,0112-2---61987#ABC840,0112-2---61987#ABF663,0112-2---61987#ABB774,0112-2---61987#ABF686,0112-2---61987#ABB776,0112-2---61987#ABC954,0112-2---61987#ABD535,0112-2---61987#ABE840,0112-2---61987#ABB519,0112-2---61987#ABB775,0112-2---61987#ABE837,0112-2---61987#ABE838,0112-2---61987#ABE841
0112/2///61987#ABF023 | 001 | 01 | 0112/2///61987#ABF023#001 | Structural design of a bypass/measuring chamber |  |  |  | properties characterizing the constructional details of a bypass or the measuring chamber |  |  |  |  | ITEM_CLASS | [5 empty] | 0112/2///61987#ABG408 - Structural design [displacer level transmitter/switch]0112/2///61987#ABG410 - Structural design [float level transmitter/switch]0112/2///61987#ABG413 - Structural design [magnetic level gauge]0112/2///61987#ABG427 - Structural design [sight level indicator]0112/2///61987#ABG428 - Structural design [sight level gauge]0112/2///61987#ABG431 - Structural design [bypass/measuring chamber] |  |  |  | Standard |  | IEC 61987 | IEC | 2018-03-28 | 2014-12-17 | 2018-03-20 | 2018-03-20 |  | SC65E – IEC 61987 | C00018 | 001-01 (2018-03-28 07:26:05 by BATCH 00000762) standard | 0112/2///61987#ABV501 | https://cdd.iec.ch/CDD/IEC61987/iec61987.nsf/Classes/0112-2---61987%23ABF023 | https://cdd.iec.ch/cdd/iec61987/iec61987.nsf/PropertiesAllVersions/0112-2---61987%23ABH406,https://cdd.iec.ch/cdd/iec61987/iec61987.nsf/PropertiesAllVersions/0112-2---61987%23ABB335,https://cdd.iec.ch/cdd/iec61987/iec61987.nsf/PropertiesAllVersions/0112-2---61987%23ABC952,https://cdd.iec.ch/cdd/iec61987/iec61987.nsf/PropertiesAllVersions/0112-2---61987%23ABA576,https://cdd.iec.ch/cdd/iec61987/iec61987.nsf/PropertiesAllVersions/0112-2---61987%23ABA591,https://cdd.iec.ch/cdd/iec61987/iec61987.nsf/PropertiesAllVersions/0112-2---61987%23ABA910,https://cdd.iec.ch/cdd/iec61987/iec61987.nsf/PropertiesAllVersions/0112-2---61987%23ABF021,https://cdd.iec.ch/cdd/iec61987/iec61987.nsf/PropertiesAllVersions/0112-2---61987%23ABE885,https://cdd.iec.ch/cdd/iec61987/iec61987.nsf/PropertiesAllVersions/0112-2---61987%23ABH416,https://cdd.iec.ch/cdd/iec61987/iec61987.nsf/PropertiesAllVersions/0112-2---61987%23ABH409,https://cdd.iec.ch/cdd/iec61987/iec61987.nsf/PropertiesAllVersions/0112-2---61987%23ABH410,https://cdd.iec.ch/cdd/iec61987/iec61987.nsf/PropertiesAllVersions/0112-2---61987%23ABH407,https://cdd.iec.ch/cdd/iec61987/iec61987.nsf/PropertiesAllVersions/0112-2---61987%23ABH408,https://cdd.iec.ch/cdd/iec61987/iec61987.nsf/PropertiesAllVersions/0112-2---61987%23ABC983,https://cdd.iec.ch/cdd/iec61987/iec61987.nsf/PropertiesAllVersions/0112-2---61987%23ABA145,https://cdd.iec.ch/cdd/iec61987/iec61987.nsf/PropertiesAllVersions/0112-2---61987%23ABF022,https://cdd.iec.ch/cdd/iec61987/iec61987.nsf/PropertiesAllVersions/0112-2---61987%23ABB120,https://cdd.iec.ch/cdd/iec61987/iec61987.nsf/PropertiesAllVersions/0112-2---61987%23ABH483,https://cdd.iec.ch/cdd/iec61987/iec61987.nsf/PropertiesAllVersions/0112-2---61987%23ABH484,https://cdd.iec.ch/cdd/iec61987/iec61987.nsf/PropertiesAllVersions/0112-2---61987%23ABH485,https://cdd.iec.ch/cdd/iec61987/iec61987.nsf/PropertiesAllVersions/0112-2---61987%23ABH486,https://cdd.iec.ch/cdd/iec61987/iec61987.nsf/PropertiesAllVersions/0112-2---61987%23ABA917,https://cdd.iec.ch/cdd/iec61987/iec61987.nsf/PropertiesAllVersions/0112-2---61987%23ABF274,https://cdd.iec.ch/cdd/iec61987/iec61987.nsf/PropertiesAllVersions/0112-2---61987%23ABF275,https://cdd.iec.ch/cdd/iec61987/iec61987.nsf/PropertiesAllVersions/0112-2---61987%23ABF218,https://cdd.iec.ch/cdd/iec61987/iec61987.nsf/PropertiesAllVersions/0112-2---61987%23ABF219 | 0112-2---61987#ABF021,0112-2---61987#ABE885,0112-2---61987#ABH416,0112-2---61987#ABH483,0112-2---61987#ABH484,0112-2---61987#ABH485,0112-2---61987#ABA576,0112-2---61987#ABA591,0112-2---61987#ABA917,0112-2---61987#ABF275,0112-2---61987#ABF218,0112-2---61987#ABF219,0112-2---61987#ABH406,0112-2---61987#ABC983,0112-2---61987#ABA145,0112-2---61987#ABH486,0112-2---61987#ABH409,0112-2---61987#ABH410,0112-2---61987#ABA910,0112-2---61987#ABH407,0112-2---61987#ABH408,0112-2---61987#ABF022,0112-2---61987#ABB120,0112-2---61987#ABF274,0112-2---61987#ABB335,0112-2---61987#ABC952
0112/2///61987#ABF518 | 001 | 01 | 0112/2///61987#ABF518#001 | Structural design of a laser level transmitter |  |  |  | properties characterizing the constructional details of a laser level transmitter |  |  |  |  | ITEM_CLASS | [5 empty] | 0112/2///61987#ABG418 - Structural design [laser level transmitter] |  |  |  | Standard |  | IEC 61987 | IEC | 2018-03-28 | 2014-12-17 | 2018-03-20 | 2018-03-20 |  | SC65E – IEC 61987 | C00018 | 001-01 (2018-03-28 07:26:06 by BATCH 00000762) standard | 0112/2///61987#ABV501 | https://cdd.iec.ch/CDD/IEC61987/iec61987.nsf/Classes/0112-2---61987%23ABF518 | https://cdd.iec.ch/cdd/iec61987/iec61987.nsf/PropertiesAllVersions/0112-2---61987%23ABU164,https://cdd.iec.ch/cdd/iec61987/iec61987.nsf/PropertiesAllVersions/0112-2---61987%23ABF541,https://cdd.iec.ch/cdd/iec61987/iec61987.nsf/PropertiesAllVersions/0112-2---61987%23ABB257,https://cdd.iec.ch/cdd/iec61987/iec61987.nsf/PropertiesAllVersions/0112-2---61987%23ABF832,https://cdd.iec.ch/cdd/iec61987/iec61987.nsf/PropertiesAllVersions/0112-2---61987%23ABF553,https://cdd.iec.ch/cdd/iec61987/iec61987.nsf/PropertiesAllVersions/0112-2---61987%23ABF245,https://cdd.iec.ch/cdd/iec61987/iec61987.nsf/PropertiesAllVersions/0112-2---61987%23ABF173,https://cdd.iec.ch/cdd/iec61987/iec61987.nsf/PropertiesAllVersions/0112-2---61987%23ABF741,https://cdd.iec.ch/cdd/iec61987/iec61987.nsf/PropertiesAllVersions/0112-2---61987%23ABB521,https://cdd.iec.ch/cdd/iec61987/iec61987.nsf/PropertiesAllVersions/0112-2---61987%23ABA147,https://cdd.iec.ch/cdd/iec61987/iec61987.nsf/PropertiesAllVersions/0112-2---61987%23ABA633,https://cdd.iec.ch/cdd/iec61987/iec61987.nsf/PropertiesAllVersions/0112-2---61987%23ABB140,https://cdd.iec.ch/cdd/iec61987/iec61987.nsf/PropertiesAllVersions/0112-2---61987%23ABB396,https://cdd.iec.ch/cdd/iec61987/iec61987.nsf/PropertiesAllVersions/0112-2---61987%23ABB915,https://cdd.iec.ch/cdd/iec61987/iec61987.nsf/PropertiesAllVersions/0112-2---61987%23ABD033,https://cdd.iec.ch/cdd/iec61987/iec61987.nsf/PropertiesAllVersions/0112-2---61987%23ABC028,https://cdd.iec.ch/cdd/iec61987/iec61987.nsf/PropertiesAllVersions/0112-2---61987%23ABB457,https://cdd.iec.ch/cdd/iec61987/iec61987.nsf/PropertiesAllVersions/0112-2---61987%23ABC969 | 0112-2---61987#ABF832,0112-2---61987#ABF173,0112-2---61987#ABB915,0112-2---61987#ABC969,0112-2---61987#ABU164,0112-2---61987#ABB521,0112-2---61987#ABA633,0112-2---61987#ABC028,0112-2---61987#ABA147,0112-2---61987#ABB457,0112-2---61987#ABF541,0112-2---61987#ABB257,0112-2---61987#ABF553,0112-2---61987#ABF245,0112-2---61987#ABF741,0112-2---61987#ABB140,0112-2---61987#ABB396,0112-2---61987#ABD033
0112/2///61987#ABE747 | 001 | 01 | 0112/2///61987#ABE747#001 | Device LOP for laser level transmitter |  |  |  | list of properties characterizing a laser level transmitter |  |  |  |  | ITEM_CLASS | [5 empty] | 0112/2///61987#ABA828 - Laser level transmitter |  |  |  | Standard |  | IEC 61987 | IEC | 2018-03-28 | 2014-12-17 | 2018-03-20 | 2018-03-20 |  | SC65E – IEC 61987 | C00018 | 001-01 (2018-03-28 07:26:04 by BATCH 00000762) standard | 0112/2///61987#ABV504 | https://cdd.iec.ch/CDD/IEC61987/iec61987.nsf/Classes/0112-2---61987%23ABE747 | https://cdd.iec.ch/cdd/iec61987/iec61987.nsf/PropertiesAllVersions/0112-2---61987%23ABC899,https://cdd.iec.ch/cdd/iec61987/iec61987.nsf/PropertiesAllVersions/0112-2---61987%23ABC730,https://cdd.iec.ch/cdd/iec61987/iec61987.nsf/PropertiesAllVersions/0112-2---61987%23ABU857,https://cdd.iec.ch/cdd/iec61987/iec61987.nsf/PropertiesAllVersions/0112-2---61987%23ABU914,https://cdd.iec.ch/cdd/iec61987/iec61987.nsf/PropertiesAllVersions/0112-2---61987%23ABB206,https://cdd.iec.ch/cdd/iec61987/iec61987.nsf/PropertiesAllVersions/0112-2---61987%23ABG687,https://cdd.iec.ch/cdd/iec61987/iec61987.nsf/PropertiesAllVersions/0112-2---61987%23ABC830,https://cdd.iec.ch/cdd/iec61987/iec61987.nsf/PropertiesAllVersions/0112-2---61987%23ABG781,https://cdd.iec.ch/cdd/iec61987/iec61987.nsf/PropertiesAllVersions/0112-2---61987%23ABG880,https://cdd.iec.ch/cdd/iec61987/iec61987.nsf/PropertiesAllVersions/0112-2---61987%23ABG933,https://cdd.iec.ch/cdd/iec61987/iec61987.nsf/PropertiesAllVersions/0112-2---61987%23ABD088,https://cdd.iec.ch/cdd/iec61987/iec61987.nsf/PropertiesAllVersions/0112-2---61987%23ABD153,https://cdd.iec.ch/cdd/iec61987/iec61987.nsf/PropertiesAllVersions/0112-2---61987%23ABC786,https://cdd.iec.ch/cdd/iec61987/iec61987.nsf/PropertiesAllVersions/0112-2---61987%23ABC795,https://cdd.iec.ch/cdd/iec61987/iec61987.nsf/PropertiesAllVersions/0112-2---61987%23ABA293,https://cdd.iec.ch/cdd/iec61987/iec61987.nsf/PropertiesAllVersions/0112-2---61987%23ABC710 | 0112-2---61987#ABD088,0112-2---61987#ABD153,0112-2---61987#ABC795,0112-2---61987#ABB206,0112-2---61987#ABC830,0112-2---61987#ABG880,0112-2---61987#ABG687,0112-2---61987#ABC786,0112-2---61987#ABG933,0112-2---61987#ABA293,0112-2---61987#ABC710,0112-2---61987#ABC899,0112-2---61987#ABC730,0112-2---61987#ABU914,0112-2---61987#ABU857,0112-2---61987#ABG781
0112/2///61987#ABC098 | 002 | 01 | 0112/2///61987#ABC098#002 | Analog voltage output [4] |  |  |  | properties characterizing an analog voltage output |  | 8 ABC098.8 |  |  | ITEM_CLASS | [5 empty] | 0112/2///61987#ABC670 - Type of output [7] |  |  |  | Standard |  |  |  | 2018-03-28 | 2013-08-27 | 2016-05-24 | 2016-05-24 |  | SC65E – IEC 61987 | C00004 |  | 0112/2///61987#ABV501 | https://cdd.iec.ch/CDD/IEC61987/iec61987.nsf/Classes/0112-2---61987%23ABC098 | https://cdd.iec.ch/cdd/iec61987/iec61987.nsf/PropertiesAllVersions/0112-2---61987%23ABU424,https://cdd.iec.ch/cdd/iec61987/iec61987.nsf/PropertiesAllVersions/0112-2---61987%23ABC729 | 0112-2---61987#ABU424,0112-2---61987#ABC729
0112/2///61987#ABC284 | 001 | 02 | 0112/2///61987#ABC284#001 | Influence of humidity at selected test point |  |  |  | properties characterizing the influence of humidity at a specific humidity level |  |  | IEC 61298-3, chapter 6 |  | ITEM_CLASS | [5 empty] | 0112/2///61987#ABC276 - Influence of external quantities expressed as a percentage0112/2///61987#ABC277 - Influence of external quantities expressed as a percentage for pressure0112/2///61987#ABG313 - Influence of external quantities expressed as a percentage [3]0112/2///61987#ABG314 - Influence of external quantities expressed as a percentage [4]0112/2///61987#ABJ593 - Influence of external quantities expressed as a percentage [5] |  |  |  | Standard |  |  |  | 2018-03-28 | 2013-08-27 | 2013-08-27 | 2014-06-18 |  | SC65E – IEC 61987 | C00004 |  | 0112/2///61987#ABV501 | https://cdd.iec.ch/CDD/IEC61987/iec61987.nsf/Classes/0112-2---61987%23ABC284 | https://cdd.iec.ch/cdd/iec61987/iec61987.nsf/PropertiesAllVersions/0112-2---61987%23ABB689,https://cdd.iec.ch/cdd/iec61987/iec61987.nsf/PropertiesAllVersions/0112-2---61987%23ABB690,https://cdd.iec.ch/cdd/iec61987/iec61987.nsf/PropertiesAllVersions/0112-2---61987%23ABB691 | 0112-2---61987#ABB689,0112-2---61987#ABB690,0112-2---61987#ABB691
0112/2///61987#ABF050 | 001 | 01 | 0112/2///61987#ABF050#001 | Horizontal float switch |  |  |  | properties characterizing the horizontal mounted float switch |  |  |  |  | ITEM_CLASS | [5 empty] | 0112/2///61987#ABF025 - Structural design of a float level transmitter and switch |  |  |  | Standard |  | IEC 61987 | IEC | 2018-03-28 | 2018-03-28 | 2018-03-28 | 2018-03-28 |  | SC65E – IEC 61987 | C00018 | 001-01 (2018-03-28 07:26:05 by BATCH 00000762) standard | 0112/2///61987#ABV501 | https://cdd.iec.ch/CDD/IEC61987/iec61987.nsf/Classes/0112-2---61987%23ABF050 | https://cdd.iec.ch/cdd/iec61987/iec61987.nsf/PropertiesAllVersions/0112-2---61987%23ABF047,https://cdd.iec.ch/cdd/iec61987/iec61987.nsf/PropertiesAllVersions/0112-2---61987%23ABE884,https://cdd.iec.ch/cdd/iec61987/iec61987.nsf/PropertiesAllVersions/0112-2---61987%23ABF709,https://cdd.iec.ch/cdd/iec61987/iec61987.nsf/PropertiesAllVersions/0112-2---61987%23ABF710,https://cdd.iec.ch/cdd/iec61987/iec61987.nsf/PropertiesAllVersions/0112-2---61987%23ABF048,https://cdd.iec.ch/cdd/iec61987/iec61987.nsf/PropertiesAllVersions/0112-2---61987%23ABF049 | 0112-2---61987#ABF047,0112-2---61987#ABE884,0112-2---61987#ABF709,0112-2---61987#ABF710,0112-2---61987#ABF048,0112-2---61987#ABF049
0112/2///61987#ABG148 | 001 | 01 | 0112/2///61987#ABG148#001 | Type of output [18] |  |  |  | administration block for polymorphism acting as proxy for the selected output type |  | Polymorphic element: ABG148, Id: 2 |  |  | ITEM_CLASS | [5 empty] | 0112/2///61987#ABG133 - Output [18] |  |  |  | Standard |  | IEC 61987 | IEC | 2018-03-28 | 2014-12-17 | 2016-05-24 | 2016-05-24 |  | SC65E – IEC 61987 | C00019 | 001-01 (2018-03-28 07:26:07 by BATCH 00000762) standard | 0112/2///61987#ABV501 | https://cdd.iec.ch/CDD/IEC61987/iec61987.nsf/Classes/0112-2---61987%23ABG148 | https://cdd.iec.ch/cdd/iec61987/iec61987.nsf/PropertiesAllVersions/0112-2---61987%23ABV216,https://cdd.iec.ch/cdd/iec61987/iec61987.nsf/PropertiesAllVersions/0112-2---61987%23ABV221,https://cdd.iec.ch/cdd/iec61987/iec61987.nsf/PropertiesAllVersions/0112-2---61987%23ABV222,https://cdd.iec.ch/cdd/iec61987/iec61987.nsf/PropertiesAllVersions/0112-2---61987%23ABV223,https://cdd.iec.ch/cdd/iec61987/iec61987.nsf/PropertiesAllVersions/0112-2---61987%23ABV224,https://cdd.iec.ch/cdd/iec61987/iec61987.nsf/PropertiesAllVersions/0112-2---61987%23ABV225,https://cdd.iec.ch/cdd/iec61987/iec61987.nsf/PropertiesAllVersions/0112-2---61987%23ABV226,https://cdd.iec.ch/cdd/iec61987/iec61987.nsf/PropertiesAllVersions/0112-2---61987%23ABV227,https://cdd.iec.ch/cdd/iec61987/iec61987.nsf/PropertiesAllVersions/0112-2---61987%23ABV228 | 0112-2---61987#ABV222,0112-2---61987#ABV224,0112-2---61987#ABV225,0112-2---61987#ABV228,0112-2---61987#ABV216,0112-2---61987#ABV221,0112-2---61987#ABV223,0112-2---61987#ABV226,0112-2---61987#ABV227
0112/2///61987#ABG401 | 001 | 01 | 0112/2///61987#ABG401#001 | Mechanical and electrical construction [vibrating fork/rod density transmitter] |  |  |  | properties characterizing the constructional details of the device and its parts |  |  | IEC 61987-1, 5.8 |  | ITEM_CLASS | [5 empty] | 0112/2///61987#ABF862 - Device LOP for vibrating fork/rod density transmitter |  |  |  | Standard |  | IEC 61987 | IEC | 2018-03-28 | 2014-12-17 | 2018-03-20 | 2018-03-20 |  | SC65E – IEC 61987 | C00017 | 001-01 (2018-03-28 07:26:09 by BATCH 00000762) standard | 0112/2///61987#ABV501 | https://cdd.iec.ch/CDD/IEC61987/iec61987.nsf/Classes/0112-2---61987%23ABG401 | https://cdd.iec.ch/cdd/iec61987/iec61987.nsf/PropertiesAllVersions/0112-2---61987%23ABD114,https://cdd.iec.ch/cdd/iec61987/iec61987.nsf/PropertiesAllVersions/0112-2---61987%23ABH006,https://cdd.iec.ch/cdd/iec61987/iec61987.nsf/PropertiesAllVersions/0112-2---61987%23ABB139,https://cdd.iec.ch/cdd/iec61987/iec61987.nsf/PropertiesAllVersions/0112-2---61987%23ABC862,https://cdd.iec.ch/cdd/iec61987/iec61987.nsf/PropertiesAllVersions/0112-2---61987%23ABC789 | 0112-2---61987#ABB139,0112-2---61987#ABC862,0112-2---61987#ABC789,0112-2---61987#ABD114,0112-2---61987#ABH006
0112/2///61987#ABC165 | 007 | 01 | 0112/2///61987#ABC165#007 | Component part identifications |  |  |  | properties characterizing component parts of a device or assembly |  |  |  |  | ITEM_CLASS | [5 empty] | 0112/2///61987#ABA005 - Device LOP for flow transmitter0112/2///61987#ABA006 - Device LOP for coriolis mass flow transmitter0112/2///61987#ABA007 - Device LOP for swirl flow transmitter0112/2///61987#ABA008 - Device LOP for electromagnetic flow transmitter0112/2///61987#ABA009 - Device LOP for electromagnetic insertion flow transmitter0112/2///61987#ABA010 - Device LOP for orifice/differential pressure flow transmitter0112/2///61987#ABA013 - Device LOP for (oval) gear flow transmitter/gauge0112/2///61987#ABA014 - Device LOP for piston flow transmitter/gauge0112/2///61987#ABA016 - Device LOP for thermal mass flow transmitter0112/2///61987#ABA018 - Device LOP for turbine/propeller/Woltmann flow transmitter/gauge0112/2///61987#ABA019 - Device LOP for ultrasonic flow transmitter0112/2///61987#ABA020 - Device LOP for variable area flow transmitter/gauge0112/2///61987#ABA022 - Device LOP for vortex flow transmitter0112/2///61987#ABA023 - Device LOP for positive displacement flow transmitter/gauge0112/2///61987#ABA024 - Device LOP for helix flow transmitter/gauge0112/2///61987#ABA025 - Device LOP for remote/separate transmitter0112/2///61987#ABA029 - Device LOP for absolute/gauge pressure transmitter0112/2///61987#ABA031 - Device LOP for differential pressure transmitter0112/2///61987#ABA032 - Device LOP for absolute/gauge pressure gauge0112/2///61987#ABA034 - Device LOP for differential pressure gauge0112/2///61987#ABA035 - Device LOP for remote seal0112/2///61987#ABA037 - Device LOP for manifold0112/2///61987#ABA037 - Device LOP for pressure measurement manifold0112/2///61987#ABE310 - Device LOP for valve body assembly0112/2///61987#ABE311 - Device LOP for globe valve0112/2///61987#ABE312 - Device LOP for gate valve0112/2///61987#ABE313 - Device LOP for diaphragm valve0112/2///61987#ABE313 - Device LOP for diaphragm/pinch valve0112/2///61987#ABE314 - Device LOP for butterfly valve0112/2///61987#ABE315 - Device LOP for eccentric plug valve0112/2///61987#ABE316 - Device LOP for plug valve0112/2///61987#ABE317 - Device LOP for ball valve0112/2///61987#ABE318 - Device LOP for pressure reducing regulator or back pressure/excess pressure regulator0112/2///61987#ABE319 - Device LOP for pneumatic linear actuator0112/2///61987#ABE320 - Device LOP for pneumatic rotary actuator0112/2///61987#ABE321 - Device LOP for positioner0112/2///61987#ABE630 - Device LOP for limit switch0112/2///61987#ABE631 - Device LOP for solenoid valve0112/2///61987#ABE632 - Device LOP for filter regulator0112/2///61987#ABE633 - Device LOP for restriction orifice/diffuser0112/2///61987#ABE634 - Device LOP for I/P converter0112/2///61987#ABE728 - Device LOP for magnetic level gauge0112/2///61987#ABE729 - Device LOP for sight level gauge0112/2///61987#ABE730 - Device LOP for rotary paddle switch0112/2///61987#ABE731 - Device LOP for thermal level switch0112/2///61987#ABE732 - Device LOP for vibrating level switch0112/2///61987#ABE733 - Device LOP for optical level switch0112/2///61987#ABE735 - Device LOP for level transmitter0112/2///61987#ABE736 - Device LOP for displacer level transmitter/switch0112/2///61987#ABE737 - Device LOP for capacitance level transmitter/switch0112/2///61987#ABE738 - Device LOP for conductance level transmitter/switch0112/2///61987#ABE739 - Device LOP for float level transmitter/switch0112/2///61987#ABE740 - Device LOP for hydrostatic pressure level transmitter0112/2///61987#ABE741 - Device LOP for plumb bob level transmitter0112/2///61987#ABE742 - Device LOP for free-space radar level transmitter0112/2///61987#ABE743 - Device LOP for guided-wave radar level transmitter/switch0112/2///61987#ABE744 - Device LOP for ultrasonic level transmitter0112/2///61987#ABE745 - Device LOP for ultrasonic level switch0112/2///61987#ABE746 - Device LOP for nuclear level transmitter/switch0112/2///61987#ABE747 - Device LOP for laser level transmitter0112/2///61987#ABE748 - Device LOP for servo level transmitter0112/2///61987#ABE749 - Device LOP for microwave level switch0112/2///61987#ABE750 - Device LOP for sight level indicator0112/2///61987#ABE751 - Device LOP for stilling well0112/2///61987#ABE752 - Device LOP for window0112/2///61987#ABE753 - Device LOP for bypass/measuring chamber0112/2///61987#ABE755 - Device LOP for level switch0112/2///61987#ABE756 - Device LOP for separate level transmitter/switching unit0112/2///61987#ABE759 - Device LOP for temperature gauge0112/2///61987#ABE760 - Device LOP for contact temperature transmitter0112/2///61987#ABE761 - Device LOP for radiation thermometer0112/2///61987#ABE762 - Device LOP for temperature connection head0112/2///61987#ABE763 - Device LOP for insert/element0112/2///61987#ABE764 - Device LOP for separate temperature transmitter0112/2///61987#ABE765 - Device LOP for thermowell0112/2///61987#ABE766 - Device LOP for thermowell extension0112/2///61987#ABE767 - Device LOP for temperature transmitter0112/2///61987#ABF858 - Device LOP for buoyancy density transmitter0112/2///61987#ABF859 - Device LOP for refractive index density transmitter0112/2///61987#ABF860 - Device LOP for vibrating tube density transmitter0112/2///61987#ABF861 - Device LOP for radiometric density transmitter0112/2///61987#ABF862 - Device LOP for vibrating fork/rod density transmitter0112/2///61987#ABF863 - Device LOP for ultrasonic density transmitter0112/2///61987#ABF864 - Device LOP for microwave density transmitter0112/2///61987#ABF865 - Device LOP for density transmitter0112/2///61987#ABF866 - Device LOP for separate density transmitter0112/2///61987#ABP026 - Device LOP for I/O modules0112/2///61987#ABV520 - Device LOP for position transmitter |  |  | false | Standard |  | IEC 61987 | IEC | 2022-12-09 | 2017-12-07 | 2022-12-09 | 2022-12-09 |  | IEC/SC 65E | C00112 |  | 0112/2///61987#ABV501 | https://cdd.iec.ch/CDD/IEC61987/iec61987.nsf/Classes/0112-2---61987%23ABC165 | https://cdd.iec.ch/cdd/iec61987/iec61987.nsf/PropertiesAllVersions/0112-2---61987%23ABA289,https://cdd.iec.ch/cdd/iec61987/iec61987.nsf/PropertiesAllVersions/0112-2---61987%23ABC794 | 0112-2---61987#ABA289,0112-2---61987#ABC794
0112/2///61987#ABC439 | 002 | 01 | 0112/2///61987#ABC439#002 | Mechanical and electrical construction [differential pressure transmitter] |  |  |  | properties characterizing the constructional details of the device and its parts |  |  | IEC 61987-1, 5.8 |  | ITEM_CLASS | [5 empty] | 0112/2///61987#ABA031 - Device LOP for differential pressure transmitter |  |  |  | Standard |  |  |  | 2018-03-28 | 2013-09-27 | 2016-05-24 | 2016-05-24 |  | SC65E – IEC 61987 | C00004 |  | 0112/2///61987#ABV501 | https://cdd.iec.ch/CDD/IEC61987/iec61987.nsf/Classes/0112-2---61987%23ABC439 | https://cdd.iec.ch/cdd/iec61987/iec61987.nsf/PropertiesAllVersions/0112-2---61987%23ABD534,https://cdd.iec.ch/cdd/iec61987/iec61987.nsf/PropertiesAllVersions/0112-2---61987%23ABD246,https://cdd.iec.ch/cdd/iec61987/iec61987.nsf/PropertiesAllVersions/0112-2---61987%23ABB139,https://cdd.iec.ch/cdd/iec61987/iec61987.nsf/PropertiesAllVersions/0112-2---61987%23ABC862,https://cdd.iec.ch/cdd/iec61987/iec61987.nsf/PropertiesAllVersions/0112-2---61987%23ABC789 | 0112-2---61987#ABC862,0112-2---61987#ABC789,0112-2---61987#ABD534,0112-2---61987#ABD246,0112-2---61987#ABB139
0112/2///61987#ABC524 | 005 | 01 | 0112/2///61987#ABC524#005 | Power supply [2] |  |  |  | properties characterizing the permanent or temporary power to be supplied to the equipment in order to maintain its function |  |  | IEC 61987-1, 5.10 |  | ITEM_CLASS | [5 empty] | 0112/2///61987#ABA013 - Device LOP for (oval) gear flow transmitter/gauge0112/2///61987#ABA014 - Device LOP for piston flow transmitter/gauge0112/2///61987#ABA018 - Device LOP for turbine/propeller/Woltmann flow transmitter/gauge0112/2///61987#ABA023 - Device LOP for positive displacement flow transmitter/gauge0112/2///61987#ABA025 - Device LOP for remote/separate transmitter0112/2///61987#ABA029 - Device LOP for absolute/gauge pressure transmitter0112/2///61987#ABA031 - Device LOP for differential pressure transmitter0112/2///61987#ABE321 - Device LOP for positioner0112/2///61987#ABE634 - Device LOP for I/P converter0112/2///61987#ABE728 - Device LOP for magnetic level gauge0112/2///61987#ABE736 - Device LOP for displacer level transmitter/switch0112/2///61987#ABE739 - Device LOP for float level transmitter/switch0112/2///61987#ABE740 - Device LOP for hydrostatic pressure level transmitter0112/2///61987#ABE748 - Device LOP for servo level transmitter0112/2///61987#ABE756 - Device LOP for separate level transmitter/switching unit0112/2///61987#ABE761 - Device LOP for radiation thermometer |  |  |  | Standard |  |  |  | 2018-03-28 | 2013-08-27 | 2018-03-20 | 2018-03-20 |  | SC65E – IEC 61987 | C00016 |  | 0112/2///61987#ABV501 | https://cdd.iec.ch/CDD/IEC61987/iec61987.nsf/Classes/0112-2---61987%23ABC524 | https://cdd.iec.ch/cdd/iec61987/iec61987.nsf/PropertiesAllVersions/0112-2---61987%23ABB603,https://cdd.iec.ch/cdd/iec61987/iec61987.nsf/PropertiesAllVersions/0112-2---61987%23ABC848,https://cdd.iec.ch/cdd/iec61987/iec61987.nsf/PropertiesAllVersions/0112-2---61987%23ABA594,https://cdd.iec.ch/cdd/iec61987/iec61987.nsf/PropertiesAllVersions/0112-2---61987%23ABC849,https://cdd.iec.ch/cdd/iec61987/iec61987.nsf/PropertiesAllVersions/0112-2---61987%23ABE651,https://cdd.iec.ch/cdd/iec61987/iec61987.nsf/PropertiesAllVersions/0112-2---61987%23ABE650 | 0112-2---61987#ABC848,0112-2---61987#ABA594,0112-2---61987#ABC849,0112-2---61987#ABE651,0112-2---61987#ABE650,0112-2---61987#ABB603
0112/2///61987#ABD803 | 001 | 02 | 0112/2///61987#ABD803#001 | Angular limit stop |  |  |  | properties characterizing an angular limit stop |  |  |  |  | ITEM_CLASS | [5 empty] | 0112/2///61987#ABD843 - Design conditions for actuators0112/2///61987#ABD962 - Parameters of pneumatic rotary actuator0112/2///61987#ABD967 - Parameters of valve body assembly [3] |  |  |  | Standard |  |  |  | 2018-03-28 | 2013-09-02 | 2013-09-02 | 2014-06-18 |  | SC65E – IEC 61987 | C00009 |  | 0112/2///61987#ABV501 | https://cdd.iec.ch/CDD/IEC61987/iec61987.nsf/Classes/0112-2---61987%23ABD803 | https://cdd.iec.ch/cdd/iec61987/iec61987.nsf/PropertiesAllVersions/0112-2---61987%23ABD567,https://cdd.iec.ch/cdd/iec61987/iec61987.nsf/PropertiesAllVersions/0112-2---61987%23ABD686,https://cdd.iec.ch/cdd/iec61987/iec61987.nsf/PropertiesAllVersions/0112-2---61987%23ABD792 | 0112-2---61987#ABD792,0112-2---61987#ABD567,0112-2---61987#ABD686
0112/2///61987#ABE610 | 002 | 01 | 0112/2///61987#ABE610#002 | Body of filter regulator |  |  |  | properties characterizing the body of a filter regulator |  |  |  |  | ITEM_CLASS | [5 empty] | 0112/2///61987#ABE609 - Structural design [filter regulator] |  |  |  | Standard |  | IEC 61987 | IEC | 2020-02-28 | 2017-12-07 | 2020-02-28 | 2020-02-28 |  | SC65E – IEC 61987 | C00016 |  | 0112/2///61987#ABV501 | https://cdd.iec.ch/CDD/IEC61987/iec61987.nsf/Classes/0112-2---61987%23ABE610 | https://cdd.iec.ch/cdd/iec61987/iec61987.nsf/PropertiesAllVersions/0112-2---61987%23ABD668,https://cdd.iec.ch/cdd/iec61987/iec61987.nsf/PropertiesAllVersions/0112-2---61987%23ABU552,https://cdd.iec.ch/cdd/iec61987/iec61987.nsf/PropertiesAllVersions/0112-2---61987%23ABC976,https://cdd.iec.ch/cdd/iec61987/iec61987.nsf/PropertiesAllVersions/0112-2---61987%23ABD669,https://cdd.iec.ch/cdd/iec61987/iec61987.nsf/PropertiesAllVersions/0112-2---61987%23ABN979 | 0112-2---61987#ABD668,0112-2---61987#ABU552,0112-2---61987#ABC976,0112-2---61987#ABD669,0112-2---61987#ABN979
0112/2///61987#ABF343 | 001 | 01 | 0112/2///61987#ABF343#001 | Structural design of a nuclear level transmitter/switch |  |  |  | properties characterizing the constructional details of a nuclear level transmitter/switch |  |  |  |  | ITEM_CLASS | [5 empty] | 0112/2///61987#ABG414 - Structural design [nuclear level transmitter/switch] |  |  |  | Standard |  | IEC 61987 | IEC | 2018-03-28 | 2014-12-17 | 2018-03-20 | 2018-03-20 |  | SC65E – IEC 61987 | C00018 | 001-01 (2018-03-28 07:26:05 by BATCH 00000762) standard | 0112/2///61987#ABV501 | https://cdd.iec.ch/CDD/IEC61987/iec61987.nsf/Classes/0112-2---61987%23ABF343 | https://cdd.iec.ch/cdd/iec61987/iec61987.nsf/PropertiesAllVersions/0112-2---61987%23ABU164,https://cdd.iec.ch/cdd/iec61987/iec61987.nsf/PropertiesAllVersions/0112-2---61987%23ABF469,https://cdd.iec.ch/cdd/iec61987/iec61987.nsf/PropertiesAllVersions/0112-2---61987%23ABF815,https://cdd.iec.ch/cdd/iec61987/iec61987.nsf/PropertiesAllVersions/0112-2---61987%23ABF817,https://cdd.iec.ch/cdd/iec61987/iec61987.nsf/PropertiesAllVersions/0112-2---61987%23ABF818,https://cdd.iec.ch/cdd/iec61987/iec61987.nsf/PropertiesAllVersions/0112-2---61987%23ABF820,https://cdd.iec.ch/cdd/iec61987/iec61987.nsf/PropertiesAllVersions/0112-2---61987%23ABH488,https://cdd.iec.ch/cdd/iec61987/iec61987.nsf/PropertiesAllVersions/0112-2---61987%23ABA633,https://cdd.iec.ch/cdd/iec61987/iec61987.nsf/PropertiesAllVersions/0112-2---61987%23ABB140,https://cdd.iec.ch/cdd/iec61987/iec61987.nsf/PropertiesAllVersions/0112-2---61987%23ABB396,https://cdd.iec.ch/cdd/iec61987/iec61987.nsf/PropertiesAllVersions/0112-2---61987%23ABB915,https://cdd.iec.ch/cdd/iec61987/iec61987.nsf/PropertiesAllVersions/0112-2---61987%23ABD033,https://cdd.iec.ch/cdd/iec61987/iec61987.nsf/PropertiesAllVersions/0112-2---61987%23ABB457,https://cdd.iec.ch/cdd/iec61987/iec61987.nsf/PropertiesAllVersions/0112-2---61987%23ABC969 | 0112-2---61987#ABF815,0112-2---61987#ABB396,0112-2---61987#ABB457,0112-2---61987#ABC969,0112-2---61987#ABF818,0112-2---61987#ABA633,0112-2---61987#ABB140,0112-2---61987#ABU164,0112-2---61987#ABF817,0112-2---61987#ABH488,0112-2---61987#ABF469,0112-2---61987#ABF820,0112-2---61987#ABB915,0112-2---61987#ABD033
0112/2///61987#ABG275 | 001 | 01 | 0112/2///61987#ABG275#001 | Type of performance variable [9] |  |  |  | administration block for polymorphism acting as proxy for the selected performance type |  | Polymorphic element: ABG275, Id: 4 |  |  | ITEM_CLASS | [5 empty] | 0112/2///61987#ABG250 - Performance variable [10] |  |  |  | Standard |  | IEC 61987 | IEC | 2018-03-28 | 2014-12-17 | 2018-03-20 | 2018-03-20 |  | SC65E – IEC 61987 | C00018 | 001-01 (2018-03-28 07:26:08 by BATCH 00000762) standard | 0112/2///61987#ABV501 | https://cdd.iec.ch/CDD/IEC61987/iec61987.nsf/Classes/0112-2---61987%23ABG275 | https://cdd.iec.ch/cdd/iec61987/iec61987.nsf/PropertiesAllVersions/0112-2---61987%23ABU886,https://cdd.iec.ch/cdd/iec61987/iec61987.nsf/PropertiesAllVersions/0112-2---61987%23ABV024,https://cdd.iec.ch/cdd/iec61987/iec61987.nsf/PropertiesAllVersions/0112-2---61987%23ABU976,https://cdd.iec.ch/cdd/iec61987/iec61987.nsf/PropertiesAllVersions/0112-2---61987%23ABU933,https://cdd.iec.ch/cdd/iec61987/iec61987.nsf/PropertiesAllVersions/0112-2---61987%23ABU934,https://cdd.iec.ch/cdd/iec61987/iec61987.nsf/PropertiesAllVersions/0112-2---61987%23ABU935,https://cdd.iec.ch/cdd/iec61987/iec61987.nsf/PropertiesAllVersions/0112-2---61987%23ABU936,https://cdd.iec.ch/cdd/iec61987/iec61987.nsf/PropertiesAllVersions/0112-2---61987%23ABU937,https://cdd.iec.ch/cdd/iec61987/iec61987.nsf/PropertiesAllVersions/0112-2---61987%23ABV026,https://cdd.iec.ch/cdd/iec61987/iec61987.nsf/PropertiesAllVersions/0112-2---61987%23ABU938,https://cdd.iec.ch/cdd/iec61987/iec61987.nsf/PropertiesAllVersions/0112-2---61987%23ABV027,https://cdd.iec.ch/cdd/iec61987/iec61987.nsf/PropertiesAllVersions/0112-2---61987%23ABV028 | 0112-2---61987#ABU886,0112-2---61987#ABV024,0112-2---61987#ABU933,0112-2---61987#ABU936,0112-2---61987#ABU937,0112-2---61987#ABU938,0112-2---61987#ABU976,0112-2---61987#ABU934,0112-2---61987#ABU935,0112-2---61987#ABV026,0112-2---61987#ABV027,0112-2---61987#ABV028
0112/2///61987#ABC206 | 001 | 02 | 0112/2///61987#ABC206#001 | Display element |  |  |  | properties characterizing a display element of the display of a digital indicator |  |  |  |  | ITEM_CLASS | [5 empty] | 0112/2///61987#ABC207 - Display of a digital indicator |  |  |  | Standard |  |  |  | 2018-03-28 | 2013-08-27 | 2013-08-27 | 2014-06-18 |  | SC65E – IEC 61987 | C00004 |  | 0112/2///61987#ABV501 | https://cdd.iec.ch/CDD/IEC61987/iec61987.nsf/Classes/0112-2---61987%23ABC206 | https://cdd.iec.ch/cdd/iec61987/iec61987.nsf/PropertiesAllVersions/0112-2---61987%23ABB974,https://cdd.iec.ch/cdd/iec61987/iec61987.nsf/PropertiesAllVersions/0112-2---61987%23ABB975,https://cdd.iec.ch/cdd/iec61987/iec61987.nsf/PropertiesAllVersions/0112-2---61987%23ABB976,https://cdd.iec.ch/cdd/iec61987/iec61987.nsf/PropertiesAllVersions/0112-2---61987%23ABB977,https://cdd.iec.ch/cdd/iec61987/iec61987.nsf/PropertiesAllVersions/0112-2---61987%23ABB978,https://cdd.iec.ch/cdd/iec61987/iec61987.nsf/PropertiesAllVersions/0112-2---61987%23ABB979,https://cdd.iec.ch/cdd/iec61987/iec61987.nsf/PropertiesAllVersions/0112-2---61987%23ABB980,https://cdd.iec.ch/cdd/iec61987/iec61987.nsf/PropertiesAllVersions/0112-2---61987%23ABB981,https://cdd.iec.ch/cdd/iec61987/iec61987.nsf/PropertiesAllVersions/0112-2---61987%23ABB584,https://cdd.iec.ch/cdd/iec61987/iec61987.nsf/PropertiesAllVersions/0112-2---61987%23ABC839 | 0112-2---61987#ABC839,0112-2---61987#ABB975,0112-2---61987#ABB976,0112-2---61987#ABB977,0112-2---61987#ABB978,0112-2---61987#ABB584,0112-2---61987#ABB974,0112-2---61987#ABB979,0112-2---61987#ABB980,0112-2---61987#ABB981
0112/2///61987#ABD973 | 001 | 02 | 0112/2///61987#ABD973#001 | Performance [10] |  |  |  | properties characterizing the performance of the device with regard to measurement accuracy and dynamic behaviour |  |  | from IEC 61987-1, 5.6 |  | ITEM_CLASS | [5 empty] | 0112/2///61987#ABE310 - Device LOP for valve body assembly0112/2///61987#ABE311 - Device LOP for globe valve0112/2///61987#ABE312 - Device LOP for gate valve0112/2///61987#ABE313 - Device LOP for diaphragm valve0112/2///61987#ABE313 - Device LOP for diaphragm/pinch valve0112/2///61987#ABE314 - Device LOP for butterfly valve0112/2///61987#ABE315 - Device LOP for eccentric plug valve0112/2///61987#ABE316 - Device LOP for plug valve0112/2///61987#ABE317 - Device LOP for ball valve0112/2///61987#ABE319 - Device LOP for pneumatic linear actuator0112/2///61987#ABE320 - Device LOP for pneumatic rotary actuator |  |  |  | Standard |  |  |  | 2018-03-28 | 2013-09-02 | 2013-09-02 | 2014-06-18 |  | SC65E – IEC 61987 | C00004 |  | 0112/2///61987#ABV501 | https://cdd.iec.ch/CDD/IEC61987/iec61987.nsf/Classes/0112-2---61987%23ABD973 | https://cdd.iec.ch/cdd/iec61987/iec61987.nsf/PropertiesAllVersions/0112-2---61987%23ABD594,https://cdd.iec.ch/cdd/iec61987/iec61987.nsf/PropertiesAllVersions/0112-2---61987%23ABD593,https://cdd.iec.ch/cdd/iec61987/iec61987.nsf/PropertiesAllVersions/0112-2---61987%23ABB000,https://cdd.iec.ch/cdd/iec61987/iec61987.nsf/PropertiesAllVersions/0112-2---61987%23ABB661,https://cdd.iec.ch/cdd/iec61987/iec61987.nsf/PropertiesAllVersions/0112-2---61987%23ABD560,https://cdd.iec.ch/cdd/iec61987/iec61987.nsf/PropertiesAllVersions/0112-2---61987%23ABD714,https://cdd.iec.ch/cdd/iec61987/iec61987.nsf/PropertiesAllVersions/0112-2---61987%23ABB079,https://cdd.iec.ch/cdd/iec61987/iec61987.nsf/PropertiesAllVersions/0112-2---61987%23ABD684 | 0112-2---61987#ABD714,0112-2---61987#ABB079,0112-2---61987#ABD684,0112-2---61987#ABD594,0112-2---61987#ABD593,0112-2---61987#ABB000,0112-2---61987#ABB661,0112-2---61987#ABD560
0112/2///61987#ABH620 | 001 | 01 | 0112/2///61987#ABH620#001 | Calibration of dynamic viscosity |  |  |  | properties characterizing the calibration of dynamic viscosity output values of a device |  |  |  |  | ITEM_CLASS | [5 empty] | 0112/2///61987#ABH561 - Calibration |  |  |  | Standard |  |  |  | 2019-03-08 | 2017-12-07 | 2019-03-08 | 2019-03-08 |  | SC65E – IEC 61987 | C00018 | 001-01 (2019-03-08 15:35:12 by BATCH 00000766) standard | 0112/2///61987#ABV501 | https://cdd.iec.ch/CDD/IEC61987/iec61987.nsf/Classes/0112-2---61987%23ABH620 | https://cdd.iec.ch/cdd/iec61987/iec61987.nsf/PropertiesAllVersions/0112-2---61987%23ABH594,https://cdd.iec.ch/cdd/iec61987/iec61987.nsf/PropertiesAllVersions/0112-2---61987%23ABH750 | 0112-2---61987#ABH594,0112-2---61987#ABH750
0112/2///61987#ABA867 | 002 | 01 | 0112/2///61987#ABA867#002 | Electrical relay |  |  |  | relay that is intended to be operated electrically and to make or break another electrical circuit |  |  |  |  | ITEM_CLASS | [9 empty] | Standard |  |  |  | 2018-03-28 | 2013-08-27 | 2016-05-24 | 2016-05-24 |  | SC65E – IEC 61987 | C00019 |  | 0112/2///61987#ABA866 | https://cdd.iec.ch/CDD/IEC61987/iec61987.nsf/Classes/0112-2---61987%23ABA867
0112/2///61987#ABC296 | 002 | 01 | 0112/2///61987#ABC296#002 | Input [7] |  |  |  | properties characterizing a measured variable, the size of which is to be acquired and indicated by the measurement as well as any auxiliary signal inputs |  |  | from IEC 61987-1, 5.4 |  | ITEM_CLASS | [5 empty] | 0112/2///61987#ABA023 - Device LOP for positive displacement flow transmitter/gauge |  |  |  | Standard |  |  |  | 2018-03-28 | 2013-08-27 | 2016-05-24 | 2016-05-24 |  | SC65E – IEC 61987 | C00004 |  | 0112/2///61987#ABV501 | https://cdd.iec.ch/CDD/IEC61987/iec61987.nsf/Classes/0112-2---61987%23ABC296 | https://cdd.iec.ch/cdd/iec61987/iec61987.nsf/PropertiesAllVersions/0112-2---61987%23ABB065,https://cdd.iec.ch/cdd/iec61987/iec61987.nsf/PropertiesAllVersions/0112-2---61987%23ABD039,https://cdd.iec.ch/cdd/iec61987/iec61987.nsf/PropertiesAllVersions/0112-2---61987%23ABA340,https://cdd.iec.ch/cdd/iec61987/iec61987.nsf/PropertiesAllVersions/0112-2---61987%23ABC762 | 0112-2---61987#ABB065,0112-2---61987#ABD039,0112-2---61987#ABA340,0112-2---61987#ABC762
0112/2///61987#ABA034 | 002 | 01 | 0112/2///61987#ABA034#002 | Device LOP for differential pressure gauge |  |  |  | list of properties characterizing a differential pressure gauge |  |  |  |  | ITEM_CLASS | [5 empty] | 0112/2///61987#ABA655 - Differential pressure gauge |  |  |  | Standard |  |  |  | 2018-03-28 | 2013-09-27 | 2016-05-24 | 2016-05-24 |  | SC65E – IEC 61987 | C00004 |  | 0112/2///61987#ABV504 | https://cdd.iec.ch/CDD/IEC61987/iec61987.nsf/Classes/0112-2---61987%23ABA034 | https://cdd.iec.ch/cdd/iec61987/iec61987.nsf/PropertiesAllVersions/0112-2---61987%23ABC899,https://cdd.iec.ch/cdd/iec61987/iec61987.nsf/PropertiesAllVersions/0112-2---61987%23ABC730,https://cdd.iec.ch/cdd/iec61987/iec61987.nsf/PropertiesAllVersions/0112-2---61987%23ABC885,https://cdd.iec.ch/cdd/iec61987/iec61987.nsf/PropertiesAllVersions/0112-2---61987%23ABE771,https://cdd.iec.ch/cdd/iec61987/iec61987.nsf/PropertiesAllVersions/0112-2---61987%23ABB206,https://cdd.iec.ch/cdd/iec61987/iec61987.nsf/PropertiesAllVersions/0112-2---61987%23ABD112,https://cdd.iec.ch/cdd/iec61987/iec61987.nsf/PropertiesAllVersions/0112-2---61987%23ABD128,https://cdd.iec.ch/cdd/iec61987/iec61987.nsf/PropertiesAllVersions/0112-2---61987%23ABD517,https://cdd.iec.ch/cdd/iec61987/iec61987.nsf/PropertiesAllVersions/0112-2---61987%23ABD071,https://cdd.iec.ch/cdd/iec61987/iec61987.nsf/PropertiesAllVersions/0112-2---61987%23ABD523,https://cdd.iec.ch/cdd/iec61987/iec61987.nsf/PropertiesAllVersions/0112-2---61987%23ABC786,https://cdd.iec.ch/cdd/iec61987/iec61987.nsf/PropertiesAllVersions/0112-2---61987%23ABC795,https://cdd.iec.ch/cdd/iec61987/iec61987.nsf/PropertiesAllVersions/0112-2---61987%23ABA293,https://cdd.iec.ch/cdd/iec61987/iec61987.nsf/PropertiesAllVersions/0112-2---61987%23ABC710 | 0112-2---61987#ABD112,0112-2---61987#ABD523,0112-2---61987#ABD517,0112-2---61987#ABC786,0112-2---61987#ABC730,0112-2---61987#ABE771,0112-2---61987#ABD128,0112-2---61987#ABC795,0112-2---61987#ABC885,0112-2---61987#ABB206,0112-2---61987#ABA293,0112-2---61987#ABC710,0112-2---61987#ABC899,0112-2---61987#ABD071
0112/2///61987#ABF396 | 001 | 01 | 0112/2///61987#ABF396#001 | Structural design of separate temperature transmitter |  |  |  | properties characterizing the constructional details of a separate temperature transmitter |  |  |  |  | ITEM_CLASS | [5 empty] | 0112/2///61987#ABG433 - Structural design [contact temperature transmitter]0112/2///61987#ABG435 - Structural design [separate temperature transmitter] |  |  |  | Standard |  | IEC 61987 | IEC | 2018-03-28 | 2014-12-17 | 2016-05-24 | 2016-05-24 |  | SC65E – IEC 61987 | C00019 | 001-01 (2018-03-28 07:26:06 by BATCH 00000762) standard | 0112/2///61987#ABV501 | https://cdd.iec.ch/CDD/IEC61987/iec61987.nsf/Classes/0112-2---61987%23ABF396 | https://cdd.iec.ch/cdd/iec61987/iec61987.nsf/PropertiesAllVersions/0112-2---61987%23ABF397,https://cdd.iec.ch/cdd/iec61987/iec61987.nsf/PropertiesAllVersions/0112-2---61987%23ABF384,https://cdd.iec.ch/cdd/iec61987/iec61987.nsf/PropertiesAllVersions/0112-2---61987%23ABF385,https://cdd.iec.ch/cdd/iec61987/iec61987.nsf/PropertiesAllVersions/0112-2---61987%23ABF288,https://cdd.iec.ch/cdd/iec61987/iec61987.nsf/PropertiesAllVersions/0112-2---61987%23ABF379,https://cdd.iec.ch/cdd/iec61987/iec61987.nsf/PropertiesAllVersions/0112-2---61987%23ABF331,https://cdd.iec.ch/cdd/iec61987/iec61987.nsf/PropertiesAllVersions/0112-2---61987%23ABF333,https://cdd.iec.ch/cdd/iec61987/iec61987.nsf/PropertiesAllVersions/0112-2---61987%23ABF332,https://cdd.iec.ch/cdd/iec61987/iec61987.nsf/PropertiesAllVersions/0112-2---61987%23ABB952,https://cdd.iec.ch/cdd/iec61987/iec61987.nsf/PropertiesAllVersions/0112-2---61987%23ABF401,https://cdd.iec.ch/cdd/iec61987/iec61987.nsf/PropertiesAllVersions/0112-2---61987%23ABF801,https://cdd.iec.ch/cdd/iec61987/iec61987.nsf/PropertiesAllVersions/0112-2---61987%23ABF402,https://cdd.iec.ch/cdd/iec61987/iec61987.nsf/PropertiesAllVersions/0112-2---61987%23ABF802,https://cdd.iec.ch/cdd/iec61987/iec61987.nsf/PropertiesAllVersions/0112-2---61987%23ABB260,https://cdd.iec.ch/cdd/iec61987/iec61987.nsf/PropertiesAllVersions/0112-2---61987%23ABF404 | 0112-2---61987#ABF801,0112-2---61987#ABB260,0112-2---61987#ABF404,0112-2---61987#ABF384,0112-2---61987#ABF379,0112-2---61987#ABF385,0112-2---61987#ABF288,0112-2---61987#ABF333,0112-2---61987#ABF332,0112-2---61987#ABF401,0112-2---61987#ABF397,0112-2---61987#ABB952,0112-2---61987#ABF402,0112-2---61987#ABF802,0112-2---61987#ABF331
0112/2///61987#ABE710 | 001 | 01 | 0112/2///61987#ABE710#001 | Normal environmental conditions [6] |  |  |  | properties characterizing the values which an influence quantity can assume to which the device is or must be designed |  |  |  |  | ITEM_CLASS | [5 empty] | 0112/2///61987#ABE708 - Environmental design ratings [6] |  |  |  | Standard |  | IEC 61987 | IEC | 2018-03-28 |  | 2018-03-20 | 2018-03-20 |  | SC65E – IEC 61987 | C00016 | 001-01 (2018-03-28 07:26:03 by BATCH 00000762) standard | 0112/2///61987#ABV501 | https://cdd.iec.ch/CDD/IEC61987/iec61987.nsf/Classes/0112-2---61987%23ABE710 | https://cdd.iec.ch/cdd/iec61987/iec61987.nsf/PropertiesAllVersions/0112-2---61987%23ABA621,https://cdd.iec.ch/cdd/iec61987/iec61987.nsf/PropertiesAllVersions/0112-2---61987%23ABA623 | 0112-2---61987#ABA621,0112-2---61987#ABA623
0112/2///61987#ABC566 | 002 | 01 | 0112/2///61987#ABC566#002 | Sonic nozzle mass flow transmitter (critical flow nozzle, critical flow venturi) |  |  |  | mass flow transmitter that measures the inlet pressure and temperature of a gas entering a critical flow nozzle and outputs a signal representative of a mass flow |  |  |  |  | ITEM_CLASS |  |  |  |  | 0112/2///61987#ABU125 - reference to Operating LOP for flow measuring equipment |  |  |  |  | Standard |  |  |  | 2018-03-28 | 2013-09-27 | 2016-05-24 | 2016-05-24 |  | SC65E – IEC 61987 | C00004 |  | 0112/2///61987#ABA762 | https://cdd.iec.ch/CDD/IEC61987/iec61987.nsf/Classes/0112-2---61987%23ABC566
0112/2///61987#ABA865 | 003 | 01 | 0112/2///61987#ABA865#003 | Extended diaphragm seal |  |  |  | remote seal that is mounted at the end of a tube extension |  |  |  |  | ITEM_CLASS |  |  |  |  | 0112/2///61987#ABU134 - reference to Operating LOP for pressure measuring equipment0112/2///61987#ABU451 - reference to Device LOP for remote seal |  |  |  |  | Standard |  |  |  | 2018-03-28 | 2013-08-27 | 2016-05-24 | 2016-05-24 |  | SC65E – IEC 61987 | C00004 |  | 0112/2///61987#ABA861 | https://cdd.iec.ch/CDD/IEC61987/iec61987.nsf/Classes/0112-2---61987%23ABA865 |  | 0112-2---61987#ABU134,0112-2---61987#ABU451
0112/2///61987#ABE314 | 002 | 01 | 0112/2///61987#ABE314#002 | Device LOP for butterfly valve |  |  |  | list of properties characterizing a butterfly valve |  |  |  |  | ITEM_CLASS | [5 empty] | 0112/2///61987#ABD352 - Butterfly valve |  |  |  | Standard |  | IEC 61987 | IEC | 2022-09-08 | 2017-12-07 | 2022-09-08 | 2022-09-08 |  | IEC/SC 65E | C00121 |  | 0112/2///61987#ABV504 | https://cdd.iec.ch/CDD/IEC61987/iec61987.nsf/Classes/0112-2---61987%23ABE314 | https://cdd.iec.ch/cdd/iec61987/iec61987.nsf/PropertiesAllVersions/0112-2---61987%23ABC899,https://cdd.iec.ch/cdd/iec61987/iec61987.nsf/PropertiesAllVersions/0112-2---61987%23ABC730,https://cdd.iec.ch/cdd/iec61987/iec61987.nsf/PropertiesAllVersions/0112-2---61987%23ABE223,https://cdd.iec.ch/cdd/iec61987/iec61987.nsf/PropertiesAllVersions/0112-2---61987%23ABU551,https://cdd.iec.ch/cdd/iec61987/iec61987.nsf/PropertiesAllVersions/0112-2---61987%23ABE229,https://cdd.iec.ch/cdd/iec61987/iec61987.nsf/PropertiesAllVersions/0112-2---61987%23ABE256,https://cdd.iec.ch/cdd/iec61987/iec61987.nsf/PropertiesAllVersions/0112-2---61987%23ABE189,https://cdd.iec.ch/cdd/iec61987/iec61987.nsf/PropertiesAllVersions/0112-2---61987%23ABE073,https://cdd.iec.ch/cdd/iec61987/iec61987.nsf/PropertiesAllVersions/0112-2---61987%23ABC795,https://cdd.iec.ch/cdd/iec61987/iec61987.nsf/PropertiesAllVersions/0112-2---61987%23ABA293,https://cdd.iec.ch/cdd/iec61987/iec61987.nsf/PropertiesAllVersions/0112-2---61987%23ABC710 | 0112-2---61987#ABA293,0112-2---61987#ABC899,0112-2---61987#ABC730,0112-2---61987#ABE223,0112-2---61987#ABU551,0112-2---61987#ABE256,0112-2---61987#ABE189,0112-2---61987#ABE073,0112-2---61987#ABC710,0112-2---61987#ABE229,0112-2---61987#ABC795
0112/2///61987#ABC685 | 005 | 01 | 0112/2///61987#ABC685#005 | Wired communication interface |  |  |  | properties characterizing a wired (electrical) communication interface |  |  |  |  | ITEM_CLASS | [5 empty] | 0112/2///61987#ABC201 - Digital communication interface0112/2///61987#ABC511 - Physical layer |  |  |  | Standard |  |  |  | 2018-03-28 | 2013-08-27 | 2018-03-20 | 2018-03-20 |  | SC65E – IEC 61987 | C00019 |  | 0112/2///61987#ABV501 | https://cdd.iec.ch/CDD/IEC61987/iec61987.nsf/Classes/0112-2---61987%23ABC685 | https://cdd.iec.ch/cdd/iec61987/iec61987.nsf/PropertiesAllVersions/0112-2---61987%23ABC844,https://cdd.iec.ch/cdd/iec61987/iec61987.nsf/PropertiesAllVersions/0112-2---61987%23ABB183,https://cdd.iec.ch/cdd/iec61987/iec61987.nsf/PropertiesAllVersions/0112-2---61987%23ABA390,https://cdd.iec.ch/cdd/iec61987/iec61987.nsf/PropertiesAllVersions/0112-2---61987%23ABC865,https://cdd.iec.ch/cdd/iec61987/iec61987.nsf/PropertiesAllVersions/0112-2---61987%23ABI463,https://cdd.iec.ch/cdd/iec61987/iec61987.nsf/PropertiesAllVersions/0112-2---61987%23ABB753,https://cdd.iec.ch/cdd/iec61987/iec61987.nsf/PropertiesAllVersions/0112-2---61987%23ABC805,https://cdd.iec.ch/cdd/iec61987/iec61987.nsf/PropertiesAllVersions/0112-2---61987%23ABB103,https://cdd.iec.ch/cdd/iec61987/iec61987.nsf/PropertiesAllVersions/0112-2---61987%23ABC850,https://cdd.iec.ch/cdd/iec61987/iec61987.nsf/PropertiesAllVersions/0112-2---61987%23ABA401,https://cdd.iec.ch/cdd/iec61987/iec61987.nsf/PropertiesAllVersions/0112-2---61987%23ABC778 | 0112-2---61987#ABC865,0112-2---61987#ABI463,0112-2---61987#ABB753,0112-2---61987#ABC805,0112-2---61987#ABB103,0112-2---61987#ABC844,0112-2---61987#ABB183,0112-2---61987#ABA390,0112-2---61987#ABC850,0112-2---61987#ABA401,0112-2---61987#ABC778
0112/2///61987#ABG059 | 001 | 01 | 0112/2///61987#ABG059#001 | Auxiliary input [21] |  |  |  | properties characterizing a device auxiliary input that acquires measured values from external instrumentation |  |  |  |  | ITEM_CLASS | [5 empty] | 0112/2///61987#ABF938 - Input [31] |  |  |  | Standard |  | IEC 61987 | IEC | 2018-03-28 | 2014-12-17 | 2018-03-20 | 2018-03-20 |  | SC65E – IEC 61987 | C00017 | 001-01 (2018-03-28 07:26:07 by BATCH 00000762) standard | 0112/2///61987#ABV501 | https://cdd.iec.ch/CDD/IEC61987/iec61987.nsf/Classes/0112-2---61987%23ABG059 | https://cdd.iec.ch/cdd/iec61987/iec61987.nsf/PropertiesAllVersions/0112-2---61987%23ABB271,https://cdd.iec.ch/cdd/iec61987/iec61987.nsf/PropertiesAllVersions/0112-2---61987%23ABA577,https://cdd.iec.ch/cdd/iec61987/iec61987.nsf/PropertiesAllVersions/0112-2---61987%23ABB095,https://cdd.iec.ch/cdd/iec61987/iec61987.nsf/PropertiesAllVersions/0112-2---61987%23ABA342,https://cdd.iec.ch/cdd/iec61987/iec61987.nsf/PropertiesAllVersions/0112-2---61987%23ABU649 | 0112-2---61987#ABA577,0112-2---61987#ABB095,0112-2---61987#ABA342,0112-2---61987#ABU649,0112-2---61987#ABB271
0112/2///61987#ABH353 | 002 | 01 | 0112/2///61987#ABH353#002 | Installation design conditions [5] |  |  |  | properties characterizing the installation conditions at a measuring or control point |  |  |  |  | ITEM_CLASS | [5 empty] | 0112/2///61987#ABG467 - Operating conditions for device design [level] |  |  | false | Standard |  | IEC 61987 | IEC | 2022-12-09 | 2017-12-07 | 2022-12-09 | 2022-12-09 |  | IEC/SC 65E | C00112 |  | 0112/2///61987#ABV501 | https://cdd.iec.ch/CDD/IEC61987/iec61987.nsf/Classes/0112-2---61987%23ABH353 | https://cdd.iec.ch/cdd/iec61987/iec61987.nsf/PropertiesAllVersions/0112-2---61987%23ABH031 | 0112-2---61987#ABH031
0112/2///61987#ABC684 | 001 | 02 | 0112/2///61987#ABC684#001 | Wetted material of measuring cell |  |  |  | properties characterizing the material of which the measuring cell of a pressure transmitter is made |  |  |  |  | ITEM_CLASS | [5 empty] | 0112/2///61987#ABC626 - Structural design of a differential pressure transmitter0112/2///61987#ABC641 - Structural design of an absolute or a gauge pressure transmitter |  |  |  | Standard |  |  |  | 2018-03-28 | 2013-09-27 | 2013-09-27 | 2014-06-18 |  | SC65E – IEC 61987 | C00004 |  | 0112/2///61987#ABV501 | https://cdd.iec.ch/CDD/IEC61987/iec61987.nsf/Classes/0112-2---61987%23ABC684 | https://cdd.iec.ch/cdd/iec61987/iec61987.nsf/PropertiesAllVersions/0112-2---61987%23ABB455,https://cdd.iec.ch/cdd/iec61987/iec61987.nsf/PropertiesAllVersions/0112-2---61987%23ABI460,https://cdd.iec.ch/cdd/iec61987/iec61987.nsf/PropertiesAllVersions/0112-2---61987%23ABA908,https://cdd.iec.ch/cdd/iec61987/iec61987.nsf/PropertiesAllVersions/0112-2---61987%23ABA907 | 0112-2---61987#ABB455,0112-2---61987#ABI460,0112-2---61987#ABA908,0112-2---61987#ABA907
0112/2///61987#ABE018 | 001 | 02 | 0112/2///61987#ABE018#001 | Structural design [valve body assembly] |  |  |  | properties characterizing the constructional details of a device |  |  |  |  | ITEM_CLASS | [5 empty] | 0112/2///61987#ABD940 - Mechanical and electrical construction [valve body assembly] |  |  |  | Standard |  |  |  | 2018-03-28 | 2013-09-02 | 2013-09-02 | 2014-06-18 |  | SC65E-IEC61987 | C00009 |  | 0112/2///61987#ABV501 | https://cdd.iec.ch/CDD/IEC61987/iec61987.nsf/Classes/0112-2---61987%23ABE018 | https://cdd.iec.ch/cdd/iec61987/iec61987.nsf/PropertiesAllVersions/0112-2---61987%23ABE070,https://cdd.iec.ch/cdd/iec61987/iec61987.nsf/PropertiesAllVersions/0112-2---61987%23ABE295 | 0112-2---61987#ABE070,0112-2---61987#ABE295
0112/2///61987#ABE454 | 001 | 01 | 0112/2///61987#ABE454#001 | Installation conditions [9] |  |  |  | properties characterizing the installation conditions necessary to obtain the specified performance |  |  |  |  | ITEM_CLASS | [5 empty] | 0112/2///61987#ABE000 - Rated Operating Conditions [11]0112/2///61987#ABE000 - Rated operating conditions [11] |  |  |  | Standard |  |  |  | 2018-03-28 |  | 2016-05-02 | 2016-05-02 |  | SC65E – IEC 61987 | C00004 | 001-01 (2018-03-28 07:26:03 by BATCH 00000762) standard | 0112/2///61987#ABV501 | https://cdd.iec.ch/CDD/IEC61987/iec61987.nsf/Classes/0112-2---61987%23ABE454 | https://cdd.iec.ch/cdd/iec61987/iec61987.nsf/PropertiesAllVersions/0112-2---61987%23ABE457,https://cdd.iec.ch/cdd/iec61987/iec61987.nsf/PropertiesAllVersions/0112-2---61987%23ABD228 | 0112-2---61987#ABE457,0112-2---61987#ABD228
0112/2///61987#ABG473 | 001 | 01 | 0112/2///61987#ABG473#001 | Process design conditions [temperature] |  |  |  | properties characterizing the process conditions for which a device shall be designed |  |  |  |  | ITEM_CLASS | [5 empty] | 0112/2///61987#ABG468 - Operating conditions for device design [temperature] |  |  |  | Standard |  | IEC 61987 | IEC | 2018-03-28 | 2014-12-17 | 2016-05-24 | 2016-05-24 |  | SC65E – IEC 61987 | C00019 | 001-01 (2018-03-28 07:26:11 by BATCH 00000762) standard | 0112/2///61987#ABV501 | https://cdd.iec.ch/CDD/IEC61987/iec61987.nsf/Classes/0112-2---61987%23ABG473 | https://cdd.iec.ch/cdd/iec61987/iec61987.nsf/PropertiesAllVersions/0112-2---61987%23ABH343,https://cdd.iec.ch/cdd/iec61987/iec61987.nsf/PropertiesAllVersions/0112-2---61987%23ABC817 | 0112-2---61987#ABH343,0112-2---61987#ABC817
0112/2///61987#ABA822 | 002 | 01 | 0112/2///61987#ABA822#002 | Resistance-tape level transmitter |  |  |  | electrical level transmitter that uses a change in electrical resistance of a probe to measure level |  |  |  |  | ITEM_CLASS |  |  |  |  | 0112/2///61987#ABF910 - reference to Operating LOP for level measuring equipment |  |  |  |  | Standard |  |  |  | 2018-03-28 | 2013-08-27 | 2016-05-24 | 2016-05-24 |  | SC65E – IEC 61987 | C00004 |  | 0112/2///61987#ABA805 | https://cdd.iec.ch/CDD/IEC61987/iec61987.nsf/Classes/0112-2---61987%23ABA822
0112/2///61987#ABC393 | 001 | 02 | 0112/2///61987#ABC393#001 | Material of separating/measuring diaphragm |  |  |  | properties characterizing the material of which the diaphragm separating the fill fluid from the process fluid inside a pressure transmitter is made |  |  |  |  | ITEM_CLASS | [5 empty] | 0112/2///61987#ABC626 - Structural design of a differential pressure transmitter0112/2///61987#ABC641 - Structural design of an absolute or a gauge pressure transmitter0112/2///61987#ABF341 - Structural design of a hydrostatic pressure level transmitter |  |  |  | Standard |  |  |  | 2018-03-28 | 2013-09-27 | 2013-09-27 | 2014-06-18 |  | SC65E – IEC 61987 | C00004 |  | 0112/2///61987#ABV501 | https://cdd.iec.ch/CDD/IEC61987/iec61987.nsf/Classes/0112-2---61987%23ABC393 | https://cdd.iec.ch/cdd/iec61987/iec61987.nsf/PropertiesAllVersions/0112-2---61987%23ABB455,https://cdd.iec.ch/cdd/iec61987/iec61987.nsf/PropertiesAllVersions/0112-2---61987%23ABI460,https://cdd.iec.ch/cdd/iec61987/iec61987.nsf/PropertiesAllVersions/0112-2---61987%23ABA908,https://cdd.iec.ch/cdd/iec61987/iec61987.nsf/PropertiesAllVersions/0112-2---61987%23ABA907 | 0112-2---61987#ABB455,0112-2---61987#ABI460,0112-2---61987#ABA908,0112-2---61987#ABA907
0112/2///61987#ABC629 | 002 | 01 | 0112/2///61987#ABC629#002 | Structural design of a pressure or differential pressure gauge |  |  |  | properties characterizing the constructional details of a pressure gauge for absolute, gauge pressure, or differential pressure |  |  |  |  | ITEM_CLASS | [5 empty] | 0112/2///61987#ABC621 - Structural design [absolute/gauge pressure gauge]0112/2///61987#ABC622 - Structural design [differential pressure gauge] |  |  |  | Standard |  |  |  | 2018-03-28 | 2013-09-27 | 2016-05-24 | 2016-05-24 |  | SC65E – IEC 61987 | C00004 |  | 0112/2///61987#ABV501 | https://cdd.iec.ch/CDD/IEC61987/iec61987.nsf/Classes/0112-2---61987%23ABC629 | https://cdd.iec.ch/cdd/iec61987/iec61987.nsf/PropertiesAllVersions/0112-2---61987%23ABC022,https://cdd.iec.ch/cdd/iec61987/iec61987.nsf/PropertiesAllVersions/0112-2---61987%23ABC023,https://cdd.iec.ch/cdd/iec61987/iec61987.nsf/PropertiesAllVersions/0112-2---61987%23ABC024,https://cdd.iec.ch/cdd/iec61987/iec61987.nsf/PropertiesAllVersions/0112-2---61987%23ABD465,https://cdd.iec.ch/cdd/iec61987/iec61987.nsf/PropertiesAllVersions/0112-2---61987%23ABC029,https://cdd.iec.ch/cdd/iec61987/iec61987.nsf/PropertiesAllVersions/0112-2---61987%23ABD470,https://cdd.iec.ch/cdd/iec61987/iec61987.nsf/PropertiesAllVersions/0112-2---61987%23ABC033,https://cdd.iec.ch/cdd/iec61987/iec61987.nsf/PropertiesAllVersions/0112-2---61987%23ABC034,https://cdd.iec.ch/cdd/iec61987/iec61987.nsf/PropertiesAllVersions/0112-2---61987%23ABD012,https://cdd.iec.ch/cdd/iec61987/iec61987.nsf/PropertiesAllVersions/0112-2---61987%23ABA145,https://cdd.iec.ch/cdd/iec61987/iec61987.nsf/PropertiesAllVersions/0112-2---61987%23ABD156,https://cdd.iec.ch/cdd/iec61987/iec61987.nsf/PropertiesAllVersions/0112-2---61987%23ABC027,https://cdd.iec.ch/cdd/iec61987/iec61987.nsf/PropertiesAllVersions/0112-2---61987%23ABU386,https://cdd.iec.ch/cdd/iec61987/iec61987.nsf/PropertiesAllVersions/0112-2---61987%23ABB521,https://cdd.iec.ch/cdd/iec61987/iec61987.nsf/PropertiesAllVersions/0112-2---61987%23ABA147,https://cdd.iec.ch/cdd/iec61987/iec61987.nsf/PropertiesAllVersions/0112-2---61987%23ABA633,https://cdd.iec.ch/cdd/iec61987/iec61987.nsf/PropertiesAllVersions/0112-2---61987%23ABC032,https://cdd.iec.ch/cdd/iec61987/iec61987.nsf/PropertiesAllVersions/0112-2---61987%23ABA917,https://cdd.iec.ch/cdd/iec61987/iec61987.nsf/PropertiesAllVersions/0112-2---61987%23ABC026,https://cdd.iec.ch/cdd/iec61987/iec61987.nsf/PropertiesAllVersions/0112-2---61987%23ABB102,https://cdd.iec.ch/cdd/iec61987/iec61987.nsf/PropertiesAllVersions/0112-2---61987%23ABU453,https://cdd.iec.ch/cdd/iec61987/iec61987.nsf/PropertiesAllVersions/0112-2---61987%23ABD157 | 0112-2---61987#ABA145,0112-2---61987#ABC027,0112-2---61987#ABU453,0112-2---61987#ABC022,0112-2---61987#ABC029,0112-2---61987#ABD470,0112-2---61987#ABC034,0112-2---61987#ABD012,0112-2---61987#ABD156,0112-2---61987#ABA147,0112-2---61987#ABA917,0112-2---61987#ABD157,0112-2---61987#ABC033,0112-2---61987#ABB521,0112-2---61987#ABA633,0112-2---61987#ABC032,0112-2---61987#ABC026,0112-2---61987#ABB102,0112-2---61987#ABC023,0112-2---61987#ABC024,0112-2---61987#ABD465,0112-2---61987#ABU386
0112/2///61987#ABG155 | 001 | 01 | 0112/2///61987#ABG155#001 | Type of output [25] |  |  |  | administration block for polymorphism acting as proxy for the selected output type |  | Polymorphic element: ABG155, Id: 2 |  |  | ITEM_CLASS | [5 empty] | 0112/2///61987#ABG140 - Output [25] |  |  |  | Standard |  | IEC 61987 | IEC | 2018-03-28 | 2014-12-17 | 2018-03-20 | 2018-03-20 |  | SC65E – IEC 61987 | C00018 | 001-01 (2018-03-28 07:26:07 by BATCH 00000762) standard | 0112/2///61987#ABV501 | https://cdd.iec.ch/CDD/IEC61987/iec61987.nsf/Classes/0112-2---61987%23ABG155 | https://cdd.iec.ch/cdd/iec61987/iec61987.nsf/PropertiesAllVersions/0112-2---61987%23ABU940,https://cdd.iec.ch/cdd/iec61987/iec61987.nsf/PropertiesAllVersions/0112-2---61987%23ABU951,https://cdd.iec.ch/cdd/iec61987/iec61987.nsf/PropertiesAllVersions/0112-2---61987%23ABU952,https://cdd.iec.ch/cdd/iec61987/iec61987.nsf/PropertiesAllVersions/0112-2---61987%23ABU953,https://cdd.iec.ch/cdd/iec61987/iec61987.nsf/PropertiesAllVersions/0112-2---61987%23ABU954,https://cdd.iec.ch/cdd/iec61987/iec61987.nsf/PropertiesAllVersions/0112-2---61987%23ABV013,https://cdd.iec.ch/cdd/iec61987/iec61987.nsf/PropertiesAllVersions/0112-2---61987%23ABV014,https://cdd.iec.ch/cdd/iec61987/iec61987.nsf/PropertiesAllVersions/0112-2---61987%23ABV015,https://cdd.iec.ch/cdd/iec61987/iec61987.nsf/PropertiesAllVersions/0112-2---61987%23ABV016,https://cdd.iec.ch/cdd/iec61987/iec61987.nsf/PropertiesAllVersions/0112-2---61987%23ABU955,https://cdd.iec.ch/cdd/iec61987/iec61987.nsf/PropertiesAllVersions/0112-2---61987%23ABU956,https://cdd.iec.ch/cdd/iec61987/iec61987.nsf/PropertiesAllVersions/0112-2---61987%23ABU957 | 0112-2---61987#ABU954,0112-2---61987#ABV015,0112-2---61987#ABU955,0112-2---61987#ABU956,0112-2---61987#ABU957,0112-2---61987#ABU940,0112-2---61987#ABU951,0112-2---61987#ABV013,0112-2---61987#ABV014,0112-2---61987#ABV016,0112-2---61987#ABU952,0112-2---61987#ABU953
0112/2///61987#ABD359 | 001 | 01 | 0112/2///61987#ABD359#001 | Manual linear actuator |  |  |  | linear actuator that uses a handwheel or similar mechanical means to control its motion |  |  | ANSI/ISA-75.05.01-2000 |  | ITEM_CLASS |  |  |  |  | 0112/2///61987#ABU513 - reference to Operating LOP for actuator |  |  |  |  | Standard |  |  |  | 2018-03-28 | 2013-09-02 | 2016-05-02 | 2016-05-02 |  | SC65E – IEC 61987 | C00019 | 001-01 (2018-03-28 07:25:59 by BATCH 00000762) standard | 0112/2///61987#ABD354 | https://cdd.iec.ch/CDD/IEC61987/iec61987.nsf/Classes/0112-2---61987%23ABD359
0112/2///61987#ABC572 | 003 | 01 | 0112/2///61987#ABC572#003 | Reference device conditions |  |  |  | properties characterizing the reference conditions of the device under which the performance of a device was tested |  |  |  |  | ITEM_CLASS | [5 empty] | 0112/2///61987#ABC564 - Reference conditions for the performance variable [1]0112/2///61987#ABC569 - Reference conditions for the performance variable [2]0112/2///61987#ABC570 - Reference conditions of the device [1]0112/2///61987#ABC571 - Reference conditions of the device [2]0112/2///61987#ABE001 - Reference conditions for the performance variable [3]0112/2///61987#ABE002 - Reference conditions of the device [4] |  |  |  | Standard |  |  |  | 2018-03-28 | 2013-08-27 | 2016-05-24 | 2016-05-24 |  | SC65E – IEC 61987 | C00004 |  | 0112/2///61987#ABV501 | https://cdd.iec.ch/CDD/IEC61987/iec61987.nsf/Classes/0112-2---61987%23ABC572 | https://cdd.iec.ch/cdd/iec61987/iec61987.nsf/PropertiesAllVersions/0112-2---61987%23ABB646,https://cdd.iec.ch/cdd/iec61987/iec61987.nsf/PropertiesAllVersions/0112-2---61987%23ABB647,https://cdd.iec.ch/cdd/iec61987/iec61987.nsf/PropertiesAllVersions/0112-2---61987%23ABB648,https://cdd.iec.ch/cdd/iec61987/iec61987.nsf/PropertiesAllVersions/0112-2---61987%23ABB649,https://cdd.iec.ch/cdd/iec61987/iec61987.nsf/PropertiesAllVersions/0112-2---61987%23ABB650,https://cdd.iec.ch/cdd/iec61987/iec61987.nsf/PropertiesAllVersions/0112-2---61987%23ABB651,https://cdd.iec.ch/cdd/iec61987/iec61987.nsf/PropertiesAllVersions/0112-2---61987%23ABB799,https://cdd.iec.ch/cdd/iec61987/iec61987.nsf/PropertiesAllVersions/0112-2---61987%23ABC889,https://cdd.iec.ch/cdd/iec61987/iec61987.nsf/PropertiesAllVersions/0112-2---61987%23ABB278 | 0112-2---61987#ABB648,0112-2---61987#ABB650,0112-2---61987#ABB651,0112-2---61987#ABB278,0112-2---61987#ABB646,0112-2---61987#ABB649,0112-2---61987#ABB799,0112-2---61987#ABC889,0112-2---61987#ABB647
0112/2///61987#ABC642 | 002 | 01 | 0112/2///61987#ABC642#002 | Structural design of an electromagnetic flow transmitter |  |  |  | properties characterizing the constructional details of a velocity flow transmitter that uses electromagnetic principles to measure flow |  |  |  |  | ITEM_CLASS | [5 empty] | 0112/2///61987#ABC606 - Structural design [electromagnetic flow transmitter] |  |  |  | Standard |  |  |  | 2018-03-28 | 2013-08-27 | 2016-05-24 | 2016-05-24 |  | SC65E – IEC 61987 | C00004 |  | 0112/2///61987#ABV501 | https://cdd.iec.ch/CDD/IEC61987/iec61987.nsf/Classes/0112-2---61987%23ABC642 | https://cdd.iec.ch/cdd/iec61987/iec61987.nsf/PropertiesAllVersions/0112-2---61987%23ABB460,https://cdd.iec.ch/cdd/iec61987/iec61987.nsf/PropertiesAllVersions/0112-2---61987%23ABU241,https://cdd.iec.ch/cdd/iec61987/iec61987.nsf/PropertiesAllVersions/0112-2---61987%23ABC870,https://cdd.iec.ch/cdd/iec61987/iec61987.nsf/PropertiesAllVersions/0112-2---61987%23ABB464,https://cdd.iec.ch/cdd/iec61987/iec61987.nsf/PropertiesAllVersions/0112-2---61987%23ABC892,https://cdd.iec.ch/cdd/iec61987/iec61987.nsf/PropertiesAllVersions/0112-2---61987%23ABB466,https://cdd.iec.ch/cdd/iec61987/iec61987.nsf/PropertiesAllVersions/0112-2---61987%23ABD199,https://cdd.iec.ch/cdd/iec61987/iec61987.nsf/PropertiesAllVersions/0112-2---61987%23ABC875 | 0112-2---61987#ABB464,0112-2---61987#ABC892,0112-2---61987#ABB466,0112-2---61987#ABD199,0112-2---61987#ABC875,0112-2---61987#ABB460,0112-2---61987#ABU241,0112-2---61987#ABC870
0112/2///61987#ABG453 | 001 | 01 | 0112/2///61987#ABG453#001 | Process case variables [level] |  |  |  | properties characterizing the measured variables, phases, operating state conditions, physical properties of a process material |  |  |  |  | ITEM_CLASS | [5 empty] | 0112/2///61987#ABG450 - Process case [level] |  |  |  | Standard |  | IEC 61987 | IEC | 2018-03-28 | 2014-12-17 | 2018-03-20 | 2018-03-20 |  | SC65E – IEC 61987 | C00018 | 001-01 (2018-03-28 07:26:11 by BATCH 00000762) standard | 0112/2///61987#ABV501 | https://cdd.iec.ch/CDD/IEC61987/iec61987.nsf/Classes/0112-2---61987%23ABG453 | https://cdd.iec.ch/cdd/iec61987/iec61987.nsf/PropertiesAllVersions/0112-2---61987%23ABH333,https://cdd.iec.ch/cdd/iec61987/iec61987.nsf/PropertiesAllVersions/0112-2---61987%23ABB295,https://cdd.iec.ch/cdd/iec61987/iec61987.nsf/PropertiesAllVersions/0112-2---61987%23ABU849 | 0112-2---61987#ABH333,0112-2---61987#ABB295,0112-2---61987#ABU849
0112/2///61987#ABU553 | 003 | 01 | 0112/2///61987#ABU553#003 | Function and system design [4] |  |  |  | properties characterizing the use and/or the dependability of a device as well as its behaviour within a system |  |  |  |  | ITEM_CLASS | [8 empty] | false | Standard |  | IEC 61987 | IEC | 2022-12-09 | 2017-12-07 | 2022-12-09 | 2022-12-09 |  | IEC/SC 65E | C00112 |  | 0112/2///61987#ABV501 | https://cdd.iec.ch/CDD/IEC61987/iec61987.nsf/Classes/0112-2---61987%23ABU553 | https://cdd.iec.ch/cdd/iec61987/iec61987.nsf/PropertiesAllVersions/0112-2---61987%23ABB028,https://cdd.iec.ch/cdd/iec61987/iec61987.nsf/PropertiesAllVersions/0112-2---61987%23ABN592,https://cdd.iec.ch/cdd/iec61987/iec61987.nsf/PropertiesAllVersions/0112-2---61987%23ABN593,https://cdd.iec.ch/cdd/iec61987/iec61987.nsf/PropertiesAllVersions/0112-2---61987%23ABA310,https://cdd.iec.ch/cdd/iec61987/iec61987.nsf/PropertiesAllVersions/0112-2---61987%23ABE084 | 0112-2---61987#ABB028,0112-2---61987#ABN592,0112-2---61987#ABN593,0112-2---61987#ABA310,0112-2---61987#ABE084
0112/2///61987#ABJ613 | 001 | 01 | 0112/2///61987#ABJ613#001 | TEMPERATURE_SENSOR_DESCRIPTION |  |  |  | properties characterizing a sensor supplying input to a temperature technology block |  |  |  |  | ITEM_CLASS | [5 empty] | 0112/2///61987#ABJ614 - SENSOR_INPUT |  |  |  | Standard |  |  |  | 2019-03-08 | 2017-12-07 | 2019-03-08 | 2019-03-08 |  | SC65E – IEC 61987 | C00018 | 001-01 (2019-03-08 15:35:13 by BATCH 00000766) standard | 0112/2///61987#ABV501 | https://cdd.iec.ch/CDD/IEC61987/iec61987.nsf/Classes/0112-2---61987%23ABJ613 | https://cdd.iec.ch/cdd/iec61987/iec61987.nsf/PropertiesAllVersions/0112-2---61987%23ABI983,https://cdd.iec.ch/cdd/iec61987/iec61987.nsf/PropertiesAllVersions/0112-2---61987%23ABI984,https://cdd.iec.ch/cdd/iec61987/iec61987.nsf/PropertiesAllVersions/0112-2---61987%23ABH955,https://cdd.iec.ch/cdd/iec61987/iec61987.nsf/PropertiesAllVersions/0112-2---61987%23ABJ678,https://cdd.iec.ch/cdd/iec61987/iec61987.nsf/PropertiesAllVersions/0112-2---61987%23ABH954,https://cdd.iec.ch/cdd/iec61987/iec61987.nsf/PropertiesAllVersions/0112-2---61987%23ABJ662 | 0112-2---61987#ABI983,0112-2---61987#ABI984,0112-2---61987#ABH955,0112-2---61987#ABJ678,0112-2---61987#ABH954,0112-2---61987#ABJ662
0112/2///61987#ABH334 | 001 | 01 | 0112/2///61987#ABH334#001 | Density transmitter (generic) |  |  |  | density transmitter with undefined measuring principle |  |  |  |  | ITEM_CLASS |  |  |  |  | 0112/2///61987#ABF920 - reference to Operating LOP for density measuring equipment |  |  |  |  | Standard |  |  |  | 2018-03-28 |  | 2018-03-20 | 2018-03-20 |  | SC65E – IEC 61987 | C00017 | 001-01 (2018-03-28 07:26:12 by BATCH 00000762) standard | 0112/2///61987#ABA754 | https://cdd.iec.ch/CDD/IEC61987/iec61987.nsf/Classes/0112-2---61987%23ABH334 | https://cdd.iec.ch/cdd/iec61987/iec61987.nsf/PropertiesAllVersions/0112-2---61987%23ABF918 | 0112-2---61987#ABF918,0112-2---61987#ABF920
0112/2///61987#ABD373 | 001 | 01 | 0112/2///61987#ABD373#001 | Actuator relief valve |  |  |  | actuator/valve accessory that is a safety valve which automatically relieves a pressure system when the pressure exceeds a set limit and which closes when pressure falls below the set limit | It is a full lift pressure relief valve intended for gas or steam service. |  | StepLib |  | ITEM_CLASS |  |  |  |  | 0112/2///61987#ABU514 - reference to Operating LOP for valve/actuator accessories |  |  |  |  | Standard |  |  |  | 2018-03-28 | 2013-09-02 | 2016-05-02 | 2016-05-02 |  | SC65E – IEC 61987 | C00009 | 001-01 (2018-03-28 07:25:59 by BATCH 00000762) standard | 0112/2///61987#ABD366 | https://cdd.iec.ch/CDD/IEC61987/iec61987.nsf/Classes/0112-2---61987%23ABD373 |  | 0112-2---61987#ABU514
0112/2///61987#ABO045 | 001 | 01 | 0112/2///61987#ABO045#001 | Network component |  |  |  | infrastructure device that fulfils a particular function in a communication network |  |  |  |  | ITEM_CLASS |  |  |  |  | 0112/2///61987#ABP285 - reference to Operating LOP for infrastructure devices |  |  |  | false | Standard |  | IEC 61987-31 | IEC | 2022-10-26 | 2022-10-26 | 2022-10-26 | 2022-10-26 |  | IEC/SC 65E | C00127 | 001-01 (2022-10-26 07:15:16 by BATCH 00000802) standard | 0112/2///61987#ABN977 | https://cdd.iec.ch/CDD/IEC61987/iec61987.nsf/Classes/0112-2---61987%23ABO045 |  | 0112-2---61987#ABP285
0112/2///61987#ABC380 | 001 | 02 | 0112/2///61987#ABC380#001 | Material of pipeline |  |  |  | properties characterizing the material of which the pipeline is made |  |  |  |  | ITEM_CLASS | [5 empty] | 0112/2///61987#ABC243 - Fixed electromagnetic insertion flow transmitter |  |  |  | Standard |  |  |  | 2018-03-28 | 2013-08-27 | 2013-08-27 | 2014-06-18 |  | SC65E – IEC 61987 | C00019 |  | 0112/2///61987#ABV501 | https://cdd.iec.ch/CDD/IEC61987/iec61987.nsf/Classes/0112-2---61987%23ABC380 | https://cdd.iec.ch/cdd/iec61987/iec61987.nsf/PropertiesAllVersions/0112-2---61987%23ABB455,https://cdd.iec.ch/cdd/iec61987/iec61987.nsf/PropertiesAllVersions/0112-2---61987%23ABI460,https://cdd.iec.ch/cdd/iec61987/iec61987.nsf/PropertiesAllVersions/0112-2---61987%23ABA908,https://cdd.iec.ch/cdd/iec61987/iec61987.nsf/PropertiesAllVersions/0112-2---61987%23ABA907 | 0112-2---61987#ABB455,0112-2---61987#ABI460,0112-2---61987#ABA908,0112-2---61987#ABA907
0112/2///61987#ABG351 | 002 | 01 | 0112/2///61987#ABG351#002 | Limiting process conditions [9] |  |  |  | properties characterizing extreme values which an process quantity can assume without damaging the device |  |  |  |  | ITEM_CLASS | [5 empty] | 0112/2///61987#ABG336 - Process design ratings [8] |  |  | false | Standard |  | IEC 61987 | IEC | 2022-12-09 | 2017-12-07 | 2022-12-09 | 2022-12-09 |  | IEC/SC 65E | C00112 |  | 0112/2///61987#ABV501 | https://cdd.iec.ch/CDD/IEC61987/iec61987.nsf/Classes/0112-2---61987%23ABG351 | https://cdd.iec.ch/cdd/iec61987/iec61987.nsf/PropertiesAllVersions/0112-2---61987%23ABA920,https://cdd.iec.ch/cdd/iec61987/iec61987.nsf/PropertiesAllVersions/0112-2---61987%23ABA921,https://cdd.iec.ch/cdd/iec61987/iec61987.nsf/PropertiesAllVersions/0112-2---61987%23ABB072,https://cdd.iec.ch/cdd/iec61987/iec61987.nsf/PropertiesAllVersions/0112-2---61987%23ABA117 | 0112-2---61987#ABA920,0112-2---61987#ABA921,0112-2---61987#ABB072,0112-2---61987#ABA117
0112/2///61987#ABG383 | 001 | 01 | 0112/2///61987#ABG383#001 | Mechanical and electrical construction [sight level gauge] |  |  |  | properties characterizing the constructional details of the device and its parts |  |  | IEC 61987-1, 5.8 |  | ITEM_CLASS | [5 empty] | 0112/2///61987#ABE729 - Device LOP for sight level gauge |  |  |  | Standard |  | IEC 61987 | IEC | 2018-03-28 | 2014-12-17 | 2018-03-20 | 2018-03-20 |  | SC65E – IEC 61987 | C00018 | 001-01 (2018-03-28 07:26:09 by BATCH 00000762) standard | 0112/2///61987#ABV501 | https://cdd.iec.ch/CDD/IEC61987/iec61987.nsf/Classes/0112-2---61987%23ABG383 | https://cdd.iec.ch/cdd/iec61987/iec61987.nsf/PropertiesAllVersions/0112-2---61987%23ABD534,https://cdd.iec.ch/cdd/iec61987/iec61987.nsf/PropertiesAllVersions/0112-2---61987%23ABG988,https://cdd.iec.ch/cdd/iec61987/iec61987.nsf/PropertiesAllVersions/0112-2---61987%23ABB139,https://cdd.iec.ch/cdd/iec61987/iec61987.nsf/PropertiesAllVersions/0112-2---61987%23ABC862,https://cdd.iec.ch/cdd/iec61987/iec61987.nsf/PropertiesAllVersions/0112-2---61987%23ABC789 | 0112-2---61987#ABB139,0112-2---61987#ABC862,0112-2---61987#ABC789,0112-2---61987#ABD534,0112-2---61987#ABG988
0112/2///61987#ABH256 | 001 | 01 | 0112/2///61987#ABH256#001 | Gas component |  |  |  | properties characterizing the different material components of a gas |  |  |  |  | ITEM_CLASS | [5 empty] | 0112/2///61987#ABH253 - Atmosphere in sight path |  |  |  | Standard |  | IEC 61987 | IEC | 2018-03-28 | 2014-12-17 | 2017-09-18 | 2017-09-18 |  | SC65E – IEC 61987 | C00019 | 001-01 (2018-03-28 07:26:12 by BATCH 00000762) standard | 0112/2///61987#ABV501 | https://cdd.iec.ch/CDD/IEC61987/iec61987.nsf/Classes/0112-2---61987%23ABH256 | https://cdd.iec.ch/cdd/iec61987/iec61987.nsf/PropertiesAllVersions/0112-2---61987%23ABH257,https://cdd.iec.ch/cdd/iec61987/iec61987.nsf/PropertiesAllVersions/0112-2---61987%23ABB304 | 0112-2---61987#ABH257,0112-2---61987#ABB304
0112/2///61987#ABE765 | 001 | 01 | 0112/2///61987#ABE765#001 | Device LOP for thermowell |  |  |  | list of properties characterizing a thermowell |  |  |  |  | ITEM_CLASS | [5 empty] | 0112/2///61987#ABA860 - Thermowell |  |  |  | Standard |  | IEC 61987 | IEC | 2018-03-28 | 2014-12-17 | 2016-05-24 | 2016-05-24 |  | SC65E – IEC 61987 | C00019 | 001-01 (2018-03-28 07:26:04 by BATCH 00000762) standard | 0112/2///61987#ABV504 | https://cdd.iec.ch/CDD/IEC61987/iec61987.nsf/Classes/0112-2---61987%23ABE765 | https://cdd.iec.ch/cdd/iec61987/iec61987.nsf/PropertiesAllVersions/0112-2---61987%23ABC899,https://cdd.iec.ch/cdd/iec61987/iec61987.nsf/PropertiesAllVersions/0112-2---61987%23ABC730,https://cdd.iec.ch/cdd/iec61987/iec61987.nsf/PropertiesAllVersions/0112-2---61987%23ABG883,https://cdd.iec.ch/cdd/iec61987/iec61987.nsf/PropertiesAllVersions/0112-2---61987%23ABG954,https://cdd.iec.ch/cdd/iec61987/iec61987.nsf/PropertiesAllVersions/0112-2---61987%23ABC786,https://cdd.iec.ch/cdd/iec61987/iec61987.nsf/PropertiesAllVersions/0112-2---61987%23ABC795,https://cdd.iec.ch/cdd/iec61987/iec61987.nsf/PropertiesAllVersions/0112-2---61987%23ABA293,https://cdd.iec.ch/cdd/iec61987/iec61987.nsf/PropertiesAllVersions/0112-2---61987%23ABC710 | 0112-2---61987#ABC795,0112-2---61987#ABA293,0112-2---61987#ABC710,0112-2---61987#ABC899,0112-2---61987#ABC730,0112-2---61987#ABG883,0112-2---61987#ABG954,0112-2---61987#ABC786
0112/2///61987#ABC556 | 006 | 01 | 0112/2///61987#ABC556#006 | Quality certificate |  |  |  | properties characterizing certificates and information pertaining to the quality of the device and its components |  |  |  |  | ITEM_CLASS | [5 empty] | 0112/2///61987#ABC156 - Certificates and approvals0112/2///61987#ABD817 - Certificates and approvals [2]0112/2///61987#ABD818 - Certificates and approvals [3]0112/2///61987#ABE718 - Certificates and approvals [4]0112/2///61987#ABE720 - Certificates and approvals [5] |  |  |  | Standard |  |  |  | 2018-03-28 | 2013-08-27 | 2018-03-20 | 2018-03-20 |  | SC65E – IEC 61987 | C00004 |  | 0112/2///61987#ABV501 | https://cdd.iec.ch/CDD/IEC61987/iec61987.nsf/Classes/0112-2---61987%23ABC556 | https://cdd.iec.ch/cdd/iec61987/iec61987.nsf/PropertiesAllVersions/0112-2---61987%23ABA269,https://cdd.iec.ch/cdd/iec61987/iec61987.nsf/PropertiesAllVersions/0112-2---61987%23ABA270,https://cdd.iec.ch/cdd/iec61987/iec61987.nsf/PropertiesAllVersions/0112-2---61987%23ABA271,https://cdd.iec.ch/cdd/iec61987/iec61987.nsf/PropertiesAllVersions/0112-2---61987%23ABA273,https://cdd.iec.ch/cdd/iec61987/iec61987.nsf/PropertiesAllVersions/0112-2---61987%23ABD034,https://cdd.iec.ch/cdd/iec61987/iec61987.nsf/PropertiesAllVersions/0112-2---61987%23ABA278,https://cdd.iec.ch/cdd/iec61987/iec61987.nsf/PropertiesAllVersions/0112-2---61987%23ABC799 | 0112-2---61987#ABC799,0112-2---61987#ABA269,0112-2---61987#ABA270,0112-2---61987#ABA271,0112-2---61987#ABA273,0112-2---61987#ABD034,0112-2---61987#ABA278
0112/2///61987#ABD970 | 001 | 02 | 0112/2///61987#ABD970#001 | Percentage performance [2] |  |  |  | properties characterizing the performance characteristics of an output expressed as a percentage of range or span |  |  |  |  | ITEM_CLASS | [5 empty] | 0112/2///61987#ABE043 - Type of performance variable [7] |  |  |  | Standard |  |  |  | 2018-03-28 | 2013-09-02 | 2013-09-02 | 2014-06-18 |  | SC65E – IEC 61987 | C00004 |  | 0112/2///61987#ABV501 | https://cdd.iec.ch/CDD/IEC61987/iec61987.nsf/Classes/0112-2---61987%23ABD970 | https://cdd.iec.ch/cdd/iec61987/iec61987.nsf/PropertiesAllVersions/0112-2---61987%23ABB087,https://cdd.iec.ch/cdd/iec61987/iec61987.nsf/PropertiesAllVersions/0112-2---61987%23ABE366,https://cdd.iec.ch/cdd/iec61987/iec61987.nsf/PropertiesAllVersions/0112-2---61987%23ABE399 | 0112-2---61987#ABB087,0112-2---61987#ABE366,0112-2---61987#ABE399
0112/2///61987#ABG333 | 002 | 01 | 0112/2///61987#ABG333#002 | Deployment conditions [8] |  |  |  | properties characterizing the deployment of the device in the pipe or vessel in order to obtain the specified performance |  |  |  |  | ITEM_CLASS | [5 empty] | 0112/2///61987#ABG331 - Installation conditions [12] |  |  | false | Standard |  | IEC 61987 | IEC | 2022-12-09 | 2017-12-07 | 2022-12-09 | 2022-12-09 |  | IEC/SC 65E | C00112 |  | 0112/2///61987#ABV501 | https://cdd.iec.ch/CDD/IEC61987/iec61987.nsf/Classes/0112-2---61987%23ABG333 | https://cdd.iec.ch/cdd/iec61987/iec61987.nsf/PropertiesAllVersions/0112-2---61987%23ABA590,https://cdd.iec.ch/cdd/iec61987/iec61987.nsf/PropertiesAllVersions/0112-2---61987%23ABF273,https://cdd.iec.ch/cdd/iec61987/iec61987.nsf/PropertiesAllVersions/0112-2---61987%23ABA088,https://cdd.iec.ch/cdd/iec61987/iec61987.nsf/PropertiesAllVersions/0112-2---61987%23ABB024 | 0112-2---61987#ABA590,0112-2---61987#ABF273,0112-2---61987#ABA088,0112-2---61987#ABB024
0112/2///61987#ABG390 | 001 | 01 | 0112/2///61987#ABG390#001 | Mechanical and electrical construction [separate temperature transmitter] |  |  |  | properties characterizing the constructional details of the device and its parts |  |  | IEC 61987-1, 5.8 |  | ITEM_CLASS | [5 empty] | 0112/2///61987#ABE764 - Device LOP for separate temperature transmitter |  |  |  | Standard |  | IEC 61987 | IEC | 2018-03-28 | 2014-12-17 | 2016-05-24 | 2016-05-24 |  | SC65E – IEC 61987 | C00019 | 001-01 (2018-03-28 07:26:09 by BATCH 00000762) standard | 0112/2///61987#ABV501 | https://cdd.iec.ch/CDD/IEC61987/iec61987.nsf/Classes/0112-2---61987%23ABG390 | https://cdd.iec.ch/cdd/iec61987/iec61987.nsf/PropertiesAllVersions/0112-2---61987%23ABD534,https://cdd.iec.ch/cdd/iec61987/iec61987.nsf/PropertiesAllVersions/0112-2---61987%23ABG995,https://cdd.iec.ch/cdd/iec61987/iec61987.nsf/PropertiesAllVersions/0112-2---61987%23ABB139,https://cdd.iec.ch/cdd/iec61987/iec61987.nsf/PropertiesAllVersions/0112-2---61987%23ABC862,https://cdd.iec.ch/cdd/iec61987/iec61987.nsf/PropertiesAllVersions/0112-2---61987%23ABC790 | 0112-2---61987#ABB139,0112-2---61987#ABC862,0112-2---61987#ABC790,0112-2---61987#ABD534,0112-2---61987#ABG995
0112/2///61987#ABA789 | 003 | 01 | 0112/2///61987#ABA789#003 | Rotary flow transmitter |  |  |  | positive displacement flow transmitter that uses eccentrically mounted drums to divide and meter the flow |  |  |  |  | ITEM_CLASS |  |  |  |  | 0112/2///61987#ABU125 - reference to Operating LOP for flow measuring equipment |  |  |  |  | Standard |  |  |  | 2018-03-28 | 2013-08-27 | 2016-05-24 | 2016-05-24 |  | SC65E – IEC 61987 | C00004 |  | 0112/2///61987#ABA783 | https://cdd.iec.ch/CDD/IEC61987/iec61987.nsf/Classes/0112-2---61987%23ABA789
0112/2///61987#ABC086 | 002 | 01 | 0112/2///61987#ABC086#002 | Analog current output [1] |  |  |  | properties characterizing an analog current output |  | 8 ABC086.8 |  |  | ITEM_CLASS | [5 empty] | 0112/2///61987#ABC664 - Type of output [1] |  |  |  | Standard |  |  |  | 2018-03-28 | 2013-08-27 | 2016-05-24 | 2016-05-24 |  | SC65E – IEC 61987 | C00004 |  | 0112/2///61987#ABV501 | https://cdd.iec.ch/CDD/IEC61987/iec61987.nsf/Classes/0112-2---61987%23ABC086 | https://cdd.iec.ch/cdd/iec61987/iec61987.nsf/PropertiesAllVersions/0112-2---61987%23ABU155,https://cdd.iec.ch/cdd/iec61987/iec61987.nsf/PropertiesAllVersions/0112-2---61987%23ABC721 | 0112-2---61987#ABC721,0112-2---61987#ABU155
0112/2///61987#ABF225 | 001 | 01 | 0112/2///61987#ABF225#001 | Indication range for temperature |  |  |  | properties characterizing a temperature indication range |  |  |  |  | ITEM_CLASS | [5 empty] | 0112/2///61987#ABF224 - Temperature indication0112/2///61987#ABF630 - Temperature gauge input |  |  |  | Standard |  | IEC 61987 | IEC | 2018-03-28 | 2017-09-22 | 2017-09-22 | 2017-09-22 |  | SC65E – IEC 61987 | C00019 | 001-01 (2018-03-28 07:26:05 by BATCH 00000762) standard | 0112/2///61987#ABV501 | https://cdd.iec.ch/CDD/IEC61987/iec61987.nsf/Classes/0112-2---61987%23ABF225 | https://cdd.iec.ch/cdd/iec61987/iec61987.nsf/PropertiesAllVersions/0112-2---61987%23ABB214,https://cdd.iec.ch/cdd/iec61987/iec61987.nsf/PropertiesAllVersions/0112-2---61987%23ABB215 | 0112-2---61987#ABB214,0112-2---61987#ABB215
0112/2///61987#ABF631 | 001 | 01 | 0112/2///61987#ABF631#001 | Structural design of a buoyancy density transmitter |  |  |  | properties characterizing the constructional details of a buoyancy density transmitter |  |  |  |  | ITEM_CLASS | [5 empty] | 0112/2///61987#ABG442 - Structural design [buoyancy density transmitter] |  |  |  | Standard |  | IEC 61987 | IEC | 2018-03-28 | 2014-12-17 | 2018-03-20 | 2018-03-20 |  | SC65E – IEC 61987 | C00017 | 001-01 (2018-03-28 07:26:06 by BATCH 00000762) standard | 0112/2///61987#ABV501 | https://cdd.iec.ch/CDD/IEC61987/iec61987.nsf/Classes/0112-2---61987%23ABF631 | https://cdd.iec.ch/cdd/iec61987/iec61987.nsf/PropertiesAllVersions/0112-2---61987%23ABF638,https://cdd.iec.ch/cdd/iec61987/iec61987.nsf/PropertiesAllVersions/0112-2---61987%23ABF787,https://cdd.iec.ch/cdd/iec61987/iec61987.nsf/PropertiesAllVersions/0112-2---61987%23ABF793 | 0112-2---61987#ABF638,0112-2---61987#ABF787,0112-2---61987#ABF793
0112/2///61987#ABG260 | 001 | 01 | 0112/2///61987#ABG260#001 | Performance variable [20] |  |  |  | properties characterizing the performance of a device with respect to a particular process variable |  |  |  |  | ITEM_CLASS | [5 empty] | 0112/2///61987#ABG233 - Performance [30] |  |  |  | Standard |  | IEC 61987 | IEC | 2018-03-28 | 2014-12-17 | 2018-03-20 | 2018-03-20 |  | SC65E – IEC 61987 | C00017 | 001-01 (2018-03-28 07:26:08 by BATCH 00000762) standard | 0112/2///61987#ABV501 | https://cdd.iec.ch/CDD/IEC61987/iec61987.nsf/Classes/0112-2---61987%23ABG260 | https://cdd.iec.ch/cdd/iec61987/iec61987.nsf/PropertiesAllVersions/0112-2---61987%23ABB271,https://cdd.iec.ch/cdd/iec61987/iec61987.nsf/PropertiesAllVersions/0112-2---61987%23ABA577,https://cdd.iec.ch/cdd/iec61987/iec61987.nsf/PropertiesAllVersions/0112-2---61987%23ABG830,https://cdd.iec.ch/cdd/iec61987/iec61987.nsf/PropertiesAllVersions/0112-2---61987%23ABU650 | 0112-2---61987#ABB271,0112-2---61987#ABA577,0112-2---61987#ABG830,0112-2---61987#ABU650
0112/2///61987#ABH145 | 001 | 01 | 0112/2///61987#ABH145#001 | Bypass |  |  |  | properties characterizing the measuring chamber according its constructional details |  |  |  |  | ITEM_CLASS | [5 empty] | 0112/2///61987#ABG478 - Process equipment [level] |  |  |  | Standard |  | IEC 61987 | IEC | 2018-03-28 | 2014-12-17 | 2018-03-20 | 2018-03-20 |  | SC65E – IEC 61987 | C00018 | 001-01 (2018-03-28 07:26:12 by BATCH 00000762) standard | 0112/2///61987#ABV501 | https://cdd.iec.ch/CDD/IEC61987/iec61987.nsf/Classes/0112-2---61987%23ABH145 | https://cdd.iec.ch/cdd/iec61987/iec61987.nsf/PropertiesAllVersions/0112-2---61987%23ABH146,https://cdd.iec.ch/cdd/iec61987/iec61987.nsf/PropertiesAllVersions/0112-2---61987%23ABH147,https://cdd.iec.ch/cdd/iec61987/iec61987.nsf/PropertiesAllVersions/0112-2---61987%23ABH148,https://cdd.iec.ch/cdd/iec61987/iec61987.nsf/PropertiesAllVersions/0112-2---61987%23ABA576,https://cdd.iec.ch/cdd/iec61987/iec61987.nsf/PropertiesAllVersions/0112-2---61987%23ABA591,https://cdd.iec.ch/cdd/iec61987/iec61987.nsf/PropertiesAllVersions/0112-2---61987%23ABH117,https://cdd.iec.ch/cdd/iec61987/iec61987.nsf/PropertiesAllVersions/0112-2---61987%23ABA910,https://cdd.iec.ch/cdd/iec61987/iec61987.nsf/PropertiesAllVersions/0112-2---61987%23ABF021,https://cdd.iec.ch/cdd/iec61987/iec61987.nsf/PropertiesAllVersions/0112-2---61987%23ABE885,https://cdd.iec.ch/cdd/iec61987/iec61987.nsf/PropertiesAllVersions/0112-2---61987%23ABC983,https://cdd.iec.ch/cdd/iec61987/iec61987.nsf/PropertiesAllVersions/0112-2---61987%23ABB335,https://cdd.iec.ch/cdd/iec61987/iec61987.nsf/PropertiesAllVersions/0112-2---61987%23ABC952 | 0112-2---61987#ABH148,0112-2---61987#ABA576,0112-2---61987#ABA591,0112-2---61987#ABH117,0112-2---61987#ABA910,0112-2---61987#ABH146,0112-2---61987#ABH147,0112-2---61987#ABF021,0112-2---61987#ABE885,0112-2---61987#ABC983,0112-2---61987#ABB335,0112-2---61987#ABC952
0112/2///61987#ABA735 | 003 | 01 | 0112/2///61987#ABA735#003 | Differential pressure switch |  |  |  | pressure switch that outputs a discrete signal representative of a differential pressure regime |  |  |  |  | ITEM_CLASS |  |  |  |  | 0112/2///61987#ABU134 - reference to Operating LOP for pressure measuring equipment |  |  |  |  | Standard |  |  |  | 2018-03-28 | 2013-08-27 | 2016-05-24 | 2016-05-24 |  | SC65E – IEC 61987 | C00004 |  | 0112/2///61987#ABA732 | https://cdd.iec.ch/CDD/IEC61987/iec61987.nsf/Classes/0112-2---61987%23ABA735 |  | 0112-2---61987#ABU134
0112/2///61987#ABC535 | 002 | 01 | 0112/2///61987#ABC535#002 | Process case [pressure] |  |  |  | properties characterizing a set of process case variables |  |  |  |  | ITEM_CLASS | [5 empty] | 0112/2///61987#ABA026 - Operating LOP for pressure measuring equipment |  |  |  | Standard |  |  |  | 2018-03-28 | 2013-09-27 | 2016-05-24 | 2016-05-24 |  | SC65E – IEC 61987 | C00004 |  | 0112/2///61987#ABV501 | https://cdd.iec.ch/CDD/IEC61987/iec61987.nsf/Classes/0112-2---61987%23ABC535 | https://cdd.iec.ch/cdd/iec61987/iec61987.nsf/PropertiesAllVersions/0112-2---61987%23ABB165,https://cdd.iec.ch/cdd/iec61987/iec61987.nsf/PropertiesAllVersions/0112-2---61987%23ABB376,https://cdd.iec.ch/cdd/iec61987/iec61987.nsf/PropertiesAllVersions/0112-2---61987%23ABB377,https://cdd.iec.ch/cdd/iec61987/iec61987.nsf/PropertiesAllVersions/0112-2---61987%23ABB288,https://cdd.iec.ch/cdd/iec61987/iec61987.nsf/PropertiesAllVersions/0112-2---61987%23ABC898,https://cdd.iec.ch/cdd/iec61987/iec61987.nsf/PropertiesAllVersions/0112-2---61987%23ABC957,https://cdd.iec.ch/cdd/iec61987/iec61987.nsf/PropertiesAllVersions/0112-2---61987%23ABC829 | 0112-2---61987#ABB165,0112-2---61987#ABB376,0112-2---61987#ABB377,0112-2---61987#ABB288,0112-2---61987#ABC898,0112-2---61987#ABC957,0112-2---61987#ABC829
0112/2///61987#ABE970 | 001 | 01 | 0112/2///61987#ABE970#001 | Influence of external quantities expressed for mass |  |  |  | properties characterizing the influence of external quantities for mass measurement devices that are not the subject of the measurement but whose change affects the relationship between the indication and the result of the measurement |  |  |  |  | ITEM_CLASS | [5 empty] | 0112/2///61987#ABE846 - Absolute performance for mass |  |  |  | Standard |  | IEC 61987 | IEC | 2018-03-28 | 2018-03-28 | 2018-03-28 | 2018-03-28 |  | SC65E – IEC 61987 | C00018 | 001-01 (2018-03-28 07:26:04 by BATCH 00000762) standard | 0112/2///61987#ABV501 | https://cdd.iec.ch/CDD/IEC61987/iec61987.nsf/Classes/0112-2---61987%23ABE970 | https://cdd.iec.ch/cdd/iec61987/iec61987.nsf/PropertiesAllVersions/0112-2---61987%23ABE971,https://cdd.iec.ch/cdd/iec61987/iec61987.nsf/PropertiesAllVersions/0112-2---61987%23ABE972,https://cdd.iec.ch/cdd/iec61987/iec61987.nsf/PropertiesAllVersions/0112-2---61987%23ABE973,https://cdd.iec.ch/cdd/iec61987/iec61987.nsf/PropertiesAllVersions/0112-2---61987%23ABE974,https://cdd.iec.ch/cdd/iec61987/iec61987.nsf/PropertiesAllVersions/0112-2---61987%23ABE975,https://cdd.iec.ch/cdd/iec61987/iec61987.nsf/PropertiesAllVersions/0112-2---61987%23ABE976 | 0112-2---61987#ABE971,0112-2---61987#ABE972,0112-2---61987#ABE973,0112-2---61987#ABE974,0112-2---61987#ABE975,0112-2---61987#ABE976
0112/2///61987#ABG091 | 001 | 01 | 0112/2///61987#ABG091#001 | Assigned variable [11] |  |  |  | properties characterizing the configuration of the analog input or output |  | Polymorphic element: ABG091, Id: 6 |  |  | ITEM_CLASS | [5 empty] | 0112/2///61987#ABG175 - Analog current output [11]0112/2///61987#ABG184 - Analog voltage output [11]0112/2///61987#ABG193 - Frequency output [11]0112/2///61987#ABG204 - Manufacturer-specific output [11] |  |  |  | Standard |  | IEC 61987 | IEC | 2018-03-28 | 2018-03-28 | 2018-03-28 | 2018-03-28 |  | SC65E – IEC 61987 | C00018 | 001-01 (2018-03-28 07:26:07 by BATCH 00000762) standard | 0112/2///61987#ABV501 | https://cdd.iec.ch/CDD/IEC61987/iec61987.nsf/Classes/0112-2---61987%23ABG091 | https://cdd.iec.ch/cdd/iec61987/iec61987.nsf/PropertiesAllVersions/0112-2---61987%23ABU919,https://cdd.iec.ch/cdd/iec61987/iec61987.nsf/PropertiesAllVersions/0112-2---61987%23ABU988,https://cdd.iec.ch/cdd/iec61987/iec61987.nsf/PropertiesAllVersions/0112-2---61987%23ABU979,https://cdd.iec.ch/cdd/iec61987/iec61987.nsf/PropertiesAllVersions/0112-2---61987%23ABU980,https://cdd.iec.ch/cdd/iec61987/iec61987.nsf/PropertiesAllVersions/0112-2---61987%23ABU981,https://cdd.iec.ch/cdd/iec61987/iec61987.nsf/PropertiesAllVersions/0112-2---61987%23ABU989,https://cdd.iec.ch/cdd/iec61987/iec61987.nsf/PropertiesAllVersions/0112-2---61987%23ABU990,https://cdd.iec.ch/cdd/iec61987/iec61987.nsf/PropertiesAllVersions/0112-2---61987%23ABU991,https://cdd.iec.ch/cdd/iec61987/iec61987.nsf/PropertiesAllVersions/0112-2---61987%23ABU992,https://cdd.iec.ch/cdd/iec61987/iec61987.nsf/PropertiesAllVersions/0112-2---61987%23ABU993,https://cdd.iec.ch/cdd/iec61987/iec61987.nsf/PropertiesAllVersions/0112-2---61987%23ABU994,https://cdd.iec.ch/cdd/iec61987/iec61987.nsf/PropertiesAllVersions/0112-2---61987%23ABU995,https://cdd.iec.ch/cdd/iec61987/iec61987.nsf/PropertiesAllVersions/0112-2---61987%23ABV030 | 0112-2---61987#ABU995,0112-2---61987#ABV030,0112-2---61987#ABU919,0112-2---61987#ABU979,0112-2---61987#ABU980,0112-2---61987#ABU989,0112-2---61987#ABU992,0112-2---61987#ABU993,0112-2---61987#ABU994,0112-2---61987#ABU988,0112-2---61987#ABU981,0112-2---61987#ABU990,0112-2---61987#ABU991
0112/2///61987#ABG397 | 001 | 01 | 0112/2///61987#ABG397#001 | Mechanical and electrical construction [buoyancy density transmitter] |  |  |  | properties characterizing the constructional details of the device and its parts |  |  | IEC 61987-1, 5.8 |  | ITEM_CLASS | [5 empty] | 0112/2///61987#ABF858 - Device LOP for buoyancy density transmitter |  |  |  | Standard |  | IEC 61987 | IEC | 2018-03-28 | 2014-12-17 | 2018-03-20 | 2018-03-20 |  | SC65E – IEC 61987 | C00017 | 001-01 (2018-03-28 07:26:09 by BATCH 00000762) standard | 0112/2///61987#ABV501 | https://cdd.iec.ch/CDD/IEC61987/iec61987.nsf/Classes/0112-2---61987%23ABG397 | https://cdd.iec.ch/cdd/iec61987/iec61987.nsf/PropertiesAllVersions/0112-2---61987%23ABD114,https://cdd.iec.ch/cdd/iec61987/iec61987.nsf/PropertiesAllVersions/0112-2---61987%23ABH002,https://cdd.iec.ch/cdd/iec61987/iec61987.nsf/PropertiesAllVersions/0112-2---61987%23ABB139,https://cdd.iec.ch/cdd/iec61987/iec61987.nsf/PropertiesAllVersions/0112-2---61987%23ABC862,https://cdd.iec.ch/cdd/iec61987/iec61987.nsf/PropertiesAllVersions/0112-2---61987%23ABC789 | 0112-2---61987#ABH002,0112-2---61987#ABB139,0112-2---61987#ABC862,0112-2---61987#ABC789,0112-2---61987#ABD114
0112/2///61987#ABC184 | 004 | 01 | 0112/2///61987#ABC184#004 | Deployment design conditions [1] |  |  |  | properties characterizing the deployment of the device in the pipe or vessel in order to obtain the specified performance |  |  |  |  | ITEM_CLASS | [5 empty] | 0112/2///61987#ABC306 - Installation design conditions [1]0112/2///61987#ABG470 - Installation design conditions [4] |  |  | false | Standard |  | IEC 61987 | IEC | 2022-12-09 | 2017-12-07 | 2022-12-09 | 2022-12-09 |  | IEC/SC 65E | C00112 |  | 0112/2///61987#ABV501 | https://cdd.iec.ch/CDD/IEC61987/iec61987.nsf/Classes/0112-2---61987%23ABC184 | https://cdd.iec.ch/cdd/iec61987/iec61987.nsf/PropertiesAllVersions/0112-2---61987%23ABA590,https://cdd.iec.ch/cdd/iec61987/iec61987.nsf/PropertiesAllVersions/0112-2---61987%23ABA088,https://cdd.iec.ch/cdd/iec61987/iec61987.nsf/PropertiesAllVersions/0112-2---61987%23ABA147,https://cdd.iec.ch/cdd/iec61987/iec61987.nsf/PropertiesAllVersions/0112-2---61987%23ABB969 | 0112-2---61987#ABA147,0112-2---61987#ABB969,0112-2---61987#ABA590,0112-2---61987#ABA088
0112/2///61987#ABD988 | 002 | 01 | 0112/2///61987#ABD988#002 | Process conditions at the inlet |  |  |  | properties characterizing the range of process conditions at the entrance of a device |  |  |  |  | ITEM_CLASS | [5 empty] | 0112/2///61987#ABD990 - Process conditions for final control elements0112/2///61987#ABE660 - Process conditions for flow modification accessories |  |  |  | Standard |  |  |  | 2018-03-28 | 2013-09-02 | 2018-03-20 | 2018-03-20 |  | SC65E – IEC 61987 | C00009 |  | 0112/2///61987#ABV501 | https://cdd.iec.ch/CDD/IEC61987/iec61987.nsf/Classes/0112-2---61987%23ABD988 | https://cdd.iec.ch/cdd/iec61987/iec61987.nsf/PropertiesAllVersions/0112-2---61987%23ABB376,https://cdd.iec.ch/cdd/iec61987/iec61987.nsf/PropertiesAllVersions/0112-2---61987%23ABB377,https://cdd.iec.ch/cdd/iec61987/iec61987.nsf/PropertiesAllVersions/0112-2---61987%23ABB288,https://cdd.iec.ch/cdd/iec61987/iec61987.nsf/PropertiesAllVersions/0112-2---61987%23ABA580,https://cdd.iec.ch/cdd/iec61987/iec61987.nsf/PropertiesAllVersions/0112-2---61987%23ABA622,https://cdd.iec.ch/cdd/iec61987/iec61987.nsf/PropertiesAllVersions/0112-2---61987%23ABB181,https://cdd.iec.ch/cdd/iec61987/iec61987.nsf/PropertiesAllVersions/0112-2---61987%23ABB182,https://cdd.iec.ch/cdd/iec61987/iec61987.nsf/PropertiesAllVersions/0112-2---61987%23ABA927,https://cdd.iec.ch/cdd/iec61987/iec61987.nsf/PropertiesAllVersions/0112-2---61987%23ABB290,https://cdd.iec.ch/cdd/iec61987/iec61987.nsf/PropertiesAllVersions/0112-2---61987%23ABB291,https://cdd.iec.ch/cdd/iec61987/iec61987.nsf/PropertiesAllVersions/0112-2---61987%23ABB292,https://cdd.iec.ch/cdd/iec61987/iec61987.nsf/PropertiesAllVersions/0112-2---61987%23ABD680,https://cdd.iec.ch/cdd/iec61987/iec61987.nsf/PropertiesAllVersions/0112-2---61987%23ABD753,https://cdd.iec.ch/cdd/iec61987/iec61987.nsf/PropertiesAllVersions/0112-2---61987%23ABD605,https://cdd.iec.ch/cdd/iec61987/iec61987.nsf/PropertiesAllVersions/0112-2---61987%23ABD790,https://cdd.iec.ch/cdd/iec61987/iec61987.nsf/PropertiesAllVersions/0112-2---61987%23ABD595,https://cdd.iec.ch/cdd/iec61987/iec61987.nsf/PropertiesAllVersions/0112-2---61987%23ABD709,https://cdd.iec.ch/cdd/iec61987/iec61987.nsf/PropertiesAllVersions/0112-2---61987%23ABE151,https://cdd.iec.ch/cdd/iec61987/iec61987.nsf/PropertiesAllVersions/0112-2---61987%23ABE301,https://cdd.iec.ch/cdd/iec61987/iec61987.nsf/PropertiesAllVersions/0112-2---61987%23ABE125,https://cdd.iec.ch/cdd/iec61987/iec61987.nsf/PropertiesAllVersions/0112-2---61987%23ABE211 | 0112-2---61987#ABB291,0112-2---61987#ABB288,0112-2---61987#ABA622,0112-2---61987#ABB290,0112-2---61987#ABD680,0112-2---61987#ABD790,0112-2---61987#ABD595,0112-2---61987#ABE151,0112-2---61987#ABA580,0112-2---61987#ABB181,0112-2---61987#ABA927,0112-2---61987#ABD753,0112-2---61987#ABD605,0112-2---61987#ABE301,0112-2---61987#ABE211,0112-2---61987#ABB377,0112-2---61987#ABB182,0112-2---61987#ABD709,0112-2---61987#ABE125,0112-2---61987#ABB376,0112-2---61987#ABB292
0112/2///61987#ABG316 | 001 | 01 | 0112/2///61987#ABG316#001 | Dynamic behaviour [4] |  |  |  | properties characterizing the dynamic response of a device output |  |  |  |  | ITEM_CLASS | [5 empty] | 0112/2///61987#ABG310 - Percentage performance [7] |  |  |  | Standard |  | IEC 61987 | IEC | 2018-03-28 | 2017-09-22 | 2017-09-22 | 2017-09-22 |  | SC65E – IEC 61987 | C00019 | 001-01 (2018-03-28 07:26:08 by BATCH 00000762) standard | 0112/2///61987#ABV501 | https://cdd.iec.ch/CDD/IEC61987/iec61987.nsf/Classes/0112-2---61987%23ABG316 | https://cdd.iec.ch/cdd/iec61987/iec61987.nsf/PropertiesAllVersions/0112-2---61987%23ABA569,https://cdd.iec.ch/cdd/iec61987/iec61987.nsf/PropertiesAllVersions/0112-2---61987%23ABB717,https://cdd.iec.ch/cdd/iec61987/iec61987.nsf/PropertiesAllVersions/0112-2---61987%23ABA570,https://cdd.iec.ch/cdd/iec61987/iec61987.nsf/PropertiesAllVersions/0112-2---61987%23ABB000,https://cdd.iec.ch/cdd/iec61987/iec61987.nsf/PropertiesAllVersions/0112-2---61987%23ABB077,https://cdd.iec.ch/cdd/iec61987/iec61987.nsf/PropertiesAllVersions/0112-2---61987%23ABB078,https://cdd.iec.ch/cdd/iec61987/iec61987.nsf/PropertiesAllVersions/0112-2---61987%23ABB550,https://cdd.iec.ch/cdd/iec61987/iec61987.nsf/PropertiesAllVersions/0112-2---61987%23ABB079,https://cdd.iec.ch/cdd/iec61987/iec61987.nsf/PropertiesAllVersions/0112-2---61987%23ABB718,https://cdd.iec.ch/cdd/iec61987/iec61987.nsf/PropertiesAllVersions/0112-2---61987%23ABB719 | 0112-2---61987#ABA570,0112-2---61987#ABB078,0112-2---61987#ABB550,0112-2---61987#ABB079,0112-2---61987#ABB718,0112-2---61987#ABA569,0112-2---61987#ABB000,0112-2---61987#ABB077,0112-2---61987#ABB719,0112-2---61987#ABB717
0112/2///61987#ABN972 | 001 | 01 | 0112/2///61987#ABN972#001 | Device diagnostic status |  |  |  | properties characterizing device diagnostic function states |  |  |  |  | ITEM_CLASS | [5 empty] | 0112/2///61987#ABN605 - LOPD for general device variables/status |  |  |  | Standard |  |  |  | 2020-02-24 |  | 2020-02-24 | 2020-02-24 |  | SC65E – IEC 61987 | C00092 | 001-01 (2020-02-24 12:37:11 by BATCH 00000778) standard | 0112/2///61987#ABV501 | https://cdd.iec.ch/CDD/IEC61987/iec61987.nsf/Classes/0112-2---61987%23ABN972 | https://cdd.iec.ch/cdd/iec61987/iec61987.nsf/PropertiesAllVersions/0112-2---61987%23ABH925,https://cdd.iec.ch/cdd/iec61987/iec61987.nsf/PropertiesAllVersions/0112-2---61987%23ABH926,https://cdd.iec.ch/cdd/iec61987/iec61987.nsf/PropertiesAllVersions/0112-2---61987%23ABH927,https://cdd.iec.ch/cdd/iec61987/iec61987.nsf/PropertiesAllVersions/0112-2---61987%23ABH928,https://cdd.iec.ch/cdd/iec61987/iec61987.nsf/PropertiesAllVersions/0112-2---61987%23ABN599,https://cdd.iec.ch/cdd/iec61987/iec61987.nsf/PropertiesAllVersions/0112-2---61987%23ABN600,https://cdd.iec.ch/cdd/iec61987/iec61987.nsf/PropertiesAllVersions/0112-2---61987%23ABN601,https://cdd.iec.ch/cdd/iec61987/iec61987.nsf/PropertiesAllVersions/0112-2---61987%23ABN756 | 0112-2---61987#ABH926,0112-2---61987#ABH927,0112-2---61987#ABH928,0112-2---61987#ABN599,0112-2---61987#ABN600,0112-2---61987#ABN601,0112-2---61987#ABN756,0112-2---61987#ABH925
0112/2///61987#ABA873 | 002 | 01 | 0112/2///61987#ABA873#002 | Strain gauge element |  |  |  | force sensing element that converts an elastic deformation into an analog electrical signal |  |  |  |  | ITEM_CLASS | [9 empty] | Standard |  |  |  | 2018-03-28 | 2013-08-27 | 2016-05-24 | 2016-05-24 |  | SC65E – IEC 61987 | C00019 |  | 0112/2///61987#ABA871 | https://cdd.iec.ch/CDD/IEC61987/iec61987.nsf/Classes/0112-2---61987%23ABA873
0112/2///61987#ABA638 | 001 | 01 | 0112/2///61987#ABA638#001 | Separate transmitter |  |  |  | transmitter mounted at a location removed (locally or remotely) from an assembly containing the sensing element but connected to it by signal line | A head-mounted transmitter is a separate transmitter mounted in a connection head. |  |  |  | ITEM_CLASS | [9 empty] | Standard |  |  |  | 2018-03-28 | 2014-07-18 | 2016-05-24 | 2016-05-24 |  | SC65E – IEC 61987 | C00004 | 001-01 (2018-03-28 07:25:45 by BATCH 00000762) standard | 0112/2///61987#ABA880 | https://cdd.iec.ch/CDD/IEC61987/iec61987.nsf/Classes/0112-2---61987%23ABA638 | https://cdd.iec.ch/cdd/iec61987/iec61987.nsf/PropertiesAllVersions/0112-2---61987%23ABE645 | 0112-2---61987#ABE645
0112/2///61987#ABE040 | 004 | 01 | 0112/2///61987#ABE040#004 | Transmitter housing [3] |  |  |  | properties characterizing the mechanical and electronic design of an integral or remote transmitter |  |  |  |  | ITEM_CLASS | [5 empty] | 0112/2///61987#ABE023 - Structural design [positioner]0112/2///61987#ABE597 - Structural design [position transmitter]0112/2///61987#ABE600 - Structural design [limit switch]0112/2///61987#ABE617 - Structural design [I/P converter] |  |  |  | Standard |  |  |  | 2020-02-24 | 2017-12-07 | 2020-02-24 | 2020-02-24 |  | SC65E – IEC 61987 | C00091 |  | 0112/2///61987#ABV501 | https://cdd.iec.ch/CDD/IEC61987/iec61987.nsf/Classes/0112-2---61987%23ABE040 | https://cdd.iec.ch/cdd/iec61987/iec61987.nsf/PropertiesAllVersions/0112-2---61987%23ABB440,https://cdd.iec.ch/cdd/iec61987/iec61987.nsf/PropertiesAllVersions/0112-2---61987%23ABA156,https://cdd.iec.ch/cdd/iec61987/iec61987.nsf/PropertiesAllVersions/0112-2---61987%23ABA178,https://cdd.iec.ch/cdd/iec61987/iec61987.nsf/PropertiesAllVersions/0112-2---61987%23ABH454,https://cdd.iec.ch/cdd/iec61987/iec61987.nsf/PropertiesAllVersions/0112-2---61987%23ABA184,https://cdd.iec.ch/cdd/iec61987/iec61987.nsf/PropertiesAllVersions/0112-2---61987%23ABB502,https://cdd.iec.ch/cdd/iec61987/iec61987.nsf/PropertiesAllVersions/0112-2---61987%23ABB074,https://cdd.iec.ch/cdd/iec61987/iec61987.nsf/PropertiesAllVersions/0112-2---61987%23ABA157,https://cdd.iec.ch/cdd/iec61987/iec61987.nsf/PropertiesAllVersions/0112-2---61987%23ABB393,https://cdd.iec.ch/cdd/iec61987/iec61987.nsf/PropertiesAllVersions/0112-2---61987%23ABA952,https://cdd.iec.ch/cdd/iec61987/iec61987.nsf/PropertiesAllVersions/0112-2---61987%23ABA553,https://cdd.iec.ch/cdd/iec61987/iec61987.nsf/PropertiesAllVersions/0112-2---61987%23ABA640,https://cdd.iec.ch/cdd/iec61987/iec61987.nsf/PropertiesAllVersions/0112-2---61987%23ABA573,https://cdd.iec.ch/cdd/iec61987/iec61987.nsf/PropertiesAllVersions/0112-2---61987%23ABA574,https://cdd.iec.ch/cdd/iec61987/iec61987.nsf/PropertiesAllVersions/0112-2---61987%23ABA582,https://cdd.iec.ch/cdd/iec61987/iec61987.nsf/PropertiesAllVersions/0112-2---61987%23ABB932,https://cdd.iec.ch/cdd/iec61987/iec61987.nsf/PropertiesAllVersions/0112-2---61987%23ABA910,https://cdd.iec.ch/cdd/iec61987/iec61987.nsf/PropertiesAllVersions/0112-2---61987%23ABA158,https://cdd.iec.ch/cdd/iec61987/iec61987.nsf/PropertiesAllVersions/0112-2---61987%23ABA916,https://cdd.iec.ch/cdd/iec61987/iec61987.nsf/PropertiesAllVersions/0112-2---61987%23ABA917,https://cdd.iec.ch/cdd/iec61987/iec61987.nsf/PropertiesAllVersions/0112-2---61987%23ABB010,https://cdd.iec.ch/cdd/iec61987/iec61987.nsf/PropertiesAllVersions/0112-2---61987%23ABA558,https://cdd.iec.ch/cdd/iec61987/iec61987.nsf/PropertiesAllVersions/0112-2---61987%23ABA179,https://cdd.iec.ch/cdd/iec61987/iec61987.nsf/PropertiesAllVersions/0112-2---61987%23ABB386,https://cdd.iec.ch/cdd/iec61987/iec61987.nsf/PropertiesAllVersions/0112-2---61987%23ABA589,https://cdd.iec.ch/cdd/iec61987/iec61987.nsf/PropertiesAllVersions/0112-2---61987%23ABA193,https://cdd.iec.ch/cdd/iec61987/iec61987.nsf/PropertiesAllVersions/0112-2---61987%23ABB009,https://cdd.iec.ch/cdd/iec61987/iec61987.nsf/PropertiesAllVersions/0112-2---61987%23ABA614,https://cdd.iec.ch/cdd/iec61987/iec61987.nsf/PropertiesAllVersions/0112-2---61987%23ABH414,https://cdd.iec.ch/cdd/iec61987/iec61987.nsf/PropertiesAllVersions/0112-2---61987%23ABH455,https://cdd.iec.ch/cdd/iec61987/iec61987.nsf/PropertiesAllVersions/0112-2---61987%23ABA155,https://cdd.iec.ch/cdd/iec61987/iec61987.nsf/PropertiesAllVersions/0112-2---61987%23ABH397,https://cdd.iec.ch/cdd/iec61987/iec61987.nsf/PropertiesAllVersions/0112-2---61987%23ABH398,https://cdd.iec.ch/cdd/iec61987/iec61987.nsf/PropertiesAllVersions/0112-2---61987%23ABA559,https://cdd.iec.ch/cdd/iec61987/iec61987.nsf/PropertiesAllVersions/0112-2---61987%23ABD005,https://cdd.iec.ch/cdd/iec61987/iec61987.nsf/PropertiesAllVersions/0112-2---61987%23ABD006,https://cdd.iec.ch/cdd/iec61987/iec61987.nsf/PropertiesAllVersions/0112-2---61987%23ABB177,https://cdd.iec.ch/cdd/iec61987/iec61987.nsf/PropertiesAllVersions/0112-2---61987%23ABC803,https://cdd.iec.ch/cdd/iec61987/iec61987.nsf/PropertiesAllVersions/0112-2---61987%23ABC012,https://cdd.iec.ch/cdd/iec61987/iec61987.nsf/PropertiesAllVersions/0112-2---61987%23ABC861 | 0112-2---61987#ABB393,0112-2---61987#ABA574,0112-2---61987#ABA158,0112-2---61987#ABA917,0112-2---61987#ABA558,0112-2---61987#ABB009,0112-2---61987#ABA155,0112-2---61987#ABA916,0112-2---61987#ABC861,0112-2---61987#ABB440,0112-2---61987#ABH454,0112-2---61987#ABA910,0112-2---61987#ABH414,0112-2---61987#ABD005,0112-2---61987#ABD006,0112-2---61987#ABC803,0112-2---61987#ABA553,0112-2---61987#ABA640,0112-2---61987#ABB010,0112-2---61987#ABB386,0112-2---61987#ABA193,0112-2---61987#ABB177,0112-2---61987#ABA582,0112-2---61987#ABB932,0112-2---61987#ABA589,0112-2---61987#ABH397,0112-2---61987#ABH398,0112-2---61987#ABC012,0112-2---61987#ABA156,0112-2---61987#ABA184,0112-2---61987#ABB502,0112-2---61987#ABA179,0112-2---61987#ABA559,0112-2---61987#ABA178,0112-2---61987#ABB074,0112-2---61987#ABA157,0112-2---61987#ABA952,0112-2---61987#ABA573,0112-2---61987#ABA614,0112-2---61987#ABH455
0112/2///61987#ABE569 | 001 | 01 | 0112/2///61987#ABE569#001 | Input [14] |  |  |  | properties characterizing a measured variable, the size of which is to be acquired and indicated by the measurement as well as any auxiliary signal inputs |  |  |  |  | ITEM_CLASS | [5 empty] | 0112/2///61987#ABE631 - Device LOP for solenoid valve |  |  |  | Standard |  | IEC 61987 | IEC | 2018-03-28 | 2014-07-25 | 2018-03-20 | 2018-03-20 |  | SC65E – IEC 61987 | C00016 | 001-01 (2018-03-28 07:26:03 by BATCH 00000762) standard | 0112/2///61987#ABV501 | https://cdd.iec.ch/CDD/IEC61987/iec61987.nsf/Classes/0112-2---61987%23ABE569 | https://cdd.iec.ch/cdd/iec61987/iec61987.nsf/PropertiesAllVersions/0112-2---61987%23ABE479,https://cdd.iec.ch/cdd/iec61987/iec61987.nsf/PropertiesAllVersions/0112-2---61987%23ABE480,https://cdd.iec.ch/cdd/iec61987/iec61987.nsf/PropertiesAllVersions/0112-2---61987%23ABE484,https://cdd.iec.ch/cdd/iec61987/iec61987.nsf/PropertiesAllVersions/0112-2---61987%23ABE485,https://cdd.iec.ch/cdd/iec61987/iec61987.nsf/PropertiesAllVersions/0112-2---61987%23ABA340,https://cdd.iec.ch/cdd/iec61987/iec61987.nsf/PropertiesAllVersions/0112-2---61987%23ABE685 | 0112-2---61987#ABE480,0112-2---61987#ABE484,0112-2---61987#ABE485,0112-2---61987#ABA340,0112-2---61987#ABE685,0112-2---61987#ABE479
0112/2///61987#ABG443 | 001 | 01 | 0112/2///61987#ABG443#001 | Structural design [refractive index density transmitter] |  |  |  | properties characterizing the constructional details of a device |  |  |  |  | ITEM_CLASS | [5 empty] | 0112/2///61987#ABG398 - Mechanical and electrical construction [refractive index density transmitter] |  |  |  | Standard |  | IEC 61987 | IEC | 2018-03-28 | 2014-12-17 | 2018-03-20 | 2018-03-20 |  | SC65E – IEC 61987 | C00017 | 001-01 (2018-03-28 07:26:11 by BATCH 00000762) standard | 0112/2///61987#ABV501 | https://cdd.iec.ch/CDD/IEC61987/iec61987.nsf/Classes/0112-2---61987%23ABG443 | https://cdd.iec.ch/cdd/iec61987/iec61987.nsf/PropertiesAllVersions/0112-2---61987%23ABF848,https://cdd.iec.ch/cdd/iec61987/iec61987.nsf/PropertiesAllVersions/0112-2---61987%23ABD290,https://cdd.iec.ch/cdd/iec61987/iec61987.nsf/PropertiesAllVersions/0112-2---61987%23ABD284 | 0112-2---61987#ABF848,0112-2---61987#ABD290,0112-2---61987#ABD284
0112/2///61987#ABA823 | 002 | 01 | 0112/2///61987#ABA823#002 | Wave level transmitter |  |  |  | level transmitter that measures the level by detecting either a propagation time or a damping of a propagation phenomenon of waves |  |  |  |  | ITEM_CLASS |  |  |  |  | 0112/2///61987#ABF910 - reference to Operating LOP for level measuring equipment |  |  |  |  | Standard |  |  |  | 2018-03-28 | 2013-08-27 | 2016-05-24 | 2016-05-24 |  | SC65E – IEC 61987 | C00004 |  | 0112/2///61987#ABA803 | https://cdd.iec.ch/CDD/IEC61987/iec61987.nsf/Classes/0112-2---61987%23ABA823 |  | 0112-2---61987#ABF910
0112/2///61987#ABC428 | 002 | 01 | 0112/2///61987#ABC428#002 | Mechanical and electrical construction [(oval) gear flow transmitter/gauge] |  |  |  | properties characterizing the constructional details of the device and its parts |  |  | IEC 61987-1, 5.8 |  | ITEM_CLASS | [5 empty] | 0112/2///61987#ABA013 - Device LOP for (oval) gear flow transmitter/gauge |  |  |  | Standard |  |  |  | 2018-03-28 | 2013-08-27 | 2016-05-24 | 2016-05-24 |  | SC65E – IEC 61987 | C00004 |  | 0112/2///61987#ABV501 | https://cdd.iec.ch/CDD/IEC61987/iec61987.nsf/Classes/0112-2---61987%23ABC428 | https://cdd.iec.ch/cdd/iec61987/iec61987.nsf/PropertiesAllVersions/0112-2---61987%23ABD114,https://cdd.iec.ch/cdd/iec61987/iec61987.nsf/PropertiesAllVersions/0112-2---61987%23ABD235,https://cdd.iec.ch/cdd/iec61987/iec61987.nsf/PropertiesAllVersions/0112-2---61987%23ABB139,https://cdd.iec.ch/cdd/iec61987/iec61987.nsf/PropertiesAllVersions/0112-2---61987%23ABC862,https://cdd.iec.ch/cdd/iec61987/iec61987.nsf/PropertiesAllVersions/0112-2---61987%23ABC789 | 0112-2---61987#ABC862,0112-2---61987#ABC789,0112-2---61987#ABD114,0112-2---61987#ABD235,0112-2---61987#ABB139
0112/2///61987#ABD827 | 002 | 01 | 0112/2///61987#ABD827#002 | Limiting environmental conditions [2] |  |  |  | properties characterizing the extreme values which an influence quantity can assume without damaging the device |  |  |  |  | ITEM_CLASS | [5 empty] | 0112/2///61987#ABD867 - Environmental design ratings [2]0112/2///61987#ABE373 - Environmental design ratings [3] |  |  | false | Standard |  | IEC 61987 | IEC | 2022-12-09 | 2017-12-07 | 2022-12-09 | 2022-12-09 |  | IEC/SC 65E | C00112 |  | 0112/2///61987#ABV501 | https://cdd.iec.ch/CDD/IEC61987/iec61987.nsf/Classes/0112-2---61987%23ABD827 | https://cdd.iec.ch/cdd/iec61987/iec61987.nsf/PropertiesAllVersions/0112-2---61987%23ABA923,https://cdd.iec.ch/cdd/iec61987/iec61987.nsf/PropertiesAllVersions/0112-2---61987%23ABA922,https://cdd.iec.ch/cdd/iec61987/iec61987.nsf/PropertiesAllVersions/0112-2---61987%23ABA924,https://cdd.iec.ch/cdd/iec61987/iec61987.nsf/PropertiesAllVersions/0112-2---61987%23ABA925,https://cdd.iec.ch/cdd/iec61987/iec61987.nsf/PropertiesAllVersions/0112-2---61987%23ABA107,https://cdd.iec.ch/cdd/iec61987/iec61987.nsf/PropertiesAllVersions/0112-2---61987%23ABD396,https://cdd.iec.ch/cdd/iec61987/iec61987.nsf/PropertiesAllVersions/0112-2---61987%23ABD398,https://cdd.iec.ch/cdd/iec61987/iec61987.nsf/PropertiesAllVersions/0112-2---61987%23ABA572,https://cdd.iec.ch/cdd/iec61987/iec61987.nsf/PropertiesAllVersions/0112-2---61987%23ABA108,https://cdd.iec.ch/cdd/iec61987/iec61987.nsf/PropertiesAllVersions/0112-2---61987%23ABA963,https://cdd.iec.ch/cdd/iec61987/iec61987.nsf/PropertiesAllVersions/0112-2---61987%23ABA109 | 0112-2---61987#ABA923,0112-2---61987#ABA922,0112-2---61987#ABA924,0112-2---61987#ABA925,0112-2---61987#ABD396,0112-2---61987#ABD398,0112-2---61987#ABA963,0112-2---61987#ABA107,0112-2---61987#ABA572,0112-2---61987#ABA108,0112-2---61987#ABA109
0112/2///61987#ABD842 | 007 | 01 | 0112/2///61987#ABD842#007 | Deployment design conditions [3] |  |  |  | properties characterizing the deployment of the device in the pipe or vessel in order to obtain the specified performance |  |  |  |  | ITEM_CLASS | [5 empty] | 0112/2///61987#ABE328 - Installation design conditions [3] |  |  | false | Standard |  | IEC 61987 | IEC | 2022-12-09 | 2017-12-07 | 2022-12-09 | 2022-12-09 |  | IEC/SC 65E | C00112 |  | 0112/2///61987#ABV501 | https://cdd.iec.ch/CDD/IEC61987/iec61987.nsf/Classes/0112-2---61987%23ABD842 | https://cdd.iec.ch/cdd/iec61987/iec61987.nsf/PropertiesAllVersions/0112-2---61987%23ABA590,https://cdd.iec.ch/cdd/iec61987/iec61987.nsf/PropertiesAllVersions/0112-2---61987%23ABA088 | 0112-2---61987#ABA590,0112-2---61987#ABA088
0112/2///61987#ABH046 | 001 | 01 | 0112/2///61987#ABH046#001 | External cleaning in place conditions [1] |  |  |  | properties characterizing the external cleaning of the device |  |  |  |  | ITEM_CLASS | [5 empty] | 0112/2///61987#ABG357 - Environmental design ratings [6]0112/2///61987#ABG357 - Environmental design ratings [7] |  |  |  | Standard |  | IEC 61987 | IEC | 2018-03-28 | 2014-12-17 | 2016-05-24 | 2016-05-24 |  | SC65E – IEC 61987 | C00019 | 001-01 (2018-03-28 07:26:12 by BATCH 00000762) standard | 0112/2///61987#ABV501 | https://cdd.iec.ch/CDD/IEC61987/iec61987.nsf/Classes/0112-2---61987%23ABH046 | https://cdd.iec.ch/cdd/iec61987/iec61987.nsf/PropertiesAllVersions/0112-2---61987%23ABA928,https://cdd.iec.ch/cdd/iec61987/iec61987.nsf/PropertiesAllVersions/0112-2---61987%23ABA599,https://cdd.iec.ch/cdd/iec61987/iec61987.nsf/PropertiesAllVersions/0112-2---61987%23ABF797 | 0112-2---61987#ABF797,0112-2---61987#ABA928,0112-2---61987#ABA599
0112/2///61987#ABA763 | 003 | 01 | 0112/2///61987#ABA763#003 | Coriolis mass flow transmitter |  |  |  | mass flow transmitter that measures by the Coriolis principle and outputs a signal representative of a mass flow |  |  |  |  | ITEM_CLASS |  |  |  |  | 0112/2///61987#ABU125 - reference to Operating LOP for flow measuring equipment |  |  |  |  | Standard |  |  |  | 2018-03-28 | 2013-08-27 | 2016-05-24 | 2016-05-24 |  | SC65E – IEC 61987 | C00004 |  | 0112/2///61987#ABA762 | https://cdd.iec.ch/CDD/IEC61987/iec61987.nsf/Classes/0112-2---61987%23ABA763 | https://cdd.iec.ch/cdd/iec61987/iec61987.nsf/PropertiesAllVersions/0112-2---61987%23ABU165 | 0112-2---61987#ABU165
0112/2///61987#ABO042 | 001 | 01 | 0112/2///61987#ABO042#001 | Analog input/output module |  |  |  | input/output module for analog signals |  |  |  |  | ITEM_CLASS |  |  |  |  | 0112/2///61987#ABP230 - reference to Device LOP for I/O modules0112/2///61987#ABP285 - reference to Operating LOP for infrastructure devices |  |  |  | true | Standard |  | IEC 61987-31 | IEC | 2022-10-26 | 2022-10-26 | 2022-10-26 | 2022-10-26 |  | IEC/SC 65E | C00127 | 001-01 (2022-10-26 07:15:16 by BATCH 00000802) standard | 0112/2///61987#ABO041 | https://cdd.iec.ch/CDD/IEC61987/iec61987.nsf/Classes/0112-2---61987%23ABO042
0112/2///61987#ABO084 | 001 | 01 | 0112/2///61987#ABO084#001 | Paperless recorder | Display recorder, Graphic recorder, Chartless recorder |  |  | electrical recorder that uses an electronic display as its recording medium |  |  |  |  | ITEM_CLASS |  |  |  |  | 0112/2///61987#ABP285 - reference to Operating LOP for infrastructure devices |  |  |  | true | Standard |  | IEC 61987-31 | IEC | 2022-10-26 | 2022-10-26 | 2022-10-26 | 2022-10-26 |  | IEC/SC 65E | C00127 | 001-01 (2022-10-26 07:15:17 by BATCH 00000802) standard | 0112/2///61987#ABO078 | https://cdd.iec.ch/CDD/IEC61987/iec61987.nsf/Classes/0112-2---61987%23ABO084
0112/2///61987#ABC060 | 001 | 02 | 0112/2///61987#ABC060#001 | Absolute performance for flow velocity |  |  |  | properties characterizing the accuracy of a flow velocity measurement, expressed in engineering units |  | 15 ABC060.15 |  |  | ITEM_CLASS | [5 empty] | - 0112/2///61987#ABC671 - Type of performance variable [1]0112/2///61987#ABC672 - Type of performance variable [2]0112/2///61987#ABC673 - Type of performance variable [3]0112/2///61987#ABG289 - Type of performance variable [23] |  |  |  | Standard |  |  |  | 2018-03-28 | 2013-08-27 | 2013-08-27 | 2014-06-18 |  | SC65E – IEC 61987 | C00004 |  | 0112/2///61987#ABV501 | https://cdd.iec.ch/CDD/IEC61987/iec61987.nsf/Classes/0112-2---61987%23ABC060 | https://cdd.iec.ch/cdd/iec61987/iec61987.nsf/PropertiesAllVersions/0112-2---61987%23ABB759,https://cdd.iec.ch/cdd/iec61987/iec61987.nsf/PropertiesAllVersions/0112-2---61987%23ABD535,https://cdd.iec.ch/cdd/iec61987/iec61987.nsf/PropertiesAllVersions/0112-2---61987%23ABB760,https://cdd.iec.ch/cdd/iec61987/iec61987.nsf/PropertiesAllVersions/0112-2---61987%23ABB761,https://cdd.iec.ch/cdd/iec61987/iec61987.nsf/PropertiesAllVersions/0112-2---61987%23ABB762,https://cdd.iec.ch/cdd/iec61987/iec61987.nsf/PropertiesAllVersions/0112-2---61987%23ABB763,https://cdd.iec.ch/cdd/iec61987/iec61987.nsf/PropertiesAllVersions/0112-2---61987%23ABB764,https://cdd.iec.ch/cdd/iec61987/iec61987.nsf/PropertiesAllVersions/0112-2---61987%23ABC702,https://cdd.iec.ch/cdd/iec61987/iec61987.nsf/PropertiesAllVersions/0112-2---61987%23ABB519,https://cdd.iec.ch/cdd/iec61987/iec61987.nsf/PropertiesAllVersions/0112-2---61987%23ABB774,https://cdd.iec.ch/cdd/iec61987/iec61987.nsf/PropertiesAllVersions/0112-2---61987%23ABB775,https://cdd.iec.ch/cdd/iec61987/iec61987.nsf/PropertiesAllVersions/0112-2---61987%23ABB776,https://cdd.iec.ch/cdd/iec61987/iec61987.nsf/PropertiesAllVersions/0112-2---61987%23ABC910,https://cdd.iec.ch/cdd/iec61987/iec61987.nsf/PropertiesAllVersions/0112-2---61987%23ABC840,https://cdd.iec.ch/cdd/iec61987/iec61987.nsf/PropertiesAllVersions/0112-2---61987%23ABC954 | 0112-2---61987#ABD535,0112-2---61987#ABB762,0112-2---61987#ABB774,0112-2---61987#ABB775,0112-2---61987#ABC910,0112-2---61987#ABB760,0112-2---61987#ABB763,0112-2---61987#ABB764,0112-2---61987#ABC702,0112-2---61987#ABC840,0112-2---61987#ABC954,0112-2---61987#ABB759,0112-2---61987#ABB761,0112-2---61987#ABB519,0112-2---61987#ABB776
0112/2///61987#ABH699 | 001 | 01 | 0112/2///61987#ABH699#001 | Linearization point |  |  |  | properties characterizing the linearization point |  |  |  |  | ITEM_CLASS | [5 empty] | 0112/2///61987#ABH697 - Linearization table |  |  |  | Standard |  |  |  | 2019-03-08 | 2017-12-07 | 2019-03-08 | 2019-03-08 |  | SC65E – IEC 61987 | C00018 | 001-01 (2019-03-08 15:35:12 by BATCH 00000766) standard | 0112/2///61987#ABV501 | https://cdd.iec.ch/CDD/IEC61987/iec61987.nsf/Classes/0112-2---61987%23ABH699 | https://cdd.iec.ch/cdd/iec61987/iec61987.nsf/PropertiesAllVersions/0112-2---61987%23ABH700,https://cdd.iec.ch/cdd/iec61987/iec61987.nsf/PropertiesAllVersions/0112-2---61987%23ABH701,https://cdd.iec.ch/cdd/iec61987/iec61987.nsf/PropertiesAllVersions/0112-2---61987%23ABA968 | 0112-2---61987#ABH700,0112-2---61987#ABH701,0112-2---61987#ABA968
0112/2///61987#ABI739 | 001 | 01 | 0112/2///61987#ABI739#001 | READBACK |  |  |  | parameter with properties characterizing the readback value from a downstream function or technology block |  |  |  |  | ITEM_CLASS | [5 empty] | 0112/2///61987#ABH885 - Control function block0112/2///61987#ABH888 - Analog output function block0112/2///61987#ABH904 - Calculation function block |  |  |  | Standard |  |  |  | 2019-03-08 | 2017-12-07 | 2019-03-08 | 2019-03-08 |  | SC65E – IEC 61987 | C00018 | 001-01 (2019-03-08 15:35:13 by BATCH 00000766) standard | 0112/2///61987#ABV501 | https://cdd.iec.ch/CDD/IEC61987/iec61987.nsf/Classes/0112-2---61987%23ABI739 | https://cdd.iec.ch/cdd/iec61987/iec61987.nsf/PropertiesAllVersions/0112-2---61987%23ABJ683,https://cdd.iec.ch/cdd/iec61987/iec61987.nsf/PropertiesAllVersions/0112-2---61987%23ABJ632 | 0112-2---61987#ABJ683,0112-2---61987#ABJ632
0112/2///61987#ABO086 | 001 | 01 | 0112/2///61987#ABO086#001 | Pneumatic recorder |  |  |  | recorder that records the values of one or more pneumatic inputs |  |  |  |  | ITEM_CLASS |  |  |  |  | 0112/2///61987#ABP285 - reference to Operating LOP for infrastructure devices |  |  |  | false | Standard |  | IEC 61987-31 | IEC | 2022-10-26 | 2022-10-26 | 2022-10-26 | 2022-10-26 |  | IEC/SC 65E | C00127 | 001-01 (2022-10-26 07:15:17 by BATCH 00000802) standard | 0112/2///61987#ABO077 | https://cdd.iec.ch/CDD/IEC61987/iec61987.nsf/Classes/0112-2---61987%23ABO086
0112/2///61987#ABH691 | 001 | 01 | 0112/2///61987#ABH691#001 | Low flow cut-off |  |  |  | properties characterizing the low flow cut-off |  |  |  |  | ITEM_CLASS | [5 empty] | 0112/2///61987#ABH531 - Output signal processing variable |  |  |  | Standard |  |  |  | 2019-03-08 | 2017-12-07 | 2019-03-08 | 2019-03-08 |  | SC65E – IEC 61987 | C00018 | 001-01 (2019-03-08 15:35:12 by BATCH 00000766) standard | 0112/2///61987#ABV501 | https://cdd.iec.ch/CDD/IEC61987/iec61987.nsf/Classes/0112-2---61987%23ABH691 | https://cdd.iec.ch/cdd/iec61987/iec61987.nsf/PropertiesAllVersions/0112-2---61987%23ABH692,https://cdd.iec.ch/cdd/iec61987/iec61987.nsf/PropertiesAllVersions/0112-2---61987%23ABH693,https://cdd.iec.ch/cdd/iec61987/iec61987.nsf/PropertiesAllVersions/0112-2---61987%23ABH694,https://cdd.iec.ch/cdd/iec61987/iec61987.nsf/PropertiesAllVersions/0112-2---61987%23ABH695,https://cdd.iec.ch/cdd/iec61987/iec61987.nsf/PropertiesAllVersions/0112-2---61987%23ABH696,https://cdd.iec.ch/cdd/iec61987/iec61987.nsf/PropertiesAllVersions/0112-2---61987%23ABJ724 | 0112-2---61987#ABH692,0112-2---61987#ABH693,0112-2---61987#ABH694,0112-2---61987#ABH695,0112-2---61987#ABH696,0112-2---61987#ABJ724
0112/2///61987#ABP070 | 001 | 01 | 0112/2///61987#ABP070#001 | RTD input [I/O module] |  |  |  | properties characterizing a RTD input for an I/O module |  |  |  |  | ITEM_CLASS | [5 empty] | 0112/2///61987#ABP044 - Input [I/O module] |  |  | false | Standard |  | IEC 61987 | IEC | 2023-01-23 | 2023-01-23 | 2023-01-23 | 2023-01-23 |  | IEC/SC 65E | C00128 | 001-01 (2023-01-23 14:53:33 by BATCH 00000807) standard | 0112/2///61987#ABV501 | https://cdd.iec.ch/CDD/IEC61987/iec61987.nsf/Classes/0112-2---61987%23ABP070 | https://cdd.iec.ch/cdd/iec61987/iec61987.nsf/PropertiesAllVersions/0112-2---61987%23ABB088,https://cdd.iec.ch/cdd/iec61987/iec61987.nsf/PropertiesAllVersions/0112-2---61987%23ABB203,https://cdd.iec.ch/cdd/iec61987/iec61987.nsf/PropertiesAllVersions/0112-2---61987%23ABA409,https://cdd.iec.ch/cdd/iec61987/iec61987.nsf/PropertiesAllVersions/0112-2---61987%23ABB091,https://cdd.iec.ch/cdd/iec61987/iec61987.nsf/PropertiesAllVersions/0112-2---61987%23ABB171,https://cdd.iec.ch/cdd/iec61987/iec61987.nsf/PropertiesAllVersions/0112-2---61987%23ABB172,https://cdd.iec.ch/cdd/iec61987/iec61987.nsf/PropertiesAllVersions/0112-2---61987%23ABA930,https://cdd.iec.ch/cdd/iec61987/iec61987.nsf/PropertiesAllVersions/0112-2---61987%23ABA931,https://cdd.iec.ch/cdd/iec61987/iec61987.nsf/PropertiesAllVersions/0112-2---61987%23ABB089,https://cdd.iec.ch/cdd/iec61987/iec61987.nsf/PropertiesAllVersions/0112-2---61987%23ABB090,https://cdd.iec.ch/cdd/iec61987/iec61987.nsf/PropertiesAllVersions/0112-2---61987%23ABP175,https://cdd.iec.ch/cdd/iec61987/iec61987.nsf/PropertiesAllVersions/0112-2---61987%23ABP166,https://cdd.iec.ch/cdd/iec61987/iec61987.nsf/PropertiesAllVersions/0112-2---61987%23ABP121,https://cdd.iec.ch/cdd/iec61987/iec61987.nsf/PropertiesAllVersions/0112-2---61987%23ABB260,https://cdd.iec.ch/cdd/iec61987/iec61987.nsf/PropertiesAllVersions/0112-2---61987%23ABP221,https://cdd.iec.ch/cdd/iec61987/iec61987.nsf/PropertiesAllVersions/0112-2---61987%23ABC843,https://cdd.iec.ch/cdd/iec61987/iec61987.nsf/PropertiesAllVersions/0112-2---61987%23ABB103,https://cdd.iec.ch/cdd/iec61987/iec61987.nsf/PropertiesAllVersions/0112-2---61987%23ABC850,https://cdd.iec.ch/cdd/iec61987/iec61987.nsf/PropertiesAllVersions/0112-2---61987%23ABA401,https://cdd.iec.ch/cdd/iec61987/iec61987.nsf/PropertiesAllVersions/0112-2---61987%23ABC778 | 0112-2---61987#ABB088,0112-2---61987#ABB091,0112-2---61987#ABA930,0112-2---61987#ABB203,0112-2---61987#ABP175,0112-2---61987#ABP166,0112-2---61987#ABP121,0112-2---61987#ABC778,0112-2---61987#ABA401,0112-2---61987#ABB172,0112-2---61987#ABA931,0112-2---61987#ABB089,0112-2---61987#ABB090,0112-2---61987#ABB103,0112-2---61987#ABC850,0112-2---61987#ABA409,0112-2---61987#ABB171,0112-2---61987#ABB260,0112-2---61987#ABP221,0112-2---61987#ABC843
0112/2///61987#ABO059 | 001 | 01 | 0112/2///61987#ABO059#001 | Segment coupler |  |  |  | network component that connects network segments with different physical layer but is transparent to the communication protocol | In OSI conforming communication networks, a segment coupler operates at the data link layer (= layer 2) and connects segments with different physical layer (= layer 1). May additionally supply power to network devices on a single segment in e.g. manchester bus powered (MBP) fieldbus applications. |  |  |  | ITEM_CLASS |  |  |  |  | 0112/2///61987#ABP285 - reference to Operating LOP for infrastructure devices |  |  |  | true | Standard |  | IEC 61987-31 | IEC | 2022-10-26 | 2022-10-26 | 2022-10-26 | 2022-10-26 |  | IEC/SC 65E | C00127 | 001-01 (2022-10-26 07:15:17 by BATCH 00000802) standard | 0112/2///61987#ABO045 | https://cdd.iec.ch/CDD/IEC61987/iec61987.nsf/Classes/0112-2---61987%23ABO059
0112/2///61987#ABF862 | 001 | 01 | 0112/2///61987#ABF862#001 | Device LOP for vibrating fork/rod density transmitter |  |  |  | list of properties characterizing a vibrating fork/rod density transmitter |  |  |  |  | ITEM_CLASS | [5 empty] | 0112/2///61987#ABA759 - Vibrating fork/rod density transmitter |  |  |  | Standard |  | IEC 61987 | IEC | 2018-03-28 | 2014-12-17 | 2018-03-20 | 2018-03-20 |  | SC65E – IEC 61987 | C00017 | 001-01 (2018-03-28 07:26:06 by BATCH 00000762) standard | 0112/2///61987#ABV504 | https://cdd.iec.ch/CDD/IEC61987/iec61987.nsf/Classes/0112-2---61987%23ABF862 | https://cdd.iec.ch/cdd/iec61987/iec61987.nsf/PropertiesAllVersions/0112-2---61987%23ABC899,https://cdd.iec.ch/cdd/iec61987/iec61987.nsf/PropertiesAllVersions/0112-2---61987%23ABC730,https://cdd.iec.ch/cdd/iec61987/iec61987.nsf/PropertiesAllVersions/0112-2---61987%23ABU646,https://cdd.iec.ch/cdd/iec61987/iec61987.nsf/PropertiesAllVersions/0112-2---61987%23ABG498,https://cdd.iec.ch/cdd/iec61987/iec61987.nsf/PropertiesAllVersions/0112-2---61987%23ABB206,https://cdd.iec.ch/cdd/iec61987/iec61987.nsf/PropertiesAllVersions/0112-2---61987%23ABG698,https://cdd.iec.ch/cdd/iec61987/iec61987.nsf/PropertiesAllVersions/0112-2---61987%23ABC830,https://cdd.iec.ch/cdd/iec61987/iec61987.nsf/PropertiesAllVersions/0112-2---61987%23ABG792,https://cdd.iec.ch/cdd/iec61987/iec61987.nsf/PropertiesAllVersions/0112-2---61987%23ABG882,https://cdd.iec.ch/cdd/iec61987/iec61987.nsf/PropertiesAllVersions/0112-2---61987%23ABG961,https://cdd.iec.ch/cdd/iec61987/iec61987.nsf/PropertiesAllVersions/0112-2---61987%23ABD088,https://cdd.iec.ch/cdd/iec61987/iec61987.nsf/PropertiesAllVersions/0112-2---61987%23ABD153,https://cdd.iec.ch/cdd/iec61987/iec61987.nsf/PropertiesAllVersions/0112-2---61987%23ABC786,https://cdd.iec.ch/cdd/iec61987/iec61987.nsf/PropertiesAllVersions/0112-2---61987%23ABC795,https://cdd.iec.ch/cdd/iec61987/iec61987.nsf/PropertiesAllVersions/0112-2---61987%23ABA293,https://cdd.iec.ch/cdd/iec61987/iec61987.nsf/PropertiesAllVersions/0112-2---61987%23ABC710 | 0112-2---61987#ABD088,0112-2---61987#ABC786,0112-2---61987#ABC899,0112-2---61987#ABD153,0112-2---61987#ABC730,0112-2---61987#ABB206,0112-2---61987#ABC830,0112-2---61987#ABG882,0112-2---61987#ABG961,0112-2---61987#ABA293,0112-2---61987#ABC710,0112-2---61987#ABU646,0112-2---61987#ABG498,0112-2---61987#ABG698,0112-2---61987#ABG792,0112-2---61987#ABC795
0112/2///61987#ABF024 | 001 | 01 | 0112/2///61987#ABF024#001 | Structural design of a stilling well |  |  |  | properties characterizing the constructional details of a stilling well |  |  |  |  | ITEM_CLASS | [5 empty] | 0112/2///61987#ABG419 - Structural design [servo level transmitter ]0112/2///61987#ABG429 - Structural design [stilling well] |  |  |  | Standard |  | IEC 61987 | IEC | 2018-03-28 | 2014-12-17 | 2018-03-20 | 2018-03-20 |  | SC65E – IEC 61987 | C00018 | 001-01 (2018-03-28 07:26:05 by BATCH 00000762) standard | 0112/2///61987#ABV501 | https://cdd.iec.ch/CDD/IEC61987/iec61987.nsf/Classes/0112-2---61987%23ABF024 | https://cdd.iec.ch/cdd/iec61987/iec61987.nsf/PropertiesAllVersions/0112-2---61987%23ABU164,https://cdd.iec.ch/cdd/iec61987/iec61987.nsf/PropertiesAllVersions/0112-2---61987%23ABA576,https://cdd.iec.ch/cdd/iec61987/iec61987.nsf/PropertiesAllVersions/0112-2---61987%23ABA591,https://cdd.iec.ch/cdd/iec61987/iec61987.nsf/PropertiesAllVersions/0112-2---61987%23ABF695,https://cdd.iec.ch/cdd/iec61987/iec61987.nsf/PropertiesAllVersions/0112-2---61987%23ABE884,https://cdd.iec.ch/cdd/iec61987/iec61987.nsf/PropertiesAllVersions/0112-2---61987%23ABA910 | 0112-2---61987#ABA591,0112-2---61987#ABF695,0112-2---61987#ABE884,0112-2---61987#ABA910,0112-2---61987#ABU164,0112-2---61987#ABA576
0112/2///61987#ABH467 | 001 | 01 | 0112/2///61987#ABH467#001 | Fire resistance |  |  |  | properties characterizing means to enhance resistance against fire |  |  |  |  | ITEM_CLASS | [5 empty] | 0112/2///61987#ABF343 - Structural design of a nuclear level transmitter/switch0112/2///61987#ABF634 - Structural design of a radiometric density transmitter |  |  |  | Standard |  |  |  | 2018-03-28 | 2018-03-28 | 2018-03-28 | 2018-03-28 |  | SC65E – IEC 61987 | C00018 | 001-01 (2018-03-28 07:26:12 by BATCH 00000762) standard | 0112/2///61987#ABV501 | https://cdd.iec.ch/CDD/IEC61987/iec61987.nsf/Classes/0112-2---61987%23ABH467 | https://cdd.iec.ch/cdd/iec61987/iec61987.nsf/PropertiesAllVersions/0112-2---61987%23ABH468,https://cdd.iec.ch/cdd/iec61987/iec61987.nsf/PropertiesAllVersions/0112-2---61987%23ABA927,https://cdd.iec.ch/cdd/iec61987/iec61987.nsf/PropertiesAllVersions/0112-2---61987%23ABH470,https://cdd.iec.ch/cdd/iec61987/iec61987.nsf/PropertiesAllVersions/0112-2---61987%23ABH469 | 0112-2---61987#ABH468,0112-2---61987#ABA927,0112-2---61987#ABH470,0112-2---61987#ABH469
0112/2///61987#ABH651 | 001 | 01 | 0112/2///61987#ABH651#001 | Output values of concentration |  |  |  | properties characterizing the readings of concentration output signals |  |  |  |  | ITEM_CLASS | [5 empty] | 0112/2///61987#ABH633 - Calibration point of concentration |  |  |  | Standard |  |  |  | 2019-03-08 | 2017-12-07 | 2019-03-08 | 2019-03-08 |  | SC65E – IEC 61987 | C00018 | 001-01 (2019-03-08 15:35:12 by BATCH 00000766) standard | 0112/2///61987#ABV501 | https://cdd.iec.ch/CDD/IEC61987/iec61987.nsf/Classes/0112-2---61987%23ABH651 | https://cdd.iec.ch/cdd/iec61987/iec61987.nsf/PropertiesAllVersions/0112-2---61987%23ABH566,https://cdd.iec.ch/cdd/iec61987/iec61987.nsf/PropertiesAllVersions/0112-2---61987%23ABH567,https://cdd.iec.ch/cdd/iec61987/iec61987.nsf/PropertiesAllVersions/0112-2---61987%23ABH568,https://cdd.iec.ch/cdd/iec61987/iec61987.nsf/PropertiesAllVersions/0112-2---61987%23ABH577,https://cdd.iec.ch/cdd/iec61987/iec61987.nsf/PropertiesAllVersions/0112-2---61987%23ABH578 | 0112-2---61987#ABH568,0112-2---61987#ABH577,0112-2---61987#ABH578,0112-2---61987#ABH566,0112-2---61987#ABH567
0112/2///61987#ABP005 | 001 | 01 | 0112/2///61987#ABP005#001 | Absolute performance for apparent power [I/O module] |  |  |  | properties characterizing the accuracy of an apparent power measurement of an I/O module, expressed in engineering units |  |  |  |  | ITEM_CLASS | [5 empty] | 0112/2///61987#ABP057 - Performance variable [input module] |  |  | false | Standard |  | IEC 61987 | IEC | 2023-01-23 | 2023-01-23 | 2023-01-23 | 2023-01-23 |  | IEC/SC 65E | C00128 | 001-01 (2023-01-23 14:53:33 by BATCH 00000807) standard | 0112/2///61987#ABV501 | https://cdd.iec.ch/CDD/IEC61987/iec61987.nsf/Classes/0112-2---61987%23ABP005 | https://cdd.iec.ch/cdd/iec61987/iec61987.nsf/PropertiesAllVersions/0112-2---61987%23ABP092,https://cdd.iec.ch/cdd/iec61987/iec61987.nsf/PropertiesAllVersions/0112-2---61987%23ABD535,https://cdd.iec.ch/cdd/iec61987/iec61987.nsf/PropertiesAllVersions/0112-2---61987%23ABP144,https://cdd.iec.ch/cdd/iec61987/iec61987.nsf/PropertiesAllVersions/0112-2---61987%23ABP109,https://cdd.iec.ch/cdd/iec61987/iec61987.nsf/PropertiesAllVersions/0112-2---61987%23ABP183,https://cdd.iec.ch/cdd/iec61987/iec61987.nsf/PropertiesAllVersions/0112-2---61987%23ABP158,https://cdd.iec.ch/cdd/iec61987/iec61987.nsf/PropertiesAllVersions/0112-2---61987%23ABB519,https://cdd.iec.ch/cdd/iec61987/iec61987.nsf/PropertiesAllVersions/0112-2---61987%23ABB774,https://cdd.iec.ch/cdd/iec61987/iec61987.nsf/PropertiesAllVersions/0112-2---61987%23ABP240,https://cdd.iec.ch/cdd/iec61987/iec61987.nsf/PropertiesAllVersions/0112-2---61987%23ABC840 | 0112-2---61987#ABP092,0112-2---61987#ABP240,0112-2---61987#ABB774,0112-2---61987#ABC840,0112-2---61987#ABD535,0112-2---61987#ABP144,0112-2---61987#ABP109,0112-2---61987#ABP183,0112-2---61987#ABP158,0112-2---61987#ABB519
0112/2///61987#ABO067 | 001 | 01 | 0112/2///61987#ABO067#001 | Intrinsic safety device | Intrinsic safety barrier |  |  | protection device that limits current and voltage supplied to devices operating in a hazardous area in order to satisfy intrinsic safety requirements |  |  | IEC 61158-2, ed. 6.0 (2014-07), 3.12.4 (mod) |  | ITEM_CLASS |  |  |  |  | 0112/2///61987#ABP285 - reference to Operating LOP for infrastructure devices |  |  |  | false | Standard |  | IEC 61987-31 | IEC | 2022-10-26 | 2022-10-26 | 2022-10-26 | 2022-10-26 |  | IEC/SC 65E | C00127 | 001-01 (2022-10-26 07:15:17 by BATCH 00000802) standard | 0112/2///61987#ABO066 | https://cdd.iec.ch/CDD/IEC61987/iec61987.nsf/Classes/0112-2---61987%23ABO067
0112/2///61987#ABE567 | 001 | 01 | 0112/2///61987#ABE567#001 | Measuring range for travel |  |  |  | properties characterizing a travel range |  |  |  |  | ITEM_CLASS | [5 empty] | 0112/2///61987#ABE566 - Travel measurement |  |  |  | Standard |  | IEC 61987 | IEC | 2018-03-28 | 2017-09-22 | 2017-09-22 | 2017-09-22 |  | SC65E – IEC 61987 | C00016 | 001-01 (2018-03-28 07:26:03 by BATCH 00000762) standard | 0112/2///61987#ABV501 | https://cdd.iec.ch/CDD/IEC61987/iec61987.nsf/Classes/0112-2---61987%23ABE567 | https://cdd.iec.ch/cdd/iec61987/iec61987.nsf/PropertiesAllVersions/0112-2---61987%23ABE471,https://cdd.iec.ch/cdd/iec61987/iec61987.nsf/PropertiesAllVersions/0112-2---61987%23ABE472,https://cdd.iec.ch/cdd/iec61987/iec61987.nsf/PropertiesAllVersions/0112-2---61987%23ABE473,https://cdd.iec.ch/cdd/iec61987/iec61987.nsf/PropertiesAllVersions/0112-2---61987%23ABE474,https://cdd.iec.ch/cdd/iec61987/iec61987.nsf/PropertiesAllVersions/0112-2---61987%23ABE475,https://cdd.iec.ch/cdd/iec61987/iec61987.nsf/PropertiesAllVersions/0112-2---61987%23ABE476,https://cdd.iec.ch/cdd/iec61987/iec61987.nsf/PropertiesAllVersions/0112-2---61987%23ABA967 | 0112-2---61987#ABA967,0112-2---61987#ABE471,0112-2---61987#ABE472,0112-2---61987#ABE473,0112-2---61987#ABE474,0112-2---61987#ABE475,0112-2---61987#ABE476
0112/2///61987#ABE338 | 001 | 01 | 0112/2///61987#ABE338#001 | Panel-mounted flow transmitter |  |  |  | separate flow transmitter designed for mounting in a control panel |  |  |  |  | ITEM_CLASS |  |  |  |  | 0112/2///61987#ABE645 - reference to Generic OLOP for system components0112/2///61987#ABU345 - reference to Device LOP for remote/separate transmitter |  |  |  |  | Standard |  |  |  | 2018-03-28 |  | 2016-05-24 | 2016-05-24 |  | SC65E – IEC 61987 | C00004 | 001-01 (2018-03-28 07:26:02 by BATCH 00000762) standard | 0112/2///61987#ABA882 | https://cdd.iec.ch/CDD/IEC61987/iec61987.nsf/Classes/0112-2---61987%23ABE338 |  | 0112-2---61987#ABU345
0112/2///61987#ABC451 | 002 | 01 | 0112/2///61987#ABC451#002 | Normal process conditions [1] |  |  |  | properties characterizing the range of process conditions within which a device is designed to operate within specified performance limits |  |  |  |  | ITEM_CLASS | [5 empty] | 0112/2///61987#ABC541 - Process design ratings [1] |  |  |  | Standard |  |  |  | 2018-03-28 | 2013-08-27 | 2016-05-24 | 2016-05-24 |  | SC65E – IEC 61987 | C00018 |  | 0112/2///61987#ABV501 | https://cdd.iec.ch/CDD/IEC61987/iec61987.nsf/Classes/0112-2---61987%23ABC451 | https://cdd.iec.ch/cdd/iec61987/iec61987.nsf/PropertiesAllVersions/0112-2---61987%23ABH446,https://cdd.iec.ch/cdd/iec61987/iec61987.nsf/PropertiesAllVersions/0112-2---61987%23ABA954,https://cdd.iec.ch/cdd/iec61987/iec61987.nsf/PropertiesAllVersions/0112-2---61987%23ABB184,https://cdd.iec.ch/cdd/iec61987/iec61987.nsf/PropertiesAllVersions/0112-2---61987%23ABA955,https://cdd.iec.ch/cdd/iec61987/iec61987.nsf/PropertiesAllVersions/0112-2---61987%23ABB185,https://cdd.iec.ch/cdd/iec61987/iec61987.nsf/PropertiesAllVersions/0112-2---61987%23ABB997,https://cdd.iec.ch/cdd/iec61987/iec61987.nsf/PropertiesAllVersions/0112-2---61987%23ABB998,https://cdd.iec.ch/cdd/iec61987/iec61987.nsf/PropertiesAllVersions/0112-2---61987%23ABD425,https://cdd.iec.ch/cdd/iec61987/iec61987.nsf/PropertiesAllVersions/0112-2---61987%23ABA918,https://cdd.iec.ch/cdd/iec61987/iec61987.nsf/PropertiesAllVersions/0112-2---61987%23ABA919,https://cdd.iec.ch/cdd/iec61987/iec61987.nsf/PropertiesAllVersions/0112-2---61987%23ABA598,https://cdd.iec.ch/cdd/iec61987/iec61987.nsf/PropertiesAllVersions/0112-2---61987%23ABB055,https://cdd.iec.ch/cdd/iec61987/iec61987.nsf/PropertiesAllVersions/0112-2---61987%23ABB056,https://cdd.iec.ch/cdd/iec61987/iec61987.nsf/PropertiesAllVersions/0112-2---61987%23ABA110,https://cdd.iec.ch/cdd/iec61987/iec61987.nsf/PropertiesAllVersions/0112-2---61987%23ABA111,https://cdd.iec.ch/cdd/iec61987/iec61987.nsf/PropertiesAllVersions/0112-2---61987%23ABA112,https://cdd.iec.ch/cdd/iec61987/iec61987.nsf/PropertiesAllVersions/0112-2---61987%23ABA114,https://cdd.iec.ch/cdd/iec61987/iec61987.nsf/PropertiesAllVersions/0112-2---61987%23ABB057,https://cdd.iec.ch/cdd/iec61987/iec61987.nsf/PropertiesAllVersions/0112-2---61987%23ABB058,https://cdd.iec.ch/cdd/iec61987/iec61987.nsf/PropertiesAllVersions/0112-2---61987%23ABD422,https://cdd.iec.ch/cdd/iec61987/iec61987.nsf/PropertiesAllVersions/0112-2---61987%23ABD428,https://cdd.iec.ch/cdd/iec61987/iec61987.nsf/PropertiesAllVersions/0112-2---61987%23ABB027,https://cdd.iec.ch/cdd/iec61987/iec61987.nsf/PropertiesAllVersions/0112-2---61987%23ABB233,https://cdd.iec.ch/cdd/iec61987/iec61987.nsf/PropertiesAllVersions/0112-2---61987%23ABB035,https://cdd.iec.ch/cdd/iec61987/iec61987.nsf/PropertiesAllVersions/0112-2---61987%23ABB259,https://cdd.iec.ch/cdd/iec61987/iec61987.nsf/PropertiesAllVersions/0112-2---61987%23ABB231,https://cdd.iec.ch/cdd/iec61987/iec61987.nsf/PropertiesAllVersions/0112-2---61987%23ABB232,https://cdd.iec.ch/cdd/iec61987/iec61987.nsf/PropertiesAllVersions/0112-2---61987%23ABD439,https://cdd.iec.ch/cdd/iec61987/iec61987.nsf/PropertiesAllVersions/0112-2---61987%23ABD440,https://cdd.iec.ch/cdd/iec61987/iec61987.nsf/PropertiesAllVersions/0112-2---61987%23ABB433,https://cdd.iec.ch/cdd/iec61987/iec61987.nsf/PropertiesAllVersions/0112-2---61987%23ABB059,https://cdd.iec.ch/cdd/iec61987/iec61987.nsf/PropertiesAllVersions/0112-2---61987%23ABB434,https://cdd.iec.ch/cdd/iec61987/iec61987.nsf/PropertiesAllVersions/0112-2---61987%23ABB435,https://cdd.iec.ch/cdd/iec61987/iec61987.nsf/PropertiesAllVersions/0112-2---61987%23ABD426,https://cdd.iec.ch/cdd/iec61987/iec61987.nsf/PropertiesAllVersions/0112-2---61987%23ABD427,https://cdd.iec.ch/cdd/iec61987/iec61987.nsf/PropertiesAllVersions/0112-2---61987%23ABA642,https://cdd.iec.ch/cdd/iec61987/iec61987.nsf/PropertiesAllVersions/0112-2---61987%23ABA115,https://cdd.iec.ch/cdd/iec61987/iec61987.nsf/PropertiesAllVersions/0112-2---61987%23ABA116,https://cdd.iec.ch/cdd/iec61987/iec61987.nsf/PropertiesAllVersions/0112-2---61987%23ABD429,https://cdd.iec.ch/cdd/iec61987/iec61987.nsf/PropertiesAllVersions/0112-2---61987%23ABA297 | 0112-2---61987#ABB184,0112-2---61987#ABB998,0112-2---61987#ABA112,0112-2---61987#ABA954,0112-2---61987#ABA918,0112-2---61987#ABD439,0112-2---61987#ABA115,0112-2---61987#ABB059,0112-2---61987#ABA297,0112-2---61987#ABB997,0112-2---61987#ABA919,0112-2---61987#ABB035,0112-2---61987#ABB231,0112-2---61987#ABD426,0112-2---61987#ABD427,0112-2---61987#ABB185,0112-2---61987#ABB058,0112-2---61987#ABA116,0112-2---61987#ABA955,0112-2---61987#ABD425,0112-2---61987#ABA598,0112-2---61987#ABA110,0112-2---61987#ABD428,0112-2---61987#ABB233,0112-2---61987#ABB435,0112-2---61987#ABA642,0112-2---61987#ABD429,0112-2---61987#ABH446,0112-2---61987#ABB056,0112-2---61987#ABD422,0112-2---61987#ABB027,0112-2---61987#ABB259,0112-2---61987#ABD440,0112-2---61987#ABB433,0112-2---61987#ABB434,0112-2---61987#ABB055,0112-2---61987#ABA111,0112-2---61987#ABA114,0112-2---61987#ABB057,0112-2---61987#ABB232
0112/2///61987#ABC533 | 004 | 01 | 0112/2///61987#ABC533#004 | Pressure-temperature design ratings |  |  |  | properties characterizing process safety conditions |  |  |  |  | ITEM_CLASS | [5 empty] | 0112/2///61987#ABC557 - Rated Operating Conditions [1]0112/2///61987#ABC557 - Rated operating conditions [1]0112/2///61987#ABC559 - Rated Operating Conditions [3]0112/2///61987#ABC559 - Rated operating conditions [3]0112/2///61987#ABC560 - Rated Operating Conditions [4]0112/2///61987#ABC560 - Rated operating conditions [4]0112/2///61987#ABC561 - Rated Operating Conditions [5]0112/2///61987#ABC561 - Rated operating conditions [5]0112/2///61987#ABC562 - Rated Operating Conditions [6]0112/2///61987#ABC562 - Rated operating conditions [6]0112/2///61987#ABD514 - Rated Operating Conditions [7]0112/2///61987#ABD514 - Rated operating conditions [7]0112/2///61987#ABD516 - Rated Operating Conditions [8]0112/2///61987#ABD516 - Rated operating conditions [8]0112/2///61987#ABG320 - Rated operating conditions [15]0112/2///61987#ABG321 - Rated operating conditions [16]0112/2///61987#ABG322 - Rated operating conditions [17]0112/2///61987#ABG323 - Rated operating conditions [18]0112/2///61987#ABG326 - Rated operating conditions [21]0112/2///61987#ABG327 - Rated operating conditions [22]0112/2///61987#ABG328 - Rated operating conditions [23]0112/2///61987#ABH458 - Rated Operating Conditions [27]0112/2///61987#ABH458 - Rated operating conditions [27]0112/2///61987#ABV235 - Rated operating conditions [25] |  |  |  | Standard |  |  |  | 2018-03-28 | 2013-08-27 | 2018-03-20 | 2018-03-20 |  | SC65E – IEC 61987 | C00004 |  | 0112/2///61987#ABV501 | https://cdd.iec.ch/CDD/IEC61987/iec61987.nsf/Classes/0112-2---61987%23ABC533 | https://cdd.iec.ch/cdd/iec61987/iec61987.nsf/PropertiesAllVersions/0112-2---61987%23ABD331,https://cdd.iec.ch/cdd/iec61987/iec61987.nsf/PropertiesAllVersions/0112-2---61987%23ABD332,https://cdd.iec.ch/cdd/iec61987/iec61987.nsf/PropertiesAllVersions/0112-2---61987%23ABD333,https://cdd.iec.ch/cdd/iec61987/iec61987.nsf/PropertiesAllVersions/0112-2---61987%23ABD334,https://cdd.iec.ch/cdd/iec61987/iec61987.nsf/PropertiesAllVersions/0112-2---61987%23ABD335,https://cdd.iec.ch/cdd/iec61987/iec61987.nsf/PropertiesAllVersions/0112-2---61987%23ABD336,https://cdd.iec.ch/cdd/iec61987/iec61987.nsf/PropertiesAllVersions/0112-2---61987%23ABB893,https://cdd.iec.ch/cdd/iec61987/iec61987.nsf/PropertiesAllVersions/0112-2---61987%23ABA133,https://cdd.iec.ch/cdd/iec61987/iec61987.nsf/PropertiesAllVersions/0112-2---61987%23ABB944,https://cdd.iec.ch/cdd/iec61987/iec61987.nsf/PropertiesAllVersions/0112-2---61987%23ABA135,https://cdd.iec.ch/cdd/iec61987/iec61987.nsf/PropertiesAllVersions/0112-2---61987%23ABA136,https://cdd.iec.ch/cdd/iec61987/iec61987.nsf/PropertiesAllVersions/0112-2---61987%23ABC818 | 0112-2---61987#ABA136,0112-2---61987#ABC818,0112-2---61987#ABD332,0112-2---61987#ABD333,0112-2---61987#ABB893,0112-2---61987#ABD336,0112-2---61987#ABA133,0112-2---61987#ABB944,0112-2---61987#ABA135,0112-2---61987#ABD331,0112-2---61987#ABD334,0112-2---61987#ABD335
0112/2///61987#ABH135 | 001 | 01 | 0112/2///61987#ABH135#001 | Insulation and trace heating |  |  |  | properties characterizing an external insulation of a line or nozzle and its trace heating |  |  |  |  | ITEM_CLASS | [5 empty] | 0112/2///61987#ABC266 - High/single pressure side line or nozzle0112/2///61987#ABC322 - Line or nozzle0112/2///61987#ABC325 - Low pressure side line or nozzle0112/2///61987#ABD831 - Line or nozzle [2]0112/2///61987#ABH128 - Process equipment connection |  |  |  | Standard |  | IEC 61987 | IEC | 2018-03-28 | 2014-12-17 | 2018-03-20 | 2018-03-20 |  | SC65E – IEC 61987 | C00018 | 001-01 (2018-03-28 07:26:12 by BATCH 00000762) standard | 0112/2///61987#ABV501 | https://cdd.iec.ch/CDD/IEC61987/iec61987.nsf/Classes/0112-2---61987%23ABH135 | https://cdd.iec.ch/cdd/iec61987/iec61987.nsf/PropertiesAllVersions/0112-2---61987%23ABH107,https://cdd.iec.ch/cdd/iec61987/iec61987.nsf/PropertiesAllVersions/0112-2---61987%23ABA958,https://cdd.iec.ch/cdd/iec61987/iec61987.nsf/PropertiesAllVersions/0112-2---61987%23ABB347,https://cdd.iec.ch/cdd/iec61987/iec61987.nsf/PropertiesAllVersions/0112-2---61987%23ABA959,https://cdd.iec.ch/cdd/iec61987/iec61987.nsf/PropertiesAllVersions/0112-2---61987%23ABA912,https://cdd.iec.ch/cdd/iec61987/iec61987.nsf/PropertiesAllVersions/0112-2---61987%23ABJ597 | 0112-2---61987#ABH107,0112-2---61987#ABA958,0112-2---61987#ABB347,0112-2---61987#ABA959,0112-2---61987#ABA912,0112-2---61987#ABJ597
0112/2///61987#ABD350 | 001 | 01 | 0112/2///61987#ABD350#001 | Segmented ball valve |  |  |  | valve with rotary motion with a closure member that is a segment of a sphere | The centre of the spherical surface is coincident with the axis of the shaft. |  | IEC 60534-1 |  | ITEM_CLASS |  |  |  |  | 0112/2///61987#ABU515 - reference to Operating LOP for valve body assembly and process pressure regulator |  |  |  |  | Standard |  |  |  | 2018-03-28 | 2013-09-02 | 2016-05-02 | 2016-05-02 |  | SC65E – IEC 61987 | C00009 | 001-01 (2018-03-28 07:25:59 by BATCH 00000762) standard | 0112/2///61987#ABD347 | https://cdd.iec.ch/CDD/IEC61987/iec61987.nsf/Classes/0112-2---61987%23ABD350
0112/2///61987#ABC378 | 001 | 02 | 0112/2///61987#ABC378#001 | Material of orifice plate |  |  |  | properties characterizing the material of which an orifice plate for flow measurement is made |  |  |  |  | ITEM_CLASS | [5 empty] | 0112/2///61987#ABC465 - Orifice plate and holder |  |  |  | Standard |  |  |  | 2018-03-28 | 2013-08-27 | 2013-08-27 | 2014-06-18 |  | SC65E – IEC 61987 | C00019 |  | 0112/2///61987#ABV501 | https://cdd.iec.ch/CDD/IEC61987/iec61987.nsf/Classes/0112-2---61987%23ABC378 | https://cdd.iec.ch/cdd/iec61987/iec61987.nsf/PropertiesAllVersions/0112-2---61987%23ABB455,https://cdd.iec.ch/cdd/iec61987/iec61987.nsf/PropertiesAllVersions/0112-2---61987%23ABI460,https://cdd.iec.ch/cdd/iec61987/iec61987.nsf/PropertiesAllVersions/0112-2---61987%23ABA908,https://cdd.iec.ch/cdd/iec61987/iec61987.nsf/PropertiesAllVersions/0112-2---61987%23ABA907 | 0112-2---61987#ABB455,0112-2---61987#ABI460,0112-2---61987#ABA908,0112-2---61987#ABA907
0112/2///61987#ABH258 | 001 | 01 | 0112/2///61987#ABH258#001 | Radiation thermometer parameters |  |  |  | properties characterizing the process equipment parameters for a radiation thermometer |  |  |  |  | ITEM_CLASS | [5 empty] | 0112/2///61987#ABG479 - Process equipment [temperature] |  |  |  | Standard |  | IEC 61987 | IEC | 2018-03-28 | 2014-12-17 | 2016-05-24 | 2016-05-24 |  | SC65E – IEC 61987 | C00019 | 001-01 (2018-03-28 07:26:12 by BATCH 00000762) standard | 0112/2///61987#ABV501 | https://cdd.iec.ch/CDD/IEC61987/iec61987.nsf/Classes/0112-2---61987%23ABH258 | https://cdd.iec.ch/cdd/iec61987/iec61987.nsf/PropertiesAllVersions/0112-2---61987%23ABH230,https://cdd.iec.ch/cdd/iec61987/iec61987.nsf/PropertiesAllVersions/0112-2---61987%23ABH231,https://cdd.iec.ch/cdd/iec61987/iec61987.nsf/PropertiesAllVersions/0112-2---61987%23ABH232,https://cdd.iec.ch/cdd/iec61987/iec61987.nsf/PropertiesAllVersions/0112-2---61987%23ABH316,https://cdd.iec.ch/cdd/iec61987/iec61987.nsf/PropertiesAllVersions/0112-2---61987%23ABH240,https://cdd.iec.ch/cdd/iec61987/iec61987.nsf/PropertiesAllVersions/0112-2---61987%23ABH241,https://cdd.iec.ch/cdd/iec61987/iec61987.nsf/PropertiesAllVersions/0112-2---61987%23ABH242,https://cdd.iec.ch/cdd/iec61987/iec61987.nsf/PropertiesAllVersions/0112-2---61987%23ABH243,https://cdd.iec.ch/cdd/iec61987/iec61987.nsf/PropertiesAllVersions/0112-2---61987%23ABH244,https://cdd.iec.ch/cdd/iec61987/iec61987.nsf/PropertiesAllVersions/0112-2---61987%23ABH245,https://cdd.iec.ch/cdd/iec61987/iec61987.nsf/PropertiesAllVersions/0112-2---61987%23ABH246,https://cdd.iec.ch/cdd/iec61987/iec61987.nsf/PropertiesAllVersions/0112-2---61987%23ABH317,https://cdd.iec.ch/cdd/iec61987/iec61987.nsf/PropertiesAllVersions/0112-2---61987%23ABH318,https://cdd.iec.ch/cdd/iec61987/iec61987.nsf/PropertiesAllVersions/0112-2---61987%23ABH261 | 0112-2---61987#ABH245,0112-2---61987#ABH246,0112-2---61987#ABH241,0112-2---61987#ABH244,0112-2---61987#ABH261,0112-2---61987#ABH240,0112-2---61987#ABH317,0112-2---61987#ABH232,0112-2---61987#ABH316,0112-2---61987#ABH242,0112-2---61987#ABH243,0112-2---61987#ABH318,0112-2---61987#ABH230,0112-2---61987#ABH231
0112/2///61987#ABP065 | 001 | 01 | 0112/2///61987#ABP065#001 | Reference conditions for the performance variable [I/O module] |  |  |  | properties characterizing the reference conditions under which the performance of an I/O module was tested |  |  |  |  | ITEM_CLASS | [5 empty] | 0112/2///61987#ABP057 - Performance variable [input module]0112/2///61987#ABP058 - Performance variable [output module] |  |  | false | Standard |  | IEC 61987 | IEC | 2023-01-23 | 2023-01-23 | 2023-01-23 | 2023-01-23 |  | IEC/SC 65E | C00128 | 001-01 (2023-01-23 14:53:33 by BATCH 00000807) standard | 0112/2///61987#ABV501 | https://cdd.iec.ch/CDD/IEC61987/iec61987.nsf/Classes/0112-2---61987%23ABP065 | https://cdd.iec.ch/cdd/iec61987/iec61987.nsf/PropertiesAllVersions/0112-2---61987%23ABP268,https://cdd.iec.ch/cdd/iec61987/iec61987.nsf/PropertiesAllVersions/0112-2---61987%23ABP271 | 0112-2---61987#ABP268,0112-2---61987#ABP271
0112/2///61987#ABA648 | 003 | 01 | 0112/2///61987#ABA648#003 | Variable area flow gauge |  |  |  | flow gauge that uses a float confined within a vertical, tapered glass flow tube to measure and indicate a flow rate |  |  |  |  | ITEM_CLASS |  |  |  |  | 0112/2///61987#ABU125 - reference to Operating LOP for flow measuring equipment |  |  |  |  | Standard |  |  |  | 2018-03-28 | 2013-08-27 | 2016-05-24 | 2016-05-24 |  | SC65E – IEC 61987 | C00004 |  | 0112/2///61987#ABA644 | https://cdd.iec.ch/CDD/IEC61987/iec61987.nsf/Classes/0112-2---61987%23ABA648 | https://cdd.iec.ch/cdd/iec61987/iec61987.nsf/PropertiesAllVersions/0112-2---61987%23ABU215 | 0112-2---61987#ABU215,0112-2---61987#ABU125
0112/2///61987#ABO073 | 001 | 01 | 0112/2///61987#ABO073#001 | Isolator |  |  |  | protection device that prevents malfunctions in one section of a circuit from causing unacceptable influences in other sections of the circuit or other circuits |  |  | IEC 60709, ed. 2.0 (2004-11) |  | ITEM_CLASS |  |  |  |  | 0112/2///61987#ABP285 - reference to Operating LOP for infrastructure devices |  |  |  | true | Standard |  | IEC 61987-31 | IEC | 2022-10-26 | 2022-10-26 | 2022-10-26 | 2022-10-26 |  | IEC/SC 65E | C00127 | 001-01 (2022-10-26 07:15:17 by BATCH 00000802) standard | 0112/2///61987#ABO066 | https://cdd.iec.ch/CDD/IEC61987/iec61987.nsf/Classes/0112-2---61987%23ABO073
0112/2///61987#ABC613 | 002 | 01 | 0112/2///61987#ABC613#002 | Structural design [ultrasonic flow transmitter] |  |  |  | properties characterizing the constructional details of a device |  |  |  |  | ITEM_CLASS | [5 empty] | 0112/2///61987#ABC432 - Mechanical and electrical construction [ultrasonic flow transmitter] |  |  |  | Standard |  |  |  | 2018-03-28 | 2013-08-27 | 2016-05-24 | 2016-05-24 |  | SC65E – IEC 61987 | C00004 |  | 0112/2///61987#ABV501 | https://cdd.iec.ch/CDD/IEC61987/iec61987.nsf/Classes/0112-2---61987%23ABC613 | https://cdd.iec.ch/cdd/iec61987/iec61987.nsf/PropertiesAllVersions/0112-2---61987%23ABC876,https://cdd.iec.ch/cdd/iec61987/iec61987.nsf/PropertiesAllVersions/0112-2---61987%23ABU268,https://cdd.iec.ch/cdd/iec61987/iec61987.nsf/PropertiesAllVersions/0112-2---61987%23ABD286,https://cdd.iec.ch/cdd/iec61987/iec61987.nsf/PropertiesAllVersions/0112-2---61987%23ABA177,https://cdd.iec.ch/cdd/iec61987/iec61987.nsf/PropertiesAllVersions/0112-2---61987%23ABD290,https://cdd.iec.ch/cdd/iec61987/iec61987.nsf/PropertiesAllVersions/0112-2---61987%23ABA182,https://cdd.iec.ch/cdd/iec61987/iec61987.nsf/PropertiesAllVersions/0112-2---61987%23ABD281,https://cdd.iec.ch/cdd/iec61987/iec61987.nsf/PropertiesAllVersions/0112-2---61987%23ABD284 | 0112-2---61987#ABA177,0112-2---61987#ABD290,0112-2---61987#ABA182,0112-2---61987#ABD281,0112-2---61987#ABD284,0112-2---61987#ABC876,0112-2---61987#ABU268,0112-2---61987#ABD286
0112/2///61987#ABH474 | 001 | 01 | 0112/2///61987#ABH474#001 | Illumination |  |  |  | properties characterizing an illumination |  |  |  |  | ITEM_CLASS | [5 empty] | 0112/2///61987#ABF276 - Structural design of a sight level gauge0112/2///61987#ABF282 - Structural design of a sight level indicator |  |  |  | Standard |  |  |  | 2018-03-28 | 2018-03-28 | 2018-03-28 | 2018-03-28 |  | SC65E – IEC 61987 | C00018 | 001-01 (2018-03-28 07:26:12 by BATCH 00000762) standard | 0112/2///61987#ABV501 | https://cdd.iec.ch/CDD/IEC61987/iec61987.nsf/Classes/0112-2---61987%23ABH474 | https://cdd.iec.ch/cdd/iec61987/iec61987.nsf/PropertiesAllVersions/0112-2---61987%23ABH475,https://cdd.iec.ch/cdd/iec61987/iec61987.nsf/PropertiesAllVersions/0112-2---61987%23ABH476,https://cdd.iec.ch/cdd/iec61987/iec61987.nsf/PropertiesAllVersions/0112-2---61987%23ABA558,https://cdd.iec.ch/cdd/iec61987/iec61987.nsf/PropertiesAllVersions/0112-2---61987%23ABA179,https://cdd.iec.ch/cdd/iec61987/iec61987.nsf/PropertiesAllVersions/0112-2---61987%23ABB386,https://cdd.iec.ch/cdd/iec61987/iec61987.nsf/PropertiesAllVersions/0112-2---61987%23ABA589,https://cdd.iec.ch/cdd/iec61987/iec61987.nsf/PropertiesAllVersions/0112-2---61987%23ABA588,https://cdd.iec.ch/cdd/iec61987/iec61987.nsf/PropertiesAllVersions/0112-2---61987%23ABA969 | 0112-2---61987#ABH475,0112-2---61987#ABH476,0112-2---61987#ABA558,0112-2---61987#ABA179,0112-2---61987#ABB386,0112-2---61987#ABA589,0112-2---61987#ABA588,0112-2---61987#ABA969
0112/2///61987#ABA888 | 002 | 01 | 0112/2///61987#ABA888#002 | Pitot tube |  |  |  | primary element that measures the stagnation pressure of the flow at a point in a pipe |  |  |  |  | ITEM_CLASS | [9 empty] | Standard |  |  |  | 2018-03-28 | 2013-08-27 | 2016-05-24 | 2016-05-24 |  | SC65E – IEC 61987 | C00004 |  | 0112/2///61987#ABA884 | https://cdd.iec.ch/CDD/IEC61987/iec61987.nsf/Classes/0112-2---61987%23ABA888
0112/2///61987#ABO078 | 001 | 01 | 0112/2///61987#ABO078#001 | Electrical recorder |  |  |  | recorder which records the values of one or more electrical inputs |  |  |  |  | ITEM_CLASS |  |  |  |  | 0112/2///61987#ABP285 - reference to Operating LOP for infrastructure devices |  |  |  | false | Standard |  | IEC 61987-31 | IEC | 2022-10-26 | 2022-10-26 | 2022-10-26 | 2022-10-26 |  | IEC/SC 65E | C00127 | 001-01 (2022-10-26 07:15:17 by BATCH 00000802) standard | 0112/2///61987#ABO077 | https://cdd.iec.ch/CDD/IEC61987/iec61987.nsf/Classes/0112-2---61987%23ABO078
0112/2///61987#ABE307 | 002 | 01 | 0112/2///61987#ABE307#002 | Operating LOP for valve body assembly and process pressure regulator |  |  |  | list of properties characterizing the operating conditions of valve body assembly and process pressure regulators |  |  |  |  | ITEM_CLASS | [5 empty] | 0112/2///61987#ABD342 - Valve body assembly0112/2///61987#ABD386 - Pressure reducing regulator0112/2///61987#ABD387 - Back pressure/excess pressure regulator |  |  |  | Standard |  |  |  | 2018-03-28 | 2013-09-02 | 2016-05-02 | 2016-05-02 |  | SC65E – IEC 61987 | C00019 |  | 0112/2///61987#ABV503 | https://cdd.iec.ch/CDD/IEC61987/iec61987.nsf/Classes/0112-2---61987%23ABE307 | https://cdd.iec.ch/cdd/iec61987/iec61987.nsf/PropertiesAllVersions/0112-2---61987%23ABH440,https://cdd.iec.ch/cdd/iec61987/iec61987.nsf/PropertiesAllVersions/0112-2---61987%23ABE064,https://cdd.iec.ch/cdd/iec61987/iec61987.nsf/PropertiesAllVersions/0112-2---61987%23ABB164,https://cdd.iec.ch/cdd/iec61987/iec61987.nsf/PropertiesAllVersions/0112-2---61987%23ABE243,https://cdd.iec.ch/cdd/iec61987/iec61987.nsf/PropertiesAllVersions/0112-2---61987%23ABE206,https://cdd.iec.ch/cdd/iec61987/iec61987.nsf/PropertiesAllVersions/0112-2---61987%23ABE250,https://cdd.iec.ch/cdd/iec61987/iec61987.nsf/PropertiesAllVersions/0112-2---61987%23ABB348,https://cdd.iec.ch/cdd/iec61987/iec61987.nsf/PropertiesAllVersions/0112-2---61987%23ABE232 | 0112-2---61987#ABB348,0112-2---61987#ABE232,0112-2---61987#ABH440,0112-2---61987#ABE064,0112-2---61987#ABB164,0112-2---61987#ABE243,0112-2---61987#ABE206,0112-2---61987#ABE250
0112/2///61987#ABF191 | 001 | 01 | 0112/2///61987#ABF191#001 | Structural design of a rotary paddle switch |  |  |  | properties characterizing the constructional details of a rotary paddle switch |  |  |  |  | ITEM_CLASS | [5 empty] | 0112/2///61987#ABG422 - Structural design [rotary paddle switch] |  |  |  | Standard |  | IEC 61987 | IEC | 2018-03-28 | 2014-12-17 | 2018-03-20 | 2018-03-20 |  | SC65E – IEC 61987 | C00018 | 001-01 (2018-03-28 07:26:05 by BATCH 00000762) standard | 0112/2///61987#ABV501 | https://cdd.iec.ch/CDD/IEC61987/iec61987.nsf/Classes/0112-2---61987%23ABF191 | https://cdd.iec.ch/cdd/iec61987/iec61987.nsf/PropertiesAllVersions/0112-2---61987%23ABU164,https://cdd.iec.ch/cdd/iec61987/iec61987.nsf/PropertiesAllVersions/0112-2---61987%23ABH487,https://cdd.iec.ch/cdd/iec61987/iec61987.nsf/PropertiesAllVersions/0112-2---61987%23ABF748,https://cdd.iec.ch/cdd/iec61987/iec61987.nsf/PropertiesAllVersions/0112-2---61987%23ABF198,https://cdd.iec.ch/cdd/iec61987/iec61987.nsf/PropertiesAllVersions/0112-2---61987%23ABF750,https://cdd.iec.ch/cdd/iec61987/iec61987.nsf/PropertiesAllVersions/0112-2---61987%23ABF512,https://cdd.iec.ch/cdd/iec61987/iec61987.nsf/PropertiesAllVersions/0112-2---61987%23ABF200,https://cdd.iec.ch/cdd/iec61987/iec61987.nsf/PropertiesAllVersions/0112-2---61987%23ABF751,https://cdd.iec.ch/cdd/iec61987/iec61987.nsf/PropertiesAllVersions/0112-2---61987%23ABE884,https://cdd.iec.ch/cdd/iec61987/iec61987.nsf/PropertiesAllVersions/0112-2---61987%23ABH451,https://cdd.iec.ch/cdd/iec61987/iec61987.nsf/PropertiesAllVersions/0112-2---61987%23ABH452,https://cdd.iec.ch/cdd/iec61987/iec61987.nsf/PropertiesAllVersions/0112-2---61987%23ABH453,https://cdd.iec.ch/cdd/iec61987/iec61987.nsf/PropertiesAllVersions/0112-2---61987%23ABF201,https://cdd.iec.ch/cdd/iec61987/iec61987.nsf/PropertiesAllVersions/0112-2---61987%23ABF202,https://cdd.iec.ch/cdd/iec61987/iec61987.nsf/PropertiesAllVersions/0112-2---61987%23ABC028,https://cdd.iec.ch/cdd/iec61987/iec61987.nsf/PropertiesAllVersions/0112-2---61987%23ABB521,https://cdd.iec.ch/cdd/iec61987/iec61987.nsf/PropertiesAllVersions/0112-2---61987%23ABA147,https://cdd.iec.ch/cdd/iec61987/iec61987.nsf/PropertiesAllVersions/0112-2---61987%23ABA633,https://cdd.iec.ch/cdd/iec61987/iec61987.nsf/PropertiesAllVersions/0112-2---61987%23ABB140,https://cdd.iec.ch/cdd/iec61987/iec61987.nsf/PropertiesAllVersions/0112-2---61987%23ABB396,https://cdd.iec.ch/cdd/iec61987/iec61987.nsf/PropertiesAllVersions/0112-2---61987%23ABB915,https://cdd.iec.ch/cdd/iec61987/iec61987.nsf/PropertiesAllVersions/0112-2---61987%23ABD033,https://cdd.iec.ch/cdd/iec61987/iec61987.nsf/PropertiesAllVersions/0112-2---61987%23ABB457,https://cdd.iec.ch/cdd/iec61987/iec61987.nsf/PropertiesAllVersions/0112-2---61987%23ABC969 | 0112-2---61987#ABH487,0112-2---61987#ABF751,0112-2---61987#ABF202,0112-2---61987#ABA147,0112-2---61987#ABA633,0112-2---61987#ABU164,0112-2---61987#ABF200,0112-2---61987#ABE884,0112-2---61987#ABH451,0112-2---61987#ABH453,0112-2---61987#ABC028,0112-2---61987#ABB140,0112-2---61987#ABF748,0112-2---61987#ABF201,0112-2---61987#ABB396,0112-2---61987#ABB915,0112-2---61987#ABC969,0112-2---61987#ABH452,0112-2---61987#ABF750,0112-2---61987#ABF512,0112-2---61987#ABB521,0112-2---61987#ABD033,0112-2---61987#ABB457,0112-2---61987#ABF198
0112/2///61987#ABF277 | 001 | 01 | 0112/2///61987#ABF277#001 | Indicator for sight glass |  |  |  | properties characterizing the constructional details of an indicator for a sight glass |  |  |  |  | ITEM_CLASS | [5 empty] | 0112/2///61987#ABF276 - Structural design of a sight level gauge |  |  |  | Standard |  | IEC 61987 | IEC | 2018-03-28 | 2018-03-28 | 2018-03-28 | 2018-03-28 |  | SC65E – IEC 61987 | C00018 | 001-01 (2018-03-28 07:26:05 by BATCH 00000762) standard | 0112/2///61987#ABV501 | https://cdd.iec.ch/CDD/IEC61987/iec61987.nsf/Classes/0112-2---61987%23ABF277 | https://cdd.iec.ch/cdd/iec61987/iec61987.nsf/PropertiesAllVersions/0112-2---61987%23ABB121,https://cdd.iec.ch/cdd/iec61987/iec61987.nsf/PropertiesAllVersions/0112-2---61987%23ABF279,https://cdd.iec.ch/cdd/iec61987/iec61987.nsf/PropertiesAllVersions/0112-2---61987%23ABF280,https://cdd.iec.ch/cdd/iec61987/iec61987.nsf/PropertiesAllVersions/0112-2---61987%23ABF436,https://cdd.iec.ch/cdd/iec61987/iec61987.nsf/PropertiesAllVersions/0112-2---61987%23ABF437,https://cdd.iec.ch/cdd/iec61987/iec61987.nsf/PropertiesAllVersions/0112-2---61987%23ABA202,https://cdd.iec.ch/cdd/iec61987/iec61987.nsf/PropertiesAllVersions/0112-2---61987%23ABB994,https://cdd.iec.ch/cdd/iec61987/iec61987.nsf/PropertiesAllVersions/0112-2---61987%23ABF281,https://cdd.iec.ch/cdd/iec61987/iec61987.nsf/PropertiesAllVersions/0112-2---61987%23ABF208 | 0112-2---61987#ABF279,0112-2---61987#ABF280,0112-2---61987#ABF436,0112-2---61987#ABB994,0112-2---61987#ABB121,0112-2---61987#ABF437,0112-2---61987#ABA202,0112-2---61987#ABF281,0112-2---61987#ABF208
0112/2///61987#ABF334 | 001 | 01 | 0112/2///61987#ABF334#001 | Material of extension |  |  |  | properties characterizing the material of which a thermowell extension is made |  |  |  |  | ITEM_CLASS | [5 empty] | 0112/2///61987#ABF378 - Structural design of a thermowell extension |  |  |  | Standard |  | IEC 61987 | IEC | 2018-03-28 | 2014-12-17 | 2017-09-18 | 2017-09-18 |  | SC65E – IEC 61987 | C00019 | 001-01 (2018-03-28 07:26:05 by BATCH 00000762) standard | 0112/2///61987#ABV501 | https://cdd.iec.ch/CDD/IEC61987/iec61987.nsf/Classes/0112-2---61987%23ABF334 | https://cdd.iec.ch/cdd/iec61987/iec61987.nsf/PropertiesAllVersions/0112-2---61987%23ABB455,https://cdd.iec.ch/cdd/iec61987/iec61987.nsf/PropertiesAllVersions/0112-2---61987%23ABI460,https://cdd.iec.ch/cdd/iec61987/iec61987.nsf/PropertiesAllVersions/0112-2---61987%23ABA908,https://cdd.iec.ch/cdd/iec61987/iec61987.nsf/PropertiesAllVersions/0112-2---61987%23ABA907 | 0112-2---61987#ABB455,0112-2---61987#ABI460,0112-2---61987#ABA908,0112-2---61987#ABA907
0112/2///61987#ABJ616 | 002 | 01 | 0112/2///61987#ABJ616#002 | Device identification |  |  |  | properties characterizing a reduced set of information necessary for identification of the device |  |  |  |  | ITEM_CLASS | [5 empty] | 0112/2///61987#ABH841 - Device (resource) block |  |  |  | Standard |  |  |  | 2019-03-08 | 2017-12-07 | 2019-03-08 | 2019-03-08 |  | SC65E – IEC 61987 | C00018 |  | 0112/2///61987#ABV501 | https://cdd.iec.ch/CDD/IEC61987/iec61987.nsf/Classes/0112-2---61987%23ABJ616 | https://cdd.iec.ch/cdd/iec61987/iec61987.nsf/PropertiesAllVersions/0112-2---61987%23ABA565,https://cdd.iec.ch/cdd/iec61987/iec61987.nsf/PropertiesAllVersions/0112-2---61987%23ABA567,https://cdd.iec.ch/cdd/iec61987/iec61987.nsf/PropertiesAllVersions/0112-2---61987%23ABA950,https://cdd.iec.ch/cdd/iec61987/iec61987.nsf/PropertiesAllVersions/0112-2---61987%23ABA601,https://cdd.iec.ch/cdd/iec61987/iec61987.nsf/PropertiesAllVersions/0112-2---61987%23ABA926,https://cdd.iec.ch/cdd/iec61987/iec61987.nsf/PropertiesAllVersions/0112-2---61987%23ABA951 | 0112-2---61987#ABA950,0112-2---61987#ABA601,0112-2---61987#ABA926,0112-2---61987#ABA951,0112-2---61987#ABA565,0112-2---61987#ABA567
0112/2///61987#ABF117 | 001 | 01 | 0112/2///61987#ABF117#001 | Structural design of a guided-wave radar level transmitter |  |  |  | properties characterizing the constructional details of a guided-wave radar level transmitter |  |  |  |  | ITEM_CLASS | [5 empty] | 0112/2///61987#ABG409 - Structural design [guided-wave radar level transmitter/switch] |  |  |  | Standard |  | IEC 61987 | IEC | 2018-03-28 | 2014-12-17 | 2018-03-20 | 2018-03-20 |  | SC65E – IEC 61987 | C00018 | 001-01 (2018-03-28 07:26:05 by BATCH 00000762) standard | 0112/2///61987#ABV501 | https://cdd.iec.ch/CDD/IEC61987/iec61987.nsf/Classes/0112-2---61987%23ABF117 | https://cdd.iec.ch/cdd/iec61987/iec61987.nsf/PropertiesAllVersions/0112-2---61987%23ABU164,https://cdd.iec.ch/cdd/iec61987/iec61987.nsf/PropertiesAllVersions/0112-2---61987%23ABF728,https://cdd.iec.ch/cdd/iec61987/iec61987.nsf/PropertiesAllVersions/0112-2---61987%23ABF133,https://cdd.iec.ch/cdd/iec61987/iec61987.nsf/PropertiesAllVersions/0112-2---61987%23ABF134,https://cdd.iec.ch/cdd/iec61987/iec61987.nsf/PropertiesAllVersions/0112-2---61987%23ABF731,https://cdd.iec.ch/cdd/iec61987/iec61987.nsf/PropertiesAllVersions/0112-2---61987%23ABC028,https://cdd.iec.ch/cdd/iec61987/iec61987.nsf/PropertiesAllVersions/0112-2---61987%23ABF027,https://cdd.iec.ch/cdd/iec61987/iec61987.nsf/PropertiesAllVersions/0112-2---61987%23ABB521,https://cdd.iec.ch/cdd/iec61987/iec61987.nsf/PropertiesAllVersions/0112-2---61987%23ABA147,https://cdd.iec.ch/cdd/iec61987/iec61987.nsf/PropertiesAllVersions/0112-2---61987%23ABA633,https://cdd.iec.ch/cdd/iec61987/iec61987.nsf/PropertiesAllVersions/0112-2---61987%23ABB140,https://cdd.iec.ch/cdd/iec61987/iec61987.nsf/PropertiesAllVersions/0112-2---61987%23ABB396,https://cdd.iec.ch/cdd/iec61987/iec61987.nsf/PropertiesAllVersions/0112-2---61987%23ABB915,https://cdd.iec.ch/cdd/iec61987/iec61987.nsf/PropertiesAllVersions/0112-2---61987%23ABD033,https://cdd.iec.ch/cdd/iec61987/iec61987.nsf/PropertiesAllVersions/0112-2---61987%23ABB457,https://cdd.iec.ch/cdd/iec61987/iec61987.nsf/PropertiesAllVersions/0112-2---61987%23ABC969 | 0112-2---61987#ABB457,0112-2---61987#ABF133,0112-2---61987#ABF027,0112-2---61987#ABA147,0112-2---61987#ABB396,0112-2---61987#ABF728,0112-2---61987#ABF134,0112-2---61987#ABA633,0112-2---61987#ABD033,0112-2---61987#ABF731,0112-2---61987#ABC028,0112-2---61987#ABB521,0112-2---61987#ABC969,0112-2---61987#ABU164,0112-2---61987#ABB140,0112-2---61987#ABB915
0112/2///61987#ABG101 | 001 | 01 | 0112/2///61987#ABG101#001 | Assigned variable [21] |  |  |  | properties characterizing the configuration of the analog input or output |  | Polymorphic element: ABG101, Id: 15 |  |  | ITEM_CLASS | [5 empty] | 0112/2///61987#ABG123 - Pulse input [4] |  |  |  | Standard |  | IEC 61987 | IEC | 2018-03-28 | 2018-03-28 | 2018-03-28 | 2018-03-28 |  | SC65E – IEC 61987 | C00018 | 001-01 (2018-03-28 07:26:07 by BATCH 00000762) standard | 0112/2///61987#ABV501 | https://cdd.iec.ch/CDD/IEC61987/iec61987.nsf/Classes/0112-2---61987%23ABG101 | https://cdd.iec.ch/cdd/iec61987/iec61987.nsf/PropertiesAllVersions/0112-2---61987%23ABU947,https://cdd.iec.ch/cdd/iec61987/iec61987.nsf/PropertiesAllVersions/0112-2---61987%23ABU982,https://cdd.iec.ch/cdd/iec61987/iec61987.nsf/PropertiesAllVersions/0112-2---61987%23ABU983,https://cdd.iec.ch/cdd/iec61987/iec61987.nsf/PropertiesAllVersions/0112-2---61987%23ABU984,https://cdd.iec.ch/cdd/iec61987/iec61987.nsf/PropertiesAllVersions/0112-2---61987%23ABU985,https://cdd.iec.ch/cdd/iec61987/iec61987.nsf/PropertiesAllVersions/0112-2---61987%23ABU986,https://cdd.iec.ch/cdd/iec61987/iec61987.nsf/PropertiesAllVersions/0112-2---61987%23ABU987 | 0112-2---61987#ABU987,0112-2---61987#ABU947,0112-2---61987#ABU982,0112-2---61987#ABU983,0112-2---61987#ABU984,0112-2---61987#ABU985,0112-2---61987#ABU986
0112/2///61987#ABA705 | 002 | 01 | 0112/2///61987#ABA705#002 | Electrical-based level switch |  |  |  | level switch that uses the electrical properties of a process material to detect a level regime |  |  |  |  | ITEM_CLASS |  |  |  |  | 0112/2///61987#ABF910 - reference to Operating LOP for level measuring equipment |  |  |  |  | Standard |  |  |  | 2018-03-28 | 2013-08-27 | 2016-05-24 | 2016-05-24 |  | SC65E – IEC 61987 | C00004 |  | 0112/2///61987#ABA703 | https://cdd.iec.ch/CDD/IEC61987/iec61987.nsf/Classes/0112-2---61987%23ABA705 |  | 0112-2---61987#ABF910
0112/2///61987#ABE453 | 001 | 01 | 0112/2///61987#ABE453#001 | Window |  |  |  | fitting that provides a view of the object or medium to be measured |  |  |  |  | ITEM_CLASS | [9 empty] | Standard |  |  |  | 2018-03-28 |  | 2018-03-20 | 2018-03-20 |  | SC65E – IEC 61987 | C00018 | 001-01 (2018-03-28 07:26:03 by BATCH 00000762) standard | 0112/2///61987#ABA856 | https://cdd.iec.ch/CDD/IEC61987/iec61987.nsf/Classes/0112-2---61987%23ABE453 | https://cdd.iec.ch/cdd/iec61987/iec61987.nsf/PropertiesAllVersions/0112-2---61987%23ABF872 | 0112-2---61987#ABF872
0112/2///61987#ABC061 | 001 | 02 | 0112/2///61987#ABC061#001 | Absolute performance for mass flow |  |  |  | properties characterizing the accuracy of a mass flow measurement, expressed in engineering units |  | 15 ABC061.15 |  |  | ITEM_CLASS | [5 empty] | 0112/2///61987#ABC671 - Type of performance variable [1]0112/2///61987#ABC672 - Type of performance variable [2]0112/2///61987#ABC673 - Type of performance variable [3] |  |  |  | Standard |  |  |  | 2018-03-28 | 2013-08-27 | 2013-08-27 | 2014-06-18 |  | SC65E – IEC 61987 | C00018 |  | 0112/2///61987#ABV501 | https://cdd.iec.ch/CDD/IEC61987/iec61987.nsf/Classes/0112-2---61987%23ABC061 | https://cdd.iec.ch/cdd/iec61987/iec61987.nsf/PropertiesAllVersions/0112-2---61987%23ABB720,https://cdd.iec.ch/cdd/iec61987/iec61987.nsf/PropertiesAllVersions/0112-2---61987%23ABD535,https://cdd.iec.ch/cdd/iec61987/iec61987.nsf/PropertiesAllVersions/0112-2---61987%23ABB721,https://cdd.iec.ch/cdd/iec61987/iec61987.nsf/PropertiesAllVersions/0112-2---61987%23ABB726,https://cdd.iec.ch/cdd/iec61987/iec61987.nsf/PropertiesAllVersions/0112-2---61987%23ABB722,https://cdd.iec.ch/cdd/iec61987/iec61987.nsf/PropertiesAllVersions/0112-2---61987%23ABB767,https://cdd.iec.ch/cdd/iec61987/iec61987.nsf/PropertiesAllVersions/0112-2---61987%23ABB723,https://cdd.iec.ch/cdd/iec61987/iec61987.nsf/PropertiesAllVersions/0112-2---61987%23ABC703,https://cdd.iec.ch/cdd/iec61987/iec61987.nsf/PropertiesAllVersions/0112-2---61987%23ABB519,https://cdd.iec.ch/cdd/iec61987/iec61987.nsf/PropertiesAllVersions/0112-2---61987%23ABB774,https://cdd.iec.ch/cdd/iec61987/iec61987.nsf/PropertiesAllVersions/0112-2---61987%23ABB775,https://cdd.iec.ch/cdd/iec61987/iec61987.nsf/PropertiesAllVersions/0112-2---61987%23ABB776,https://cdd.iec.ch/cdd/iec61987/iec61987.nsf/PropertiesAllVersions/0112-2---61987%23ABC909,https://cdd.iec.ch/cdd/iec61987/iec61987.nsf/PropertiesAllVersions/0112-2---61987%23ABC840,https://cdd.iec.ch/cdd/iec61987/iec61987.nsf/PropertiesAllVersions/0112-2---61987%23ABC954 | 0112-2---61987#ABB721,0112-2---61987#ABB722,0112-2---61987#ABB767,0112-2---61987#ABB519,0112-2---61987#ABD535,0112-2---61987#ABB723,0112-2---61987#ABC703,0112-2---61987#ABC954,0112-2---61987#ABB720,0112-2---61987#ABB775,0112-2---61987#ABC909,0112-2---61987#ABC840,0112-2---61987#ABB726,0112-2---61987#ABB774,0112-2---61987#ABB776
0112/2///61987#ABC231 | 001 | 02 | 0112/2///61987#ABC231#001 | Equipotential bonding connection |  |  |  | properties characterizing an equipotential bonding connection |  |  |  |  | ITEM_CLASS | [5 empty] | 0112/2///61987#ABC040 - Totalizer indicator [2]0112/2///61987#ABC044 - Transmitter body [1]0112/2///61987#ABC045 - Transmitter body [2]0112/2///61987#ABC046 - Transmitter body [3]0112/2///61987#ABC048 - Transmitter housing [1]0112/2///61987#ABC049 - Transmitter housing [2]0112/2///61987#ABC195 - Dial indicator0112/2///61987#ABC202 - Digital indicator0112/2///61987#ABC655 - Totalizer indicator [1]0112/2///61987#ABD480 - Dial indicator [2]0112/2///61987#ABD811 - Body of actuator0112/2///61987#ABD812 - Body of valve [2]0112/2///61987#ABD813 - Body of valve [3]0112/2///61987#ABD814 - Body of valve [1]0112/2///61987#ABE040 - Transmitter housing [3]0112/2///61987#ABE605 - Body of solenoid valve0112/2///61987#ABE607 - Solenoid valve housing0112/2///61987#ABF375 - Transmitter/switch housing0112/2///61987#ABF380 - Structural design of a connection head0112/2///61987#ABP025 - Device housing |  |  |  | Standard |  |  |  | 2018-03-28 | 2013-08-27 | 2013-08-27 | 2014-06-18 |  | SC65E – IEC 61987 | C00004 |  | 0112/2///61987#ABV501 | https://cdd.iec.ch/CDD/IEC61987/iec61987.nsf/Classes/0112-2---61987%23ABC231 | https://cdd.iec.ch/cdd/iec61987/iec61987.nsf/PropertiesAllVersions/0112-2---61987%23ABC013,https://cdd.iec.ch/cdd/iec61987/iec61987.nsf/PropertiesAllVersions/0112-2---61987%23ABC014,https://cdd.iec.ch/cdd/iec61987/iec61987.nsf/PropertiesAllVersions/0112-2---61987%23ABA976,https://cdd.iec.ch/cdd/iec61987/iec61987.nsf/PropertiesAllVersions/0112-2---61987%23ABA977,https://cdd.iec.ch/cdd/iec61987/iec61987.nsf/PropertiesAllVersions/0112-2---61987%23ABA978 | 0112-2---61987#ABA978,0112-2---61987#ABC013,0112-2---61987#ABC014,0112-2---61987#ABA976,0112-2---61987#ABA977
0112/2///61987#ABC455 | 002 | 01 | 0112/2///61987#ABC455#002 | Normal process design conditions [2] |  |  |  | properties characterizing the normal range of process conditions for which a device shall be designed and operate within its specifications |  |  |  |  | ITEM_CLASS | [5 empty] | 0112/2///61987#ABC540 - Process design conditions [flow] |  |  |  | Standard |  |  |  | 2018-03-28 | 2013-08-27 | 2016-05-24 | 2016-05-24 |  | SC65E – IEC 61987 | C00019 |  | 0112/2///61987#ABV501 | https://cdd.iec.ch/CDD/IEC61987/iec61987.nsf/Classes/0112-2---61987%23ABC455 | https://cdd.iec.ch/cdd/iec61987/iec61987.nsf/PropertiesAllVersions/0112-2---61987%23ABA954,https://cdd.iec.ch/cdd/iec61987/iec61987.nsf/PropertiesAllVersions/0112-2---61987%23ABB184,https://cdd.iec.ch/cdd/iec61987/iec61987.nsf/PropertiesAllVersions/0112-2---61987%23ABA955,https://cdd.iec.ch/cdd/iec61987/iec61987.nsf/PropertiesAllVersions/0112-2---61987%23ABB185,https://cdd.iec.ch/cdd/iec61987/iec61987.nsf/PropertiesAllVersions/0112-2---61987%23ABA918,https://cdd.iec.ch/cdd/iec61987/iec61987.nsf/PropertiesAllVersions/0112-2---61987%23ABA919,https://cdd.iec.ch/cdd/iec61987/iec61987.nsf/PropertiesAllVersions/0112-2---61987%23ABA598,https://cdd.iec.ch/cdd/iec61987/iec61987.nsf/PropertiesAllVersions/0112-2---61987%23ABB326,https://cdd.iec.ch/cdd/iec61987/iec61987.nsf/PropertiesAllVersions/0112-2---61987%23ABB327,https://cdd.iec.ch/cdd/iec61987/iec61987.nsf/PropertiesAllVersions/0112-2---61987%23ABB328,https://cdd.iec.ch/cdd/iec61987/iec61987.nsf/PropertiesAllVersions/0112-2---61987%23ABB329,https://cdd.iec.ch/cdd/iec61987/iec61987.nsf/PropertiesAllVersions/0112-2---61987%23ABB330,https://cdd.iec.ch/cdd/iec61987/iec61987.nsf/PropertiesAllVersions/0112-2---61987%23ABB331,https://cdd.iec.ch/cdd/iec61987/iec61987.nsf/PropertiesAllVersions/0112-2---61987%23ABB055,https://cdd.iec.ch/cdd/iec61987/iec61987.nsf/PropertiesAllVersions/0112-2---61987%23ABB056,https://cdd.iec.ch/cdd/iec61987/iec61987.nsf/PropertiesAllVersions/0112-2---61987%23ABA110,https://cdd.iec.ch/cdd/iec61987/iec61987.nsf/PropertiesAllVersions/0112-2---61987%23ABA111,https://cdd.iec.ch/cdd/iec61987/iec61987.nsf/PropertiesAllVersions/0112-2---61987%23ABA112,https://cdd.iec.ch/cdd/iec61987/iec61987.nsf/PropertiesAllVersions/0112-2---61987%23ABA114,https://cdd.iec.ch/cdd/iec61987/iec61987.nsf/PropertiesAllVersions/0112-2---61987%23ABB057,https://cdd.iec.ch/cdd/iec61987/iec61987.nsf/PropertiesAllVersions/0112-2---61987%23ABB058,https://cdd.iec.ch/cdd/iec61987/iec61987.nsf/PropertiesAllVersions/0112-2---61987%23ABB333,https://cdd.iec.ch/cdd/iec61987/iec61987.nsf/PropertiesAllVersions/0112-2---61987%23ABB334,https://cdd.iec.ch/cdd/iec61987/iec61987.nsf/PropertiesAllVersions/0112-2---61987%23ABB027,https://cdd.iec.ch/cdd/iec61987/iec61987.nsf/PropertiesAllVersions/0112-2---61987%23ABB233,https://cdd.iec.ch/cdd/iec61987/iec61987.nsf/PropertiesAllVersions/0112-2---61987%23ABB035,https://cdd.iec.ch/cdd/iec61987/iec61987.nsf/PropertiesAllVersions/0112-2---61987%23ABB259,https://cdd.iec.ch/cdd/iec61987/iec61987.nsf/PropertiesAllVersions/0112-2---61987%23ABB231,https://cdd.iec.ch/cdd/iec61987/iec61987.nsf/PropertiesAllVersions/0112-2---61987%23ABB232,https://cdd.iec.ch/cdd/iec61987/iec61987.nsf/PropertiesAllVersions/0112-2---61987%23ABB433,https://cdd.iec.ch/cdd/iec61987/iec61987.nsf/PropertiesAllVersions/0112-2---61987%23ABB059,https://cdd.iec.ch/cdd/iec61987/iec61987.nsf/PropertiesAllVersions/0112-2---61987%23ABB434,https://cdd.iec.ch/cdd/iec61987/iec61987.nsf/PropertiesAllVersions/0112-2---61987%23ABB435,https://cdd.iec.ch/cdd/iec61987/iec61987.nsf/PropertiesAllVersions/0112-2---61987%23ABD426,https://cdd.iec.ch/cdd/iec61987/iec61987.nsf/PropertiesAllVersions/0112-2---61987%23ABD427,https://cdd.iec.ch/cdd/iec61987/iec61987.nsf/PropertiesAllVersions/0112-2---61987%23ABB332,https://cdd.iec.ch/cdd/iec61987/iec61987.nsf/PropertiesAllVersions/0112-2---61987%23ABA116,https://cdd.iec.ch/cdd/iec61987/iec61987.nsf/PropertiesAllVersions/0112-2---61987%23ABA297 | 0112-2---61987#ABB055,0112-2---61987#ABB434,0112-2---61987#ABB332,0112-2---61987#ABA111,0112-2---61987#ABB232,0112-2---61987#ABB059,0112-2---61987#ABB435,0112-2---61987#ABA918,0112-2---61987#ABA919,0112-2---61987#ABB328,0112-2---61987#ABA954,0112-2---61987#ABA598,0112-2---61987#ABA114,0112-2---61987#ABA110,0112-2---61987#ABB057,0112-2---61987#ABB027,0112-2---61987#ABB233,0112-2---61987#ABB259,0112-2---61987#ABD426,0112-2---61987#ABB184,0112-2---61987#ABB185,0112-2---61987#ABA112,0112-2---61987#ABA297,0112-2---61987#ABA116,0112-2---61987#ABB326,0112-2---61987#ABB056,0112-2---61987#ABD427,0112-2---61987#ABB327,0112-2---61987#ABB333,0112-2---61987#ABB231,0112-2---61987#ABB331,0112-2---61987#ABB058,0112-2---61987#ABB334,0112-2---61987#ABB035,0112-2---61987#ABB433,0112-2---61987#ABA955,0112-2---61987#ABB329,0112-2---61987#ABB330
0112/2///61987#ABG403 | 001 | 01 | 0112/2///61987#ABG403#001 | Mechanical and electrical construction [microwave density transmitter] |  |  |  | properties characterizing the constructional details of the device and its parts |  |  | IEC 61987-1, 5.8 |  | ITEM_CLASS | [5 empty] | 0112/2///61987#ABF864 - Device LOP for microwave density transmitter |  |  |  | Standard |  | IEC 61987 | IEC | 2018-03-28 | 2014-12-17 | 2018-03-20 | 2018-03-20 |  | SC65E – IEC 61987 | C00017 | 001-01 (2018-03-28 07:26:09 by BATCH 00000762) standard | 0112/2///61987#ABV501 | https://cdd.iec.ch/CDD/IEC61987/iec61987.nsf/Classes/0112-2---61987%23ABG403 | https://cdd.iec.ch/cdd/iec61987/iec61987.nsf/PropertiesAllVersions/0112-2---61987%23ABD114,https://cdd.iec.ch/cdd/iec61987/iec61987.nsf/PropertiesAllVersions/0112-2---61987%23ABH008,https://cdd.iec.ch/cdd/iec61987/iec61987.nsf/PropertiesAllVersions/0112-2---61987%23ABB139,https://cdd.iec.ch/cdd/iec61987/iec61987.nsf/PropertiesAllVersions/0112-2---61987%23ABC862,https://cdd.iec.ch/cdd/iec61987/iec61987.nsf/PropertiesAllVersions/0112-2---61987%23ABC789 | 0112-2---61987#ABC789,0112-2---61987#ABD114,0112-2---61987#ABH008,0112-2---61987#ABB139,0112-2---61987#ABC862
0112/2///61987#ABH922 | 001 | 01 | 0112/2///61987#ABH922#001 | HART wireless network commands |  |  |  | properties characterizing HART wireless network commands |  |  |  |  | ITEM_CLASS | [5 empty] | 0112/2///61987#ABH911 - HART configuration parameter |  |  |  | Standard |  |  |  | 2018-03-28 | 2018-03-28 | 2018-03-28 | 2018-03-28 |  | SC65E – IEC 61987 | C00018 | 001-01 (2018-03-28 07:26:12 by BATCH 00000762) standard | 0112/2///61987#ABV501 | https://cdd.iec.ch/CDD/IEC61987/iec61987.nsf/Classes/0112-2---61987%23ABH922 | https://cdd.iec.ch/cdd/iec61987/iec61987.nsf/PropertiesAllVersions/0112-2---61987%23ABI311,https://cdd.iec.ch/cdd/iec61987/iec61987.nsf/PropertiesAllVersions/0112-2---61987%23ABI312,https://cdd.iec.ch/cdd/iec61987/iec61987.nsf/PropertiesAllVersions/0112-2---61987%23ABI313,https://cdd.iec.ch/cdd/iec61987/iec61987.nsf/PropertiesAllVersions/0112-2---61987%23ABI222,https://cdd.iec.ch/cdd/iec61987/iec61987.nsf/PropertiesAllVersions/0112-2---61987%23ABI069 | 0112-2---61987#ABI222,0112-2---61987#ABI069,0112-2---61987#ABI311,0112-2---61987#ABI312,0112-2---61987#ABI313
0112/2///61987#ABA728 | 002 | 01 | 0112/2///61987#ABA728#002 | Position switch |  |  |  | switch that outputs a discrete signal representative of a position regime |  |  |  |  | ITEM_CLASS | [9 empty] | Standard |  |  |  | 2018-03-28 | 2013-08-27 | 2016-05-24 | 2016-05-24 |  | SC65E – IEC 61987 | C00004 |  | 0112/2///61987#ABA697 | https://cdd.iec.ch/CDD/IEC61987/iec61987.nsf/Classes/0112-2---61987%23ABA728
0112/2///61987#ABC274 | 001 | 02 | 0112/2///61987#ABC274#001 | Influence of ambient temperature at selected test point |  |  |  | properties characterizing the influence of ambient temperature for selected ambient temperatures |  |  | IEC 61298-3, chapter 6 |  | ITEM_CLASS | [5 empty] | 0112/2///61987#ABC276 - Influence of external quantities expressed as a percentage0112/2///61987#ABC277 - Influence of external quantities expressed as a percentage for pressure0112/2///61987#ABG313 - Influence of external quantities expressed as a percentage [3]0112/2///61987#ABG314 - Influence of external quantities expressed as a percentage [4]0112/2///61987#ABJ593 - Influence of external quantities expressed as a percentage [5] |  |  |  | Standard |  |  |  | 2018-03-28 | 2013-08-27 | 2013-08-27 | 2014-06-18 |  | SC65E – IEC 61987 | C00004 |  | 0112/2///61987#ABV501 | https://cdd.iec.ch/CDD/IEC61987/iec61987.nsf/Classes/0112-2---61987%23ABC274 | https://cdd.iec.ch/cdd/iec61987/iec61987.nsf/PropertiesAllVersions/0112-2---61987%23ABB669,https://cdd.iec.ch/cdd/iec61987/iec61987.nsf/PropertiesAllVersions/0112-2---61987%23ABB670,https://cdd.iec.ch/cdd/iec61987/iec61987.nsf/PropertiesAllVersions/0112-2---61987%23ABB671 | 0112-2---61987#ABB669,0112-2---61987#ABB670,0112-2---61987#ABB671
0112/2///61987#ABC573 | 001 | 02 | 0112/2///61987#ABC573#001 | Reference electrode |  |  |  | properties characterizing an electrode used to determine a reference voltage |  |  |  |  | ITEM_CLASS | [5 empty] | 0112/2///61987#ABC642 - Structural design of an electromagnetic flow transmitter0112/2///61987#ABC643 - Structural design of an electromagnetic insertion flow transmitter |  |  |  | Standard |  |  |  | 2018-03-28 | 2013-08-27 | 2013-08-27 | 2014-06-18 |  | SC65E – IEC 61987 | C00004 |  | 0112/2///61987#ABV501 | https://cdd.iec.ch/CDD/IEC61987/iec61987.nsf/Classes/0112-2---61987%23ABC573 | https://cdd.iec.ch/cdd/iec61987/iec61987.nsf/PropertiesAllVersions/0112-2---61987%23ABB108,https://cdd.iec.ch/cdd/iec61987/iec61987.nsf/PropertiesAllVersions/0112-2---61987%23ABB107,https://cdd.iec.ch/cdd/iec61987/iec61987.nsf/PropertiesAllVersions/0112-2---61987%23ABB461,https://cdd.iec.ch/cdd/iec61987/iec61987.nsf/PropertiesAllVersions/0112-2---61987%23ABB463,https://cdd.iec.ch/cdd/iec61987/iec61987.nsf/PropertiesAllVersions/0112-2---61987%23ABC986 | 0112-2---61987#ABB108,0112-2---61987#ABB107,0112-2---61987#ABB461,0112-2---61987#ABB463,0112-2---61987#ABC986
0112/2///61987#ABE612 | 001 | 01 | 0112/2///61987#ABE612#001 | Mechanical and electrical construction [restriction orifice/diffuser] |  |  |  | properties characterizing the constructional details of the device and its parts |  |  |  |  | ITEM_CLASS | [5 empty] | 0112/2///61987#ABE633 - Device LOP for restriction orifice/diffuser |  |  |  | Standard |  | IEC 61987 | IEC | 2018-03-28 | 2014-07-25 | 2018-03-20 | 2018-03-20 |  | SC65E – IEC 61987 | C00016 | 001-01 (2018-03-28 07:26:03 by BATCH 00000762) standard | 0112/2///61987#ABV501 | https://cdd.iec.ch/CDD/IEC61987/iec61987.nsf/Classes/0112-2---61987%23ABE612 | https://cdd.iec.ch/cdd/iec61987/iec61987.nsf/PropertiesAllVersions/0112-2---61987%23ABE392,https://cdd.iec.ch/cdd/iec61987/iec61987.nsf/PropertiesAllVersions/0112-2---61987%23ABE548,https://cdd.iec.ch/cdd/iec61987/iec61987.nsf/PropertiesAllVersions/0112-2---61987%23ABE075 | 0112-2---61987#ABE392,0112-2---61987#ABE548,0112-2---61987#ABE075
0112/2///61987#ABF096 | 001 | 02 | 0112/2///61987#ABF096#001 | Influence of external quantities expressed for resistance |  |  |  | properties characterizing the influence of external quantities for temperature measurement devices that are not the subject of the measurement but whose change affects the relationship between the indication and the result of the measurement |  |  |  |  | ITEM_CLASS | [5 empty] | 0112/2///61987#ABF076 - Absolute performance for resistance |  |  | false | Standard |  | IEC 61987 | IEC | 2023-01-23 | 2017-12-07 | 2017-12-07 | 2023-01-23 |  | IEC/SC 65E | C00128 |  | 0112/2///61987#ABV501 | https://cdd.iec.ch/CDD/IEC61987/iec61987.nsf/Classes/0112-2---61987%23ABF096 | https://cdd.iec.ch/cdd/iec61987/iec61987.nsf/PropertiesAllVersions/0112-2---61987%23ABF098,https://cdd.iec.ch/cdd/iec61987/iec61987.nsf/PropertiesAllVersions/0112-2---61987%23ABF100,https://cdd.iec.ch/cdd/iec61987/iec61987.nsf/PropertiesAllVersions/0112-2---61987%23ABF102,https://cdd.iec.ch/cdd/iec61987/iec61987.nsf/PropertiesAllVersions/0112-2---61987%23ABF104 | 0112-2---61987#ABF100,0112-2---61987#ABF102,0112-2---61987#ABF104,0112-2---61987#ABF098
0112/2///61987#ABH627 | 001 | 01 | 0112/2///61987#ABH627#001 | Calibration of resistance |  |  |  | properties characterizing the calibration of resistance output values of a device |  |  |  |  | ITEM_CLASS | [5 empty] | 0112/2///61987#ABH561 - Calibration |  |  |  | Standard |  |  |  | 2019-03-08 | 2017-12-07 | 2019-03-08 | 2019-03-08 |  | SC65E – IEC 61987 | C00018 | 001-01 (2019-03-08 15:35:12 by BATCH 00000766) standard | 0112/2///61987#ABV501 | https://cdd.iec.ch/CDD/IEC61987/iec61987.nsf/Classes/0112-2---61987%23ABH627 | https://cdd.iec.ch/cdd/iec61987/iec61987.nsf/PropertiesAllVersions/0112-2---61987%23ABH594,https://cdd.iec.ch/cdd/iec61987/iec61987.nsf/PropertiesAllVersions/0112-2---61987%23ABH757 | 0112-2---61987#ABH594,0112-2---61987#ABH757
0112/2///61987#ABH913 | 001 | 01 | 0112/2///61987#ABH913#001 | Other function block |  |  |  | properties characterizing an Other function block |  |  |  |  | ITEM_CLASS | [5 empty] | 0112/2///61987#ABH840 - User application parameters |  |  |  | Standard |  |  |  | 2019-03-08 | 2017-12-07 | 2019-03-08 | 2019-03-08 |  | SC65E – IEC 61987 | C00018 | 001-01 (2019-03-08 15:35:13 by BATCH 00000766) standard | 0112/2///61987#ABV501 | https://cdd.iec.ch/CDD/IEC61987/iec61987.nsf/Classes/0112-2---61987%23ABH913 | https://cdd.iec.ch/cdd/iec61987/iec61987.nsf/PropertiesAllVersions/0112-2---61987%23ABI296,https://cdd.iec.ch/cdd/iec61987/iec61987.nsf/PropertiesAllVersions/0112-2---61987%23ABI297,https://cdd.iec.ch/cdd/iec61987/iec61987.nsf/PropertiesAllVersions/0112-2---61987%23ABJ349,https://cdd.iec.ch/cdd/iec61987/iec61987.nsf/PropertiesAllVersions/0112-2---61987%23ABJ007,https://cdd.iec.ch/cdd/iec61987/iec61987.nsf/PropertiesAllVersions/0112-2---61987%23ABI040,https://cdd.iec.ch/cdd/iec61987/iec61987.nsf/PropertiesAllVersions/0112-2---61987%23ABI394 | 0112-2---61987#ABI040,0112-2---61987#ABI394,0112-2---61987#ABI296,0112-2---61987#ABI297,0112-2---61987#ABJ349,0112-2---61987#ABJ007
0112/2///61987#ABI411 | 001 | 01 | 0112/2///61987#ABI411#001 | Influence of external quantities expressed for density [2] |  |  |  | properties characterizing the influence of external quantities for density measurement devices that are not the subject of the measurement but whose change affects the relationship between the indication and the result of the measurement |  |  |  |  | ITEM_CLASS | [5 empty] | 0112/2///61987#ABG318 - Absolute performance for density [2] |  |  |  | Standard |  |  |  | 2018-03-28 | 2018-03-28 | 2018-03-28 | 2018-03-28 |  | SC65E – IEC 61987 | C00018 | 001-01 (2018-03-28 07:26:12 by BATCH 00000762) standard | 0112/2///61987#ABV501 | https://cdd.iec.ch/CDD/IEC61987/iec61987.nsf/Classes/0112-2---61987%23ABI411 | https://cdd.iec.ch/cdd/iec61987/iec61987.nsf/PropertiesAllVersions/0112-2---61987%23ABB807,https://cdd.iec.ch/cdd/iec61987/iec61987.nsf/PropertiesAllVersions/0112-2---61987%23ABB808,https://cdd.iec.ch/cdd/iec61987/iec61987.nsf/PropertiesAllVersions/0112-2---61987%23ABB809,https://cdd.iec.ch/cdd/iec61987/iec61987.nsf/PropertiesAllVersions/0112-2---61987%23ABB810,https://cdd.iec.ch/cdd/iec61987/iec61987.nsf/PropertiesAllVersions/0112-2---61987%23ABB811,https://cdd.iec.ch/cdd/iec61987/iec61987.nsf/PropertiesAllVersions/0112-2---61987%23ABB812,https://cdd.iec.ch/cdd/iec61987/iec61987.nsf/PropertiesAllVersions/0112-2---61987%23ABF582,https://cdd.iec.ch/cdd/iec61987/iec61987.nsf/PropertiesAllVersions/0112-2---61987%23ABF583,https://cdd.iec.ch/cdd/iec61987/iec61987.nsf/PropertiesAllVersions/0112-2---61987%23ABF584,https://cdd.iec.ch/cdd/iec61987/iec61987.nsf/PropertiesAllVersions/0112-2---61987%23ABF585 | 0112-2---61987#ABF583,0112-2---61987#ABB807,0112-2---61987#ABB810,0112-2---61987#ABB811,0112-2---61987#ABF582,0112-2---61987#ABF585,0112-2---61987#ABB808,0112-2---61987#ABB809,0112-2---61987#ABB812,0112-2---61987#ABF584
0112/2///61987#ABP018 | 001 | 01 | 0112/2///61987#ABP018#001 | Analog voltage input [I/O module] |  |  |  | properties characterizing a voltage input for an I/O module |  |  |  |  | ITEM_CLASS | [5 empty] | 0112/2///61987#ABP044 - Input [I/O module] |  |  | false | Standard |  | IEC 61987 | IEC | 2023-01-23 | 2023-01-23 | 2023-01-23 | 2023-01-23 |  | IEC/SC 65E | C00128 | 001-01 (2023-01-23 14:53:33 by BATCH 00000807) standard | 0112/2///61987#ABV501 | https://cdd.iec.ch/CDD/IEC61987/iec61987.nsf/Classes/0112-2---61987%23ABP018 | https://cdd.iec.ch/cdd/iec61987/iec61987.nsf/PropertiesAllVersions/0112-2---61987%23ABP223 | 0112-2---61987#ABP223
0112/2///61987#ABA783 | 003 | 01 | 0112/2///61987#ABA783#003 | Positive displacement flow transmitter |  |  |  | flow transmitter that divides a fluid into fixed, metered volumes in order to measure volumetric flow rate |  |  |  |  | ITEM_CLASS |  |  |  |  | 0112/2///61987#ABU125 - reference to Operating LOP for flow measuring equipment |  |  |  |  | Standard |  |  |  | 2018-03-28 | 2013-08-27 | 2016-05-24 | 2016-05-24 |  | SC65E – IEC 61987 | C00004 |  | 0112/2///61987#ABA782 | https://cdd.iec.ch/CDD/IEC61987/iec61987.nsf/Classes/0112-2---61987%23ABA783
0112/2///61987#ABE813 | 001 | 01 | 0112/2///61987#ABE813#001 | Measuring range for level |  |  |  | properties characterizing a level measuring range |  |  |  |  | ITEM_CLASS | [5 empty] | 0112/2///61987#ABE812 - Level measurement |  |  |  | Standard |  | IEC 61987 | IEC | 2018-03-28 | 2018-03-28 | 2018-03-28 | 2018-03-28 |  | SC65E – IEC 61987 | C00018 | 001-01 (2018-03-28 07:26:04 by BATCH 00000762) standard | 0112/2///61987#ABV501 | https://cdd.iec.ch/CDD/IEC61987/iec61987.nsf/Classes/0112-2---61987%23ABE813 | https://cdd.iec.ch/cdd/iec61987/iec61987.nsf/PropertiesAllVersions/0112-2---61987%23ABE814,https://cdd.iec.ch/cdd/iec61987/iec61987.nsf/PropertiesAllVersions/0112-2---61987%23ABE815,https://cdd.iec.ch/cdd/iec61987/iec61987.nsf/PropertiesAllVersions/0112-2---61987%23ABE897,https://cdd.iec.ch/cdd/iec61987/iec61987.nsf/PropertiesAllVersions/0112-2---61987%23ABA967 | 0112-2---61987#ABE815,0112-2---61987#ABE897,0112-2---61987#ABA967,0112-2---61987#ABE814
0112/2///61987#ABF931 | 001 | 01 | 0112/2///61987#ABF931#001 | Input [24] |  |  |  | properties characterizing a measured variable, the size of which is to be acquired and indicated by the measurement as well as any auxiliary signal inputs |  |  | from IEC 61987-1, 5.4 |  | ITEM_CLASS | [5 empty] | 0112/2///61987#ABE748 - Device LOP for servo level transmitter |  |  |  | Standard |  | IEC 61987 | IEC | 2018-03-28 | 2014-12-17 | 2018-03-20 | 2018-03-20 |  | SC65E – IEC 61987 | C00018 | 001-01 (2018-03-28 07:26:06 by BATCH 00000762) standard | 0112/2///61987#ABV501 | https://cdd.iec.ch/CDD/IEC61987/iec61987.nsf/Classes/0112-2---61987%23ABF931 | https://cdd.iec.ch/cdd/iec61987/iec61987.nsf/PropertiesAllVersions/0112-2---61987%23ABB065,https://cdd.iec.ch/cdd/iec61987/iec61987.nsf/PropertiesAllVersions/0112-2---61987%23ABG537,https://cdd.iec.ch/cdd/iec61987/iec61987.nsf/PropertiesAllVersions/0112-2---61987%23ABA340,https://cdd.iec.ch/cdd/iec61987/iec61987.nsf/PropertiesAllVersions/0112-2---61987%23ABG620 | 0112-2---61987#ABB065,0112-2---61987#ABG537,0112-2---61987#ABA340,0112-2---61987#ABG620
0112/2///61987#ABF950 | 001 | 01 | 0112/2///61987#ABF950#001 | Measured variable [14] | process variable |  |  | properties characterizing a measured variable, the size of which is to be acquired and indicated by the device |  |  |  |  | ITEM_CLASS | [5 empty] | 0112/2///61987#ABF933 - Input [26] |  |  |  | Standard |  | IEC 61987 | IEC | 2018-03-28 | 2014-12-17 | 2016-05-24 | 2016-05-24 |  | SC65E – IEC 61987 | C00019 | 001-01 (2018-03-28 07:26:07 by BATCH 00000762) standard | 0112/2///61987#ABV501 | https://cdd.iec.ch/CDD/IEC61987/iec61987.nsf/Classes/0112-2---61987%23ABF950 | https://cdd.iec.ch/cdd/iec61987/iec61987.nsf/PropertiesAllVersions/0112-2---61987%23ABB271,https://cdd.iec.ch/cdd/iec61987/iec61987.nsf/PropertiesAllVersions/0112-2---61987%23ABA577,https://cdd.iec.ch/cdd/iec61987/iec61987.nsf/PropertiesAllVersions/0112-2---61987%23ABV172 | 0112-2---61987#ABB271,0112-2---61987#ABA577,0112-2---61987#ABV172
0112/2///61987#ABG442 | 001 | 01 | 0112/2///61987#ABG442#001 | Structural design [buoyancy density transmitter] |  |  |  | properties characterizing the constructional details of a device |  |  |  |  | ITEM_CLASS | [5 empty] | 0112/2///61987#ABG397 - Mechanical and electrical construction [buoyancy density transmitter] |  |  |  | Standard |  | IEC 61987 | IEC | 2018-03-28 | 2014-12-17 | 2018-03-20 | 2018-03-20 |  | SC65E – IEC 61987 | C00017 | 001-01 (2018-03-28 07:26:11 by BATCH 00000762) standard | 0112/2///61987#ABV501 | https://cdd.iec.ch/CDD/IEC61987/iec61987.nsf/Classes/0112-2---61987%23ABG442 | https://cdd.iec.ch/cdd/iec61987/iec61987.nsf/PropertiesAllVersions/0112-2---61987%23ABD042,https://cdd.iec.ch/cdd/iec61987/iec61987.nsf/PropertiesAllVersions/0112-2---61987%23ABF847,https://cdd.iec.ch/cdd/iec61987/iec61987.nsf/PropertiesAllVersions/0112-2---61987%23ABD286,https://cdd.iec.ch/cdd/iec61987/iec61987.nsf/PropertiesAllVersions/0112-2---61987%23ABA177,https://cdd.iec.ch/cdd/iec61987/iec61987.nsf/PropertiesAllVersions/0112-2---61987%23ABD290,https://cdd.iec.ch/cdd/iec61987/iec61987.nsf/PropertiesAllVersions/0112-2---61987%23ABB503,https://cdd.iec.ch/cdd/iec61987/iec61987.nsf/PropertiesAllVersions/0112-2---61987%23ABC825,https://cdd.iec.ch/cdd/iec61987/iec61987.nsf/PropertiesAllVersions/0112-2---61987%23ABD284 | 0112-2---61987#ABB503,0112-2---61987#ABC825,0112-2---61987#ABD284,0112-2---61987#ABD042,0112-2---61987#ABF847,0112-2---61987#ABD286,0112-2---61987#ABA177,0112-2---61987#ABD290
0112/2///61987#ABP016 | 001 | 01 | 0112/2///61987#ABP016#001 | Analog current output [I/O module] |  |  |  | properties characterizing an analog current output for an I/O module |  |  |  |  | ITEM_CLASS | [5 empty] | 0112/2///61987#ABP052 - Output [I/O module] |  |  | false | Standard |  | IEC 61987 | IEC | 2023-01-23 | 2023-01-23 | 2023-01-23 | 2023-01-23 |  | IEC/SC 65E | C00128 | 001-01 (2023-01-23 14:53:33 by BATCH 00000807) standard | 0112/2///61987#ABV501 | https://cdd.iec.ch/CDD/IEC61987/iec61987.nsf/Classes/0112-2---61987%23ABP016 | https://cdd.iec.ch/cdd/iec61987/iec61987.nsf/PropertiesAllVersions/0112-2---61987%23ABC721 | 0112-2---61987#ABC721
0112/2///61987#ABA702 | 002 | 01 | 0112/2///61987#ABA702#002 | Variable area flow switch |  |  |  | flow switch that uses a float confined within a vertical, tapered flow tube to detect a flow regime |  |  |  |  | ITEM_CLASS |  |  |  |  | 0112/2///61987#ABU125 - reference to Operating LOP for flow measuring equipment |  |  |  |  | Standard |  |  |  | 2018-03-28 | 2013-08-27 | 2016-05-24 | 2016-05-24 |  | SC65E – IEC 61987 | C00004 |  | 0112/2///61987#ABA698 | https://cdd.iec.ch/CDD/IEC61987/iec61987.nsf/Classes/0112-2---61987%23ABA702 |  | 0112-2---61987#ABU125
0112/2///61987#ABC104 | 006 | 01 | 0112/2///61987#ABC104#006 | Area classification |  |  |  | properties characterizing the area classification applicable at an installation point |  |  |  |  | ITEM_CLASS | [5 empty] | 0112/2///61987#ABC512 - Physical location0112/2///61987#ABD976 - Physical location [2]0112/2///61987#ABD977 - Physical location [3]0112/2///61987#ABG480 - Physical location [4] |  |  | false | Standard |  | IEC 61987 | IEC | 2022-12-09 | 2017-12-07 | 2022-12-09 | 2022-12-09 |  | IEC/SC 65E | C00112 |  | 0112/2///61987#ABV501 | https://cdd.iec.ch/CDD/IEC61987/iec61987.nsf/Classes/0112-2---61987%23ABC104 | https://cdd.iec.ch/cdd/iec61987/iec61987.nsf/PropertiesAllVersions/0112-2---61987%23ABB363,https://cdd.iec.ch/cdd/iec61987/iec61987.nsf/PropertiesAllVersions/0112-2---61987%23ABB364,https://cdd.iec.ch/cdd/iec61987/iec61987.nsf/PropertiesAllVersions/0112-2---61987%23ABB365,https://cdd.iec.ch/cdd/iec61987/iec61987.nsf/PropertiesAllVersions/0112-2---61987%23ABB366,https://cdd.iec.ch/cdd/iec61987/iec61987.nsf/PropertiesAllVersions/0112-2---61987%23ABA464,https://cdd.iec.ch/cdd/iec61987/iec61987.nsf/PropertiesAllVersions/0112-2---61987%23ABB367,https://cdd.iec.ch/cdd/iec61987/iec61987.nsf/PropertiesAllVersions/0112-2---61987%23ABB368,https://cdd.iec.ch/cdd/iec61987/iec61987.nsf/PropertiesAllVersions/0112-2---61987%23ABB369,https://cdd.iec.ch/cdd/iec61987/iec61987.nsf/PropertiesAllVersions/0112-2---61987%23ABB370,https://cdd.iec.ch/cdd/iec61987/iec61987.nsf/PropertiesAllVersions/0112-2---61987%23ABA593,https://cdd.iec.ch/cdd/iec61987/iec61987.nsf/PropertiesAllVersions/0112-2---61987%23ABB371,https://cdd.iec.ch/cdd/iec61987/iec61987.nsf/PropertiesAllVersions/0112-2---61987%23ABB372,https://cdd.iec.ch/cdd/iec61987/iec61987.nsf/PropertiesAllVersions/0112-2---61987%23ABB373,https://cdd.iec.ch/cdd/iec61987/iec61987.nsf/PropertiesAllVersions/0112-2---61987%23ABB374,https://cdd.iec.ch/cdd/iec61987/iec61987.nsf/PropertiesAllVersions/0112-2---61987%23ABB375 | 0112-2---61987#ABB364,0112-2---61987#ABB368,0112-2---61987#ABB370,0112-2---61987#ABB371,0112-2---61987#ABB374,0112-2---61987#ABB365,0112-2---61987#ABB366,0112-2---61987#ABA464,0112-2---61987#ABB367,0112-2---61987#ABB372,0112-2---61987#ABB373,0112-2---61987#ABB363,0112-2---61987#ABB369,0112-2---61987#ABA593,0112-2---61987#ABB375
0112/2///61987#ABF417 | 001 | 01 | 0112/2///61987#ABF417#001 | Temperature sensor |  |  |  | properties characterizing the temperature sensor of an insert |  |  |  |  | ITEM_CLASS | [5 empty] | 0112/2///61987#ABF405 - Structural design of an insert/element |  |  |  | Standard |  | IEC 61987 | IEC | 2018-03-28 | 2014-12-17 | 2017-09-18 | 2017-09-18 |  | SC65E – IEC 61987 | C00019 | 001-01 (2018-03-28 07:26:06 by BATCH 00000762) standard | 0112/2///61987#ABV501 | https://cdd.iec.ch/CDD/IEC61987/iec61987.nsf/Classes/0112-2---61987%23ABF417 | https://cdd.iec.ch/cdd/iec61987/iec61987.nsf/PropertiesAllVersions/0112-2---61987%23ABF420,https://cdd.iec.ch/cdd/iec61987/iec61987.nsf/PropertiesAllVersions/0112-2---61987%23ABF159,https://cdd.iec.ch/cdd/iec61987/iec61987.nsf/PropertiesAllVersions/0112-2---61987%23ABF421,https://cdd.iec.ch/cdd/iec61987/iec61987.nsf/PropertiesAllVersions/0112-2---61987%23ABF422,https://cdd.iec.ch/cdd/iec61987/iec61987.nsf/PropertiesAllVersions/0112-2---61987%23ABH382,https://cdd.iec.ch/cdd/iec61987/iec61987.nsf/PropertiesAllVersions/0112-2---61987%23ABF423,https://cdd.iec.ch/cdd/iec61987/iec61987.nsf/PropertiesAllVersions/0112-2---61987%23ABF424,https://cdd.iec.ch/cdd/iec61987/iec61987.nsf/PropertiesAllVersions/0112-2---61987%23ABH383,https://cdd.iec.ch/cdd/iec61987/iec61987.nsf/PropertiesAllVersions/0112-2---61987%23ABF426,https://cdd.iec.ch/cdd/iec61987/iec61987.nsf/PropertiesAllVersions/0112-2---61987%23ABF425,https://cdd.iec.ch/cdd/iec61987/iec61987.nsf/PropertiesAllVersions/0112-2---61987%23ABF805,https://cdd.iec.ch/cdd/iec61987/iec61987.nsf/PropertiesAllVersions/0112-2---61987%23ABF806 | 0112-2---61987#ABF422,0112-2---61987#ABF426,0112-2---61987#ABF425,0112-2---61987#ABF806,0112-2---61987#ABF805,0112-2---61987#ABF420,0112-2---61987#ABF159,0112-2---61987#ABF421,0112-2---61987#ABH382,0112-2---61987#ABF423,0112-2---61987#ABF424,0112-2---61987#ABH383
0112/2///61987#ABG367 | 001 | 01 | 0112/2///61987#ABG367#001 | Mechanical and electrical construction [conductance level transmitter/switch] |  |  |  | properties characterizing the constructional details of the device and its parts |  |  | IEC 61987-1, 5.8 |  | ITEM_CLASS | [5 empty] | 0112/2///61987#ABE738 - Device LOP for conductance level transmitter/switch |  |  |  | Standard |  | IEC 61987 | IEC | 2018-03-28 | 2014-12-17 | 2018-03-20 | 2018-03-20 |  | SC65E – IEC 61987 | C00018 | 001-01 (2018-03-28 07:26:09 by BATCH 00000762) standard | 0112/2///61987#ABV501 | https://cdd.iec.ch/CDD/IEC61987/iec61987.nsf/Classes/0112-2---61987%23ABG367 | https://cdd.iec.ch/cdd/iec61987/iec61987.nsf/PropertiesAllVersions/0112-2---61987%23ABD534,https://cdd.iec.ch/cdd/iec61987/iec61987.nsf/PropertiesAllVersions/0112-2---61987%23ABG972,https://cdd.iec.ch/cdd/iec61987/iec61987.nsf/PropertiesAllVersions/0112-2---61987%23ABB139,https://cdd.iec.ch/cdd/iec61987/iec61987.nsf/PropertiesAllVersions/0112-2---61987%23ABC862,https://cdd.iec.ch/cdd/iec61987/iec61987.nsf/PropertiesAllVersions/0112-2---61987%23ABC789 | 0112-2---61987#ABC789,0112-2---61987#ABD534,0112-2---61987#ABG972,0112-2---61987#ABB139,0112-2---61987#ABC862
0112/2///61987#ABG398 | 001 | 01 | 0112/2///61987#ABG398#001 | Mechanical and electrical construction [refractive index density transmitter] |  |  |  | properties characterizing the constructional details of the device and its parts |  |  | IEC 61987-1, 5.8 |  | ITEM_CLASS | [5 empty] | 0112/2///61987#ABF859 - Device LOP for refractive index density transmitter |  |  |  | Standard |  | IEC 61987 | IEC | 2018-03-28 | 2014-12-17 | 2018-03-20 | 2018-03-20 |  | SC65E – IEC 61987 | C00017 | 001-01 (2018-03-28 07:26:09 by BATCH 00000762) standard | 0112/2///61987#ABV501 | https://cdd.iec.ch/CDD/IEC61987/iec61987.nsf/Classes/0112-2---61987%23ABG398 | https://cdd.iec.ch/cdd/iec61987/iec61987.nsf/PropertiesAllVersions/0112-2---61987%23ABD114,https://cdd.iec.ch/cdd/iec61987/iec61987.nsf/PropertiesAllVersions/0112-2---61987%23ABH003,https://cdd.iec.ch/cdd/iec61987/iec61987.nsf/PropertiesAllVersions/0112-2---61987%23ABB139,https://cdd.iec.ch/cdd/iec61987/iec61987.nsf/PropertiesAllVersions/0112-2---61987%23ABC862,https://cdd.iec.ch/cdd/iec61987/iec61987.nsf/PropertiesAllVersions/0112-2---61987%23ABC789 | 0112-2---61987#ABB139,0112-2---61987#ABC862,0112-2---61987#ABC789,0112-2---61987#ABD114,0112-2---61987#ABH003
0112/2///61987#ABE641 | 002 | 01 | 0112/2///61987#ABE641#002 | Field-mounted level transmitter/switching unit |  |  |  | separate level transmitter or switching unit designed for mounting in the field |  |  |  |  | ITEM_CLASS |  |  |  |  | 0112/2///61987#ABE645 - reference to Generic OLOP for system components0112/2///61987#ABF906 - reference to Device LOP for separate level transmitter/switching unit |  |  |  |  | Standard |  |  |  | 2018-03-28 | 2014-07-18 | 2018-03-20 | 2018-03-20 |  | SC65E – IEC 61987 | C00004 |  | 0112/2///61987#ABE639 | https://cdd.iec.ch/CDD/IEC61987/iec61987.nsf/Classes/0112-2---61987%23ABE641 |  | 0112-2---61987#ABF906
0112/2///61987#ABA003 | 002 | 01 | 0112/2///61987#ABA003#002 | Operating LOP for flow measuring equipment |  |  |  | list of properties characterizing the operating conditions of flow measuring equipment |  |  |  |  | ITEM_CLASS | [5 empty] | 0112/2///61987#ABA644 - Flow gauge0112/2///61987#ABA698 - Flow switch0112/2///61987#ABA761 - Flow transmitter |  |  |  | Standard |  |  |  | 2018-03-28 | 2013-09-27 | 2016-05-24 | 2016-05-24 |  | SC65E – IEC 61987 | C00019 |  | 0112/2///61987#ABV503 | https://cdd.iec.ch/CDD/IEC61987/iec61987.nsf/Classes/0112-2---61987%23ABA003 | https://cdd.iec.ch/cdd/iec61987/iec61987.nsf/PropertiesAllVersions/0112-2---61987%23ABH440,https://cdd.iec.ch/cdd/iec61987/iec61987.nsf/PropertiesAllVersions/0112-2---61987%23ABC766,https://cdd.iec.ch/cdd/iec61987/iec61987.nsf/PropertiesAllVersions/0112-2---61987%23ABB164,https://cdd.iec.ch/cdd/iec61987/iec61987.nsf/PropertiesAllVersions/0112-2---61987%23ABD164,https://cdd.iec.ch/cdd/iec61987/iec61987.nsf/PropertiesAllVersions/0112-2---61987%23ABD089,https://cdd.iec.ch/cdd/iec61987/iec61987.nsf/PropertiesAllVersions/0112-2---61987%23ABD176,https://cdd.iec.ch/cdd/iec61987/iec61987.nsf/PropertiesAllVersions/0112-2---61987%23ABB348,https://cdd.iec.ch/cdd/iec61987/iec61987.nsf/PropertiesAllVersions/0112-2---61987%23ABD142 | 0112-2---61987#ABD164,0112-2---61987#ABD089,0112-2---61987#ABD176,0112-2---61987#ABB348,0112-2---61987#ABD142,0112-2---61987#ABH440,0112-2---61987#ABC766,0112-2---61987#ABB164
0112/2///61987#ABC388 | 001 | 02 | 0112/2///61987#ABC388#001 | Material of seat |  |  |  | properties characterizing the material of which a seat is made |  | PROLIST-Id: xxz496 |  |  | ITEM_CLASS | [5 empty] | 0112/2///61987#ABC677 - Valve |  |  |  | Standard |  |  |  | 2018-03-28 | 2013-09-27 | 2013-09-27 | 2014-06-18 |  | SC65E – IEC 61987 | C00004 |  | 0112/2///61987#ABV501 | https://cdd.iec.ch/CDD/IEC61987/iec61987.nsf/Classes/0112-2---61987%23ABC388 | https://cdd.iec.ch/cdd/iec61987/iec61987.nsf/PropertiesAllVersions/0112-2---61987%23ABB455,https://cdd.iec.ch/cdd/iec61987/iec61987.nsf/PropertiesAllVersions/0112-2---61987%23ABI460,https://cdd.iec.ch/cdd/iec61987/iec61987.nsf/PropertiesAllVersions/0112-2---61987%23ABA908,https://cdd.iec.ch/cdd/iec61987/iec61987.nsf/PropertiesAllVersions/0112-2---61987%23ABA907 | 0112-2---61987#ABB455,0112-2---61987#ABI460,0112-2---61987#ABA908,0112-2---61987#ABA907
0112/2///61987#ABE010 | 001 | 02 | 0112/2///61987#ABE010#001 | Shaft end |  |  |  | properties characterizing the shaft end |  |  |  |  | ITEM_CLASS | [5 empty] | 0112/2///61987#ABE026 - Structural design of a ball valve0112/2///61987#ABE027 - Structural design of a butterfly valve0112/2///61987#ABE031 - Structural design of a plug valve0112/2///61987#ABE036 - Structural design of an eccentric plug valve |  |  |  | Standard |  |  |  | 2018-03-28 | 2013-09-02 | 2013-09-02 | 2014-06-18 |  | SC65E – IEC 61987 | C00009 |  | 0112/2///61987#ABV501 | https://cdd.iec.ch/CDD/IEC61987/iec61987.nsf/Classes/0112-2---61987%23ABE010 | https://cdd.iec.ch/cdd/iec61987/iec61987.nsf/PropertiesAllVersions/0112-2---61987%23ABD729,https://cdd.iec.ch/cdd/iec61987/iec61987.nsf/PropertiesAllVersions/0112-2---61987%23ABD702 | 0112-2---61987#ABD729,0112-2---61987#ABD702
0112/2///61987#ABE572 | 001 | 01 | 0112/2///61987#ABE572#001 | Output [9] |  |  |  | properties characterizing the outputs provided by the device, the variables assigned to them and their electrical properties |  |  |  |  | ITEM_CLASS | [5 empty] | 0112/2///61987#ABE630 - Device LOP for limit switch |  |  |  | Standard |  | IEC 61987 | IEC | 2018-03-28 | 2014-07-25 | 2018-03-20 | 2018-03-20 |  | SC65E – IEC 61987 | C00016 | 001-01 (2018-03-28 07:26:03 by BATCH 00000762) standard | 0112/2///61987#ABV501 | https://cdd.iec.ch/CDD/IEC61987/iec61987.nsf/Classes/0112-2---61987%23ABE572 | https://cdd.iec.ch/cdd/iec61987/iec61987.nsf/PropertiesAllVersions/0112-2---61987%23ABB271,https://cdd.iec.ch/cdd/iec61987/iec61987.nsf/PropertiesAllVersions/0112-2---61987%23ABA577,https://cdd.iec.ch/cdd/iec61987/iec61987.nsf/PropertiesAllVersions/0112-2---61987%23ABA342,https://cdd.iec.ch/cdd/iec61987/iec61987.nsf/PropertiesAllVersions/0112-2---61987%23ABU579 | 0112-2---61987#ABB271,0112-2---61987#ABA577,0112-2---61987#ABA342,0112-2---61987#ABU579
0112/2///61987#ABG149 | 001 | 01 | 0112/2///61987#ABG149#001 | Type of output [19] |  |  |  | administration block for polymorphism acting as proxy for the selected output type |  | Polymorphic element: ABG149, Id: 2 |  |  | ITEM_CLASS | [5 empty] | 0112/2///61987#ABG134 - Output [19] |  |  |  | Standard |  | IEC 61987 | IEC | 2018-03-28 | 2014-12-17 | 2016-05-24 | 2016-05-24 |  | SC65E – IEC 61987 | C00019 | 001-01 (2018-03-28 07:26:07 by BATCH 00000762) standard | 0112/2///61987#ABV501 | https://cdd.iec.ch/CDD/IEC61987/iec61987.nsf/Classes/0112-2---61987%23ABG149 | https://cdd.iec.ch/cdd/iec61987/iec61987.nsf/PropertiesAllVersions/0112-2---61987%23ABV166,https://cdd.iec.ch/cdd/iec61987/iec61987.nsf/PropertiesAllVersions/0112-2---61987%23ABV174,https://cdd.iec.ch/cdd/iec61987/iec61987.nsf/PropertiesAllVersions/0112-2---61987%23ABV175,https://cdd.iec.ch/cdd/iec61987/iec61987.nsf/PropertiesAllVersions/0112-2---61987%23ABV176,https://cdd.iec.ch/cdd/iec61987/iec61987.nsf/PropertiesAllVersions/0112-2---61987%23ABV224,https://cdd.iec.ch/cdd/iec61987/iec61987.nsf/PropertiesAllVersions/0112-2---61987%23ABV225,https://cdd.iec.ch/cdd/iec61987/iec61987.nsf/PropertiesAllVersions/0112-2---61987%23ABV226,https://cdd.iec.ch/cdd/iec61987/iec61987.nsf/PropertiesAllVersions/0112-2---61987%23ABV227,https://cdd.iec.ch/cdd/iec61987/iec61987.nsf/PropertiesAllVersions/0112-2---61987%23ABV177,https://cdd.iec.ch/cdd/iec61987/iec61987.nsf/PropertiesAllVersions/0112-2---61987%23ABV213 | 0112-2---61987#ABV166,0112-2---61987#ABV174,0112-2---61987#ABV225,0112-2---61987#ABV226,0112-2---61987#ABV227,0112-2---61987#ABV177,0112-2---61987#ABV213,0112-2---61987#ABV175,0112-2---61987#ABV176,0112-2---61987#ABV224
0112/2///61987#ABV238 | 001 | 01 | 0112/2///61987#ABV238#001 | Design ratings for thermowell |  |  |  | properties characterizing the limiting conditions for avoiding mechanical damage of a thermowell | The calculation is based on the reference parameters by means of the corresponding thermowell standard. | Id specified in IEC61987: ABF554 |  |  | ITEM_CLASS | [5 empty] | 0112/2///61987#ABG323 - Rated operating conditions [18] |  |  |  | Standard |  | IEC 61987 | IEC | 2018-03-28 | 2014-12-17 | 2016-05-24 | 2016-05-24 |  | SC65E – IEC 61987 | C00019 | 001-01 (2018-03-28 07:26:13 by BATCH 00000762) standard | 0112/2///61987#ABV501 | https://cdd.iec.ch/CDD/IEC61987/iec61987.nsf/Classes/0112-2---61987%23ABV238 | https://cdd.iec.ch/cdd/iec61987/iec61987.nsf/PropertiesAllVersions/0112-2---61987%23ABF556,https://cdd.iec.ch/cdd/iec61987/iec61987.nsf/PropertiesAllVersions/0112-2---61987%23ABF557,https://cdd.iec.ch/cdd/iec61987/iec61987.nsf/PropertiesAllVersions/0112-2---61987%23ABF558,https://cdd.iec.ch/cdd/iec61987/iec61987.nsf/PropertiesAllVersions/0112-2---61987%23ABF559,https://cdd.iec.ch/cdd/iec61987/iec61987.nsf/PropertiesAllVersions/0112-2---61987%23ABA114 | 0112-2---61987#ABF556,0112-2---61987#ABF557,0112-2---61987#ABF558,0112-2---61987#ABF559,0112-2---61987#ABA114
0112/2///61987#ABA887 | 002 | 01 | 0112/2///61987#ABA887#002 | Orifice plate |  |  |  | primary element that generates a difference in pressure by partially obstructing the flow in pipe |  |  |  |  | ITEM_CLASS | [9 empty] | Standard |  |  |  | 2018-03-28 | 2013-08-27 | 2016-05-24 | 2016-05-24 |  | SC65E – IEC 61987 | C00004 |  | 0112/2///61987#ABA884 | https://cdd.iec.ch/CDD/IEC61987/iec61987.nsf/Classes/0112-2---61987%23ABA887
0112/2///61987#ABC429 | 002 | 01 | 0112/2///61987#ABC429#002 | Mechanical and electrical construction [piston flow transmitter/gauge] |  |  |  | properties characterizing the constructional details of the device and its parts |  |  | IEC 61987-1, 5.8 |  | ITEM_CLASS | [5 empty] | 0112/2///61987#ABA014 - Device LOP for piston flow transmitter/gauge |  |  |  | Standard |  |  |  | 2018-03-28 | 2013-08-27 | 2016-05-24 | 2016-05-24 |  | SC65E – IEC 61987 | C00004 |  | 0112/2///61987#ABV501 | https://cdd.iec.ch/CDD/IEC61987/iec61987.nsf/Classes/0112-2---61987%23ABC429 | https://cdd.iec.ch/cdd/iec61987/iec61987.nsf/PropertiesAllVersions/0112-2---61987%23ABD114,https://cdd.iec.ch/cdd/iec61987/iec61987.nsf/PropertiesAllVersions/0112-2---61987%23ABD236,https://cdd.iec.ch/cdd/iec61987/iec61987.nsf/PropertiesAllVersions/0112-2---61987%23ABB139,https://cdd.iec.ch/cdd/iec61987/iec61987.nsf/PropertiesAllVersions/0112-2---61987%23ABC862,https://cdd.iec.ch/cdd/iec61987/iec61987.nsf/PropertiesAllVersions/0112-2---61987%23ABC789 | 0112-2---61987#ABC862,0112-2---61987#ABC789,0112-2---61987#ABD114,0112-2---61987#ABD236,0112-2---61987#ABB139
0112/2///61987#ABC468 | 001 | 02 | 0112/2///61987#ABC468#001 | Other hardware configuration element |  |  |  | properties characterizing an additional hardware configuration element provided for configuring a device |  |  |  |  | ITEM_CLASS | [5 empty] | 0112/2///61987#ABC264 - Hardware configuration elements |  |  |  | Standard |  |  |  | 2018-03-28 | 2013-08-27 | 2013-08-27 | 2014-06-18 |  | SC65E – IEC 61987 | C00018 |  | 0112/2///61987#ABV501 | https://cdd.iec.ch/CDD/IEC61987/iec61987.nsf/Classes/0112-2---61987%23ABC468 | https://cdd.iec.ch/cdd/iec61987/iec61987.nsf/PropertiesAllVersions/0112-2---61987%23ABA489,https://cdd.iec.ch/cdd/iec61987/iec61987.nsf/PropertiesAllVersions/0112-2---61987%23ABA490,https://cdd.iec.ch/cdd/iec61987/iec61987.nsf/PropertiesAllVersions/0112-2---61987%23ABA491,https://cdd.iec.ch/cdd/iec61987/iec61987.nsf/PropertiesAllVersions/0112-2---61987%23ABA492,https://cdd.iec.ch/cdd/iec61987/iec61987.nsf/PropertiesAllVersions/0112-2---61987%23ABA493 | 0112-2---61987#ABA489,0112-2---61987#ABA490,0112-2---61987#ABA491,0112-2---61987#ABA492,0112-2---61987#ABA493
0112/2///61987#ABE000 | 003 | 01 | 0112/2///61987#ABE000#003 | Rated operating conditions [11] |  |  |  | properties characterizing the conditions that must be fulfilled during operation in order that a device or assembly performs as designed |  |  |  |  | ITEM_CLASS | [5 empty] | 0112/2///61987#ABE310 - Device LOP for valve body assembly0112/2///61987#ABE311 - Device LOP for globe valve0112/2///61987#ABE312 - Device LOP for gate valve0112/2///61987#ABE313 - Device LOP for diaphragm valve0112/2///61987#ABE313 - Device LOP for diaphragm/pinch valve0112/2///61987#ABE314 - Device LOP for butterfly valve0112/2///61987#ABE315 - Device LOP for eccentric plug valve0112/2///61987#ABE316 - Device LOP for plug valve0112/2///61987#ABE317 - Device LOP for ball valve0112/2///61987#ABE318 - Device LOP for pressure reducing regulator or back pressure/excess pressure regulator |  |  | false | Standard |  | IEC 61987 | IEC | 2022-12-09 | 2017-12-07 | 2022-12-09 | 2022-12-09 |  | IEC/SC 65E | C00112 |  | 0112/2///61987#ABV501 | https://cdd.iec.ch/CDD/IEC61987/iec61987.nsf/Classes/0112-2---61987%23ABE000 | https://cdd.iec.ch/cdd/iec61987/iec61987.nsf/PropertiesAllVersions/0112-2---61987%23ABE455,https://cdd.iec.ch/cdd/iec61987/iec61987.nsf/PropertiesAllVersions/0112-2---61987%23ABE111,https://cdd.iec.ch/cdd/iec61987/iec61987.nsf/PropertiesAllVersions/0112-2---61987%23ABE248,https://cdd.iec.ch/cdd/iec61987/iec61987.nsf/PropertiesAllVersions/0112-2---61987%23ABE242 | 0112-2---61987#ABE455,0112-2---61987#ABE111,0112-2---61987#ABE248,0112-2---61987#ABE242
0112/2///61987#ABF125 | 001 | 01 | 0112/2///61987#ABF125#001 | Material of guided microwave probe |  |  |  | properties characterizing the material of which a guided microwave probe is made |  |  |  |  | ITEM_CLASS | [5 empty] | 0112/2///61987#ABF118 - Microwave probe |  |  |  | Standard |  | IEC 61987 | IEC | 2018-03-28 | 2018-03-28 | 2018-03-28 | 2018-03-28 |  | SC65E – IEC 61987 | C00018 | 001-01 (2018-03-28 07:26:05 by BATCH 00000762) standard | 0112/2///61987#ABV501 | https://cdd.iec.ch/CDD/IEC61987/iec61987.nsf/Classes/0112-2---61987%23ABF125 | https://cdd.iec.ch/cdd/iec61987/iec61987.nsf/PropertiesAllVersions/0112-2---61987%23ABB455,https://cdd.iec.ch/cdd/iec61987/iec61987.nsf/PropertiesAllVersions/0112-2---61987%23ABI460,https://cdd.iec.ch/cdd/iec61987/iec61987.nsf/PropertiesAllVersions/0112-2---61987%23ABA908,https://cdd.iec.ch/cdd/iec61987/iec61987.nsf/PropertiesAllVersions/0112-2---61987%23ABA907 | 0112-2---61987#ABB455,0112-2---61987#ABI460,0112-2---61987#ABA908,0112-2---61987#ABA907
0112/2///61987#ABG421 | 001 | 01 | 0112/2///61987#ABG421#001 | Structural design [optical level switch] |  |  |  | properties characterizing the constructional details of a device |  |  |  |  | ITEM_CLASS | [5 empty] | 0112/2///61987#ABG376 - Mechanical and electrical construction [optical level switch] |  |  |  | Standard |  | IEC 61987 | IEC | 2018-03-28 | 2014-12-17 | 2018-03-20 | 2018-03-20 |  | SC65E | C00018 | 001-01 (2018-03-28 07:26:09 by BATCH 00000762) standard | 0112/2///61987#ABV501 | https://cdd.iec.ch/CDD/IEC61987/iec61987.nsf/Classes/0112-2---61987%23ABG421 | https://cdd.iec.ch/cdd/iec61987/iec61987.nsf/PropertiesAllVersions/0112-2---61987%23ABF766,https://cdd.iec.ch/cdd/iec61987/iec61987.nsf/PropertiesAllVersions/0112-2---61987%23ABF374,https://cdd.iec.ch/cdd/iec61987/iec61987.nsf/PropertiesAllVersions/0112-2---61987%23ABF796,https://cdd.iec.ch/cdd/iec61987/iec61987.nsf/PropertiesAllVersions/0112-2---61987%23ABD284 | 0112-2---61987#ABF374,0112-2---61987#ABF796,0112-2---61987#ABD284,0112-2---61987#ABF766
0112/2///61987#ABP035 | 001 | 01 | 0112/2///61987#ABP035#001 | Influence of external quantities expressed for active power [I/O module] |  |  |  | properties characterizing the influence of external quantities for active power measurement of I/O modules that are not the subject of the measurement but whose change affects the relationship between the indication and the result of the measurement |  |  |  |  | ITEM_CLASS | [5 empty] | 0112/2///61987#ABP004 - Absolute performance for active power [I/O module] |  |  | false | Standard |  | IEC 61987 | IEC | 2023-01-23 | 2023-01-23 | 2023-01-23 | 2023-01-23 |  | IEC/SC 65E | C00128 | 001-01 (2023-01-23 14:53:33 by BATCH 00000807) standard | 0112/2///61987#ABV501 | https://cdd.iec.ch/CDD/IEC61987/iec61987.nsf/Classes/0112-2---61987%23ABP035 | https://cdd.iec.ch/cdd/iec61987/iec61987.nsf/PropertiesAllVersions/0112-2---61987%23ABP101,https://cdd.iec.ch/cdd/iec61987/iec61987.nsf/PropertiesAllVersions/0112-2---61987%23ABP123 | 0112-2---61987#ABP101,0112-2---61987#ABP123
0112/2///61987#ABO054 | 001 | 01 | 0112/2///61987#ABO054#001 | Modem |  |  |  | network component that modulates signals to encode information to be transmitted and demodulates signals to decode received information | A modem is often combined with other functionality in a single device. |  |  |  | ITEM_CLASS |  |  |  |  | 0112/2///61987#ABP285 - reference to Operating LOP for infrastructure devices |  |  |  | true | Standard |  | IEC 61987-31 | IEC | 2022-10-26 | 2022-10-26 | 2022-10-26 | 2022-10-26 |  | IEC/SC 65E | C00127 | 001-01 (2022-10-26 07:15:17 by BATCH 00000802) standard | 0112/2///61987#ABO045 | https://cdd.iec.ch/CDD/IEC61987/iec61987.nsf/Classes/0112-2---61987%23ABO054
0112/2///61987#ABC214 | 001 | 02 | 0112/2///61987#ABC214#001 | Electrical data of a bus powered device |  |  |  | properties characterizing the power requirements of a bus-powered device |  |  |  |  | ITEM_CLASS | [5 empty] | 0112/2///61987#ABC685 - Wired communication interface |  |  |  | Standard |  |  |  | 2018-03-28 | 2013-08-27 | 2013-08-27 | 2014-06-18 |  | SC65E – IEC 61987 | C00004 |  | 0112/2///61987#ABV501 | https://cdd.iec.ch/CDD/IEC61987/iec61987.nsf/Classes/0112-2---61987%23ABC214 | https://cdd.iec.ch/cdd/iec61987/iec61987.nsf/PropertiesAllVersions/0112-2---61987%23ABA062,https://cdd.iec.ch/cdd/iec61987/iec61987.nsf/PropertiesAllVersions/0112-2---61987%23ABB246,https://cdd.iec.ch/cdd/iec61987/iec61987.nsf/PropertiesAllVersions/0112-2---61987%23ABA063,https://cdd.iec.ch/cdd/iec61987/iec61987.nsf/PropertiesAllVersions/0112-2---61987%23ABC843,https://cdd.iec.ch/cdd/iec61987/iec61987.nsf/PropertiesAllVersions/0112-2---61987%23ABC842,https://cdd.iec.ch/cdd/iec61987/iec61987.nsf/PropertiesAllVersions/0112-2---61987%23ABC951 | 0112-2---61987#ABC843,0112-2---61987#ABC842,0112-2---61987#ABC951,0112-2---61987#ABA062,0112-2---61987#ABB246,0112-2---61987#ABA063
0112/2///61987#ABF378 | 001 | 01 | 0112/2///61987#ABF378#001 | Structural design of a thermowell extension |  |  |  | properties characterizing the constructional details of a thermowell extension |  |  |  |  | ITEM_CLASS | [5 empty] | 0112/2///61987#ABG433 - Structural design [contact temperature transmitter]0112/2///61987#ABG436 - Structural design [insert/element]0112/2///61987#ABG438 - Structural design [thermowell extension]0112/2///61987#ABG439 - Structural design [thermowell]0112/2///61987#ABG440 - Structural design [temperature gauge] |  |  |  | Standard |  | IEC 61987 | IEC | 2018-03-28 | 2014-12-17 | 2016-05-24 | 2016-05-24 |  | SC65E – IEC 61987 | C00019 | 001-01 (2018-03-28 07:26:06 by BATCH 00000762) standard | 0112/2///61987#ABV501 | https://cdd.iec.ch/CDD/IEC61987/iec61987.nsf/Classes/0112-2---61987%23ABF378 | https://cdd.iec.ch/cdd/iec61987/iec61987.nsf/PropertiesAllVersions/0112-2---61987%23ABH389,https://cdd.iec.ch/cdd/iec61987/iec61987.nsf/PropertiesAllVersions/0112-2---61987%23ABB932,https://cdd.iec.ch/cdd/iec61987/iec61987.nsf/PropertiesAllVersions/0112-2---61987%23ABA910,https://cdd.iec.ch/cdd/iec61987/iec61987.nsf/PropertiesAllVersions/0112-2---61987%23ABA640,https://cdd.iec.ch/cdd/iec61987/iec61987.nsf/PropertiesAllVersions/0112-2---61987%23ABA576,https://cdd.iec.ch/cdd/iec61987/iec61987.nsf/PropertiesAllVersions/0112-2---61987%23ABA591,https://cdd.iec.ch/cdd/iec61987/iec61987.nsf/PropertiesAllVersions/0112-2---61987%23ABB340,https://cdd.iec.ch/cdd/iec61987/iec61987.nsf/PropertiesAllVersions/0112-2---61987%23ABF778,https://cdd.iec.ch/cdd/iec61987/iec61987.nsf/PropertiesAllVersions/0112-2---61987%23ABH396,https://cdd.iec.ch/cdd/iec61987/iec61987.nsf/PropertiesAllVersions/0112-2---61987%23ABH391,https://cdd.iec.ch/cdd/iec61987/iec61987.nsf/PropertiesAllVersions/0112-2---61987%23ABF379,https://cdd.iec.ch/cdd/iec61987/iec61987.nsf/PropertiesAllVersions/0112-2---61987%23ABF333,https://cdd.iec.ch/cdd/iec61987/iec61987.nsf/PropertiesAllVersions/0112-2---61987%23ABF332 | 0112-2---61987#ABH396,0112-2---61987#ABH389,0112-2---61987#ABB932,0112-2---61987#ABA576,0112-2---61987#ABB340,0112-2---61987#ABF778,0112-2---61987#ABF333,0112-2---61987#ABF332,0112-2---61987#ABA910,0112-2---61987#ABA640,0112-2---61987#ABA591,0112-2---61987#ABH391,0112-2---61987#ABF379
0112/2///61987#ABG433 | 001 | 01 | 0112/2///61987#ABG433#001 | Structural design [contact temperature transmitter] |  |  |  | properties characterizing the constructional details of a device |  |  |  |  | ITEM_CLASS | [5 empty] | 0112/2///61987#ABG388 - Mechanical and electrical construction [contact temperature transmitter] |  |  |  | Standard |  | IEC 61987 | IEC | 2018-03-28 | 2014-12-17 | 2016-05-24 | 2016-05-24 |  | SC65E – IEC 61987 | C00019 | 001-01 (2018-03-28 07:26:11 by BATCH 00000762) standard | 0112/2///61987#ABV501 | https://cdd.iec.ch/CDD/IEC61987/iec61987.nsf/Classes/0112-2---61987%23ABG433 | https://cdd.iec.ch/cdd/iec61987/iec61987.nsf/PropertiesAllVersions/0112-2---61987%23ABF774,https://cdd.iec.ch/cdd/iec61987/iec61987.nsf/PropertiesAllVersions/0112-2---61987%23ABF798,https://cdd.iec.ch/cdd/iec61987/iec61987.nsf/PropertiesAllVersions/0112-2---61987%23ABF799,https://cdd.iec.ch/cdd/iec61987/iec61987.nsf/PropertiesAllVersions/0112-2---61987%23ABF803,https://cdd.iec.ch/cdd/iec61987/iec61987.nsf/PropertiesAllVersions/0112-2---61987%23ABF800,https://cdd.iec.ch/cdd/iec61987/iec61987.nsf/PropertiesAllVersions/0112-2---61987%23ABA177,https://cdd.iec.ch/cdd/iec61987/iec61987.nsf/PropertiesAllVersions/0112-2---61987%23ABD290 | 0112-2---61987#ABF774,0112-2---61987#ABF798,0112-2---61987#ABF799,0112-2---61987#ABF803,0112-2---61987#ABF800,0112-2---61987#ABA177,0112-2---61987#ABD290
0112/2///61987#ABH190 | 001 | 01 | 0112/2///61987#ABH190#001 | Foam phase [level] |  |  |  | properties of a foam phase of a fluid |  | Polymorphic element: ABH190, Id: 2 |  |  | ITEM_CLASS | [5 empty] | 0112/2///61987#ABG457 - Phase [level] |  |  |  | Standard |  | IEC 61987 | IEC | 2018-03-28 | 2018-03-28 | 2018-03-28 | 2018-03-28 |  | SC65E – IEC 61987 | C00018 | 001-01 (2018-03-28 07:26:12 by BATCH 00000762) standard | 0112/2///61987#ABV501 | https://cdd.iec.ch/CDD/IEC61987/iec61987.nsf/Classes/0112-2---61987%23ABH190 | https://cdd.iec.ch/cdd/iec61987/iec61987.nsf/PropertiesAllVersions/0112-2---61987%23ABH060,https://cdd.iec.ch/cdd/iec61987/iec61987.nsf/PropertiesAllVersions/0112-2---61987%23ABH061,https://cdd.iec.ch/cdd/iec61987/iec61987.nsf/PropertiesAllVersions/0112-2---61987%23ABA946,https://cdd.iec.ch/cdd/iec61987/iec61987.nsf/PropertiesAllVersions/0112-2---61987%23ABA557,https://cdd.iec.ch/cdd/iec61987/iec61987.nsf/PropertiesAllVersions/0112-2---61987%23ABB297,https://cdd.iec.ch/cdd/iec61987/iec61987.nsf/PropertiesAllVersions/0112-2---61987%23ABB298,https://cdd.iec.ch/cdd/iec61987/iec61987.nsf/PropertiesAllVersions/0112-2---61987%23ABB299,https://cdd.iec.ch/cdd/iec61987/iec61987.nsf/PropertiesAllVersions/0112-2---61987%23ABB067,https://cdd.iec.ch/cdd/iec61987/iec61987.nsf/PropertiesAllVersions/0112-2---61987%23ABB300,https://cdd.iec.ch/cdd/iec61987/iec61987.nsf/PropertiesAllVersions/0112-2---61987%23ABA560,https://cdd.iec.ch/cdd/iec61987/iec61987.nsf/PropertiesAllVersions/0112-2---61987%23ABH062,https://cdd.iec.ch/cdd/iec61987/iec61987.nsf/PropertiesAllVersions/0112-2---61987%23ABH063,https://cdd.iec.ch/cdd/iec61987/iec61987.nsf/PropertiesAllVersions/0112-2---61987%23ABH177,https://cdd.iec.ch/cdd/iec61987/iec61987.nsf/PropertiesAllVersions/0112-2---61987%23ABD099 | 0112-2---61987#ABB300,0112-2---61987#ABH062,0112-2---61987#ABH063,0112-2---61987#ABH060,0112-2---61987#ABA946,0112-2---61987#ABA557,0112-2---61987#ABB298,0112-2---61987#ABB299,0112-2---61987#ABB067,0112-2---61987#ABD099,0112-2---61987#ABH061,0112-2---61987#ABB297,0112-2---61987#ABA560,0112-2---61987#ABH177
0112/2///61987#ABC427 | 002 | 01 | 0112/2///61987#ABC427#002 | Mechanical and electrical construction [orifice/differential pressure flow transmitter] |  |  |  | properties characterizing the constructional details of the device and its parts |  |  | IEC 61987-1, 5.8 |  | ITEM_CLASS | [5 empty] | 0112/2///61987#ABA010 - Device LOP for orifice/differential pressure flow transmitter |  |  |  | Standard |  |  |  | 2018-03-28 | 2013-08-27 | 2016-05-24 | 2016-05-24 |  | SC65E – IEC 61987 | C00004 |  | 0112/2///61987#ABV501 | https://cdd.iec.ch/CDD/IEC61987/iec61987.nsf/Classes/0112-2---61987%23ABC427 | https://cdd.iec.ch/cdd/iec61987/iec61987.nsf/PropertiesAllVersions/0112-2---61987%23ABD114,https://cdd.iec.ch/cdd/iec61987/iec61987.nsf/PropertiesAllVersions/0112-2---61987%23ABD234,https://cdd.iec.ch/cdd/iec61987/iec61987.nsf/PropertiesAllVersions/0112-2---61987%23ABB139,https://cdd.iec.ch/cdd/iec61987/iec61987.nsf/PropertiesAllVersions/0112-2---61987%23ABC862,https://cdd.iec.ch/cdd/iec61987/iec61987.nsf/PropertiesAllVersions/0112-2---61987%23ABC789 | 0112-2---61987#ABD114,0112-2---61987#ABD234,0112-2---61987#ABB139,0112-2---61987#ABC862,0112-2---61987#ABC789
0112/2///61987#ABC651 | 006 | 01 | 0112/2///61987#ABC651#006 | Text line of tag plate |  |  |  | properties characterizing the text line on a tag plate |  |  |  |  | ITEM_CLASS | [5 empty] | 0112/2///61987#ABC193 - Device tag plate |  |  |  | Standard |  |  |  | 2018-03-28 | 2013-08-27 | 2018-03-20 | 2018-03-20 |  | SC65E – IEC 61987 | C00004 |  | 0112/2///61987#ABV501 | https://cdd.iec.ch/CDD/IEC61987/iec61987.nsf/Classes/0112-2---61987%23ABC651 | https://cdd.iec.ch/cdd/iec61987/iec61987.nsf/PropertiesAllVersions/0112-2---61987%23ABA304,https://cdd.iec.ch/cdd/iec61987/iec61987.nsf/PropertiesAllVersions/0112-2---61987%23ABB263,https://cdd.iec.ch/cdd/iec61987/iec61987.nsf/PropertiesAllVersions/0112-2---61987%23ABB264,https://cdd.iec.ch/cdd/iec61987/iec61987.nsf/PropertiesAllVersions/0112-2---61987%23ABA308,https://cdd.iec.ch/cdd/iec61987/iec61987.nsf/PropertiesAllVersions/0112-2---61987%23ABA306,https://cdd.iec.ch/cdd/iec61987/iec61987.nsf/PropertiesAllVersions/0112-2---61987%23ABA307 | 0112-2---61987#ABA308,0112-2---61987#ABA306,0112-2---61987#ABA307,0112-2---61987#ABA304,0112-2---61987#ABB263,0112-2---61987#ABB264
0112/2///61987#ABG444 | 001 | 01 | 0112/2///61987#ABG444#001 | Structural design [vibrating tube density transmitter] |  |  |  | properties characterizing the constructional details of a device |  |  |  |  | ITEM_CLASS | [5 empty] | 0112/2///61987#ABG399 - Mechanical and electrical construction [vibrating tube density transmitter] |  |  |  | Standard |  | IEC 61987 | IEC | 2018-03-28 | 2014-12-17 | 2018-03-20 | 2018-03-20 |  | SC65E – IEC 61987 | C00017 | 001-01 (2018-03-28 07:26:11 by BATCH 00000762) standard | 0112/2///61987#ABV501 | https://cdd.iec.ch/CDD/IEC61987/iec61987.nsf/Classes/0112-2---61987%23ABG444 | https://cdd.iec.ch/cdd/iec61987/iec61987.nsf/PropertiesAllVersions/0112-2---61987%23ABC876,https://cdd.iec.ch/cdd/iec61987/iec61987.nsf/PropertiesAllVersions/0112-2---61987%23ABF849,https://cdd.iec.ch/cdd/iec61987/iec61987.nsf/PropertiesAllVersions/0112-2---61987%23ABD286,https://cdd.iec.ch/cdd/iec61987/iec61987.nsf/PropertiesAllVersions/0112-2---61987%23ABD214,https://cdd.iec.ch/cdd/iec61987/iec61987.nsf/PropertiesAllVersions/0112-2---61987%23ABA177,https://cdd.iec.ch/cdd/iec61987/iec61987.nsf/PropertiesAllVersions/0112-2---61987%23ABD290,https://cdd.iec.ch/cdd/iec61987/iec61987.nsf/PropertiesAllVersions/0112-2---61987%23ABD284 | 0112-2---61987#ABD284,0112-2---61987#ABC876,0112-2---61987#ABF849,0112-2---61987#ABD286,0112-2---61987#ABD214,0112-2---61987#ABA177,0112-2---61987#ABD290
0112/2///61987#ABG477 | 001 | 01 | 0112/2///61987#ABG477#001 | Pressure-temperature design conditions [temperature] |  |  |  | properties characterizing process safety conditions of process equipment used |  |  |  |  | ITEM_CLASS | [5 empty] | 0112/2///61987#ABG468 - Operating conditions for device design [temperature] |  |  |  | Standard |  | IEC 61987 | IEC | 2018-03-28 | 2014-12-17 | 2016-05-24 | 2016-05-24 |  | SC65E – IEC 61987 | C00019 | 001-01 (2018-03-28 07:26:12 by BATCH 00000762) standard | 0112/2///61987#ABV501 | https://cdd.iec.ch/CDD/IEC61987/iec61987.nsf/Classes/0112-2---61987%23ABG477 | https://cdd.iec.ch/cdd/iec61987/iec61987.nsf/PropertiesAllVersions/0112-2---61987%23ABD331,https://cdd.iec.ch/cdd/iec61987/iec61987.nsf/PropertiesAllVersions/0112-2---61987%23ABD332,https://cdd.iec.ch/cdd/iec61987/iec61987.nsf/PropertiesAllVersions/0112-2---61987%23ABD333,https://cdd.iec.ch/cdd/iec61987/iec61987.nsf/PropertiesAllVersions/0112-2---61987%23ABD334,https://cdd.iec.ch/cdd/iec61987/iec61987.nsf/PropertiesAllVersions/0112-2---61987%23ABD335,https://cdd.iec.ch/cdd/iec61987/iec61987.nsf/PropertiesAllVersions/0112-2---61987%23ABD336,https://cdd.iec.ch/cdd/iec61987/iec61987.nsf/PropertiesAllVersions/0112-2---61987%23ABB893,https://cdd.iec.ch/cdd/iec61987/iec61987.nsf/PropertiesAllVersions/0112-2---61987%23ABA136,https://cdd.iec.ch/cdd/iec61987/iec61987.nsf/PropertiesAllVersions/0112-2---61987%23ABC818,https://cdd.iec.ch/cdd/iec61987/iec61987.nsf/PropertiesAllVersions/0112-2---61987%23ABF555,https://cdd.iec.ch/cdd/iec61987/iec61987.nsf/PropertiesAllVersions/0112-2---61987%23ABV158 | 0112-2---61987#ABD332,0112-2---61987#ABD336,0112-2---61987#ABV158,0112-2---61987#ABB893,0112-2---61987#ABA136,0112-2---61987#ABC818,0112-2---61987#ABF555,0112-2---61987#ABD331,0112-2---61987#ABD333,0112-2---61987#ABD334,0112-2---61987#ABD335
0112/2///61987#ABA775 | 003 | 01 | 0112/2///61987#ABA775#003 | Impact flow transmitter |  |  |  | force-balance flow transmitter that measures the impact force of a fluid on a plate and outputs a signal representative of flow |  |  |  |  | ITEM_CLASS |  |  |  |  | 0112/2///61987#ABU125 - reference to Operating LOP for flow measuring equipment |  |  |  |  | Standard |  |  |  | 2018-03-28 | 2013-08-27 | 2016-05-24 | 2016-05-24 |  | SC65E – IEC 61987 | C00004 |  | 0112/2///61987#ABA774 | https://cdd.iec.ch/CDD/IEC61987/iec61987.nsf/Classes/0112-2---61987%23ABA775
0112/2///61987#ABF466 | 001 | 01 | 0112/2///61987#ABF466#001 | Nuclear detector |  |  |  | properties characterizing the nuclear detector of a nuclear level transmitter or switch |  |  |  |  | ITEM_CLASS | [5 empty] | 0112/2///61987#ABF343 - Structural design of a nuclear level transmitter/switch0112/2///61987#ABF634 - Structural design of a radiometric density transmitter |  |  |  | Standard |  | IEC 61987 | IEC | 2018-03-28 | 2018-03-28 | 2018-03-28 | 2018-03-28 |  | SC65E – IEC 61987 | C00018 | 001-01 (2018-03-28 07:26:06 by BATCH 00000762) standard | 0112/2///61987#ABV501 | https://cdd.iec.ch/CDD/IEC61987/iec61987.nsf/Classes/0112-2---61987%23ABF466 | https://cdd.iec.ch/cdd/iec61987/iec61987.nsf/PropertiesAllVersions/0112-2---61987%23ABF487,https://cdd.iec.ch/cdd/iec61987/iec61987.nsf/PropertiesAllVersions/0112-2---61987%23ABF819 | 0112-2---61987#ABF819,0112-2---61987#ABF487
0112/2///61987#ABH113 | 002 | 01 | 0112/2///61987#ABH113#002 | Head |  |  |  | properties characterizing the heads of a piece of process equipment |  |  |  |  | ITEM_CLASS | [5 empty] | 0112/2///61987#ABG478 - Process equipment [level] |  |  |  | Standard |  | IEC 61987 | IEC | 2020-02-24 | 2017-12-07 | 2020-02-24 | 2020-02-24 |  | SC65E – IEC 61987 | C00091 |  | 0112/2///61987#ABV501 | https://cdd.iec.ch/CDD/IEC61987/iec61987.nsf/Classes/0112-2---61987%23ABH113 | https://cdd.iec.ch/cdd/iec61987/iec61987.nsf/PropertiesAllVersions/0112-2---61987%23ABH114,https://cdd.iec.ch/cdd/iec61987/iec61987.nsf/PropertiesAllVersions/0112-2---61987%23ABH115,https://cdd.iec.ch/cdd/iec61987/iec61987.nsf/PropertiesAllVersions/0112-2---61987%23ABA145,https://cdd.iec.ch/cdd/iec61987/iec61987.nsf/PropertiesAllVersions/0112-2---61987%23ABH117,https://cdd.iec.ch/cdd/iec61987/iec61987.nsf/PropertiesAllVersions/0112-2---61987%23ABH118,https://cdd.iec.ch/cdd/iec61987/iec61987.nsf/PropertiesAllVersions/0112-2---61987%23ABH119,https://cdd.iec.ch/cdd/iec61987/iec61987.nsf/PropertiesAllVersions/0112-2---61987%23ABA910,https://cdd.iec.ch/cdd/iec61987/iec61987.nsf/PropertiesAllVersions/0112-2---61987%23ABB932,https://cdd.iec.ch/cdd/iec61987/iec61987.nsf/PropertiesAllVersions/0112-2---61987%23ABH110,https://cdd.iec.ch/cdd/iec61987/iec61987.nsf/PropertiesAllVersions/0112-2---61987%23ABH111,https://cdd.iec.ch/cdd/iec61987/iec61987.nsf/PropertiesAllVersions/0112-2---61987%23ABA554,https://cdd.iec.ch/cdd/iec61987/iec61987.nsf/PropertiesAllVersions/0112-2---61987%23ABH120,https://cdd.iec.ch/cdd/iec61987/iec61987.nsf/PropertiesAllVersions/0112-2---61987%23ABH121,https://cdd.iec.ch/cdd/iec61987/iec61987.nsf/PropertiesAllVersions/0112-2---61987%23ABH122,https://cdd.iec.ch/cdd/iec61987/iec61987.nsf/PropertiesAllVersions/0112-2---61987%23ABH123,https://cdd.iec.ch/cdd/iec61987/iec61987.nsf/PropertiesAllVersions/0112-2---61987%23ABH124 | 0112-2---61987#ABA145,0112-2---61987#ABA910,0112-2---61987#ABA554,0112-2---61987#ABH120,0112-2---61987#ABH124,0112-2---61987#ABH119,0112-2---61987#ABH115,0112-2---61987#ABH117,0112-2---61987#ABH118,0112-2---61987#ABH110,0112-2---61987#ABH121,0112-2---61987#ABH123,0112-2---61987#ABH114,0112-2---61987#ABB932,0112-2---61987#ABH111,0112-2---61987#ABH122
0112/2///61987#ABJ626 | 001 | 01 | 0112/2///61987#ABJ626#001 | ACCUMULATED_OUT |  |  |  | parameter with properties characterizing an accumulated block output |  |  |  |  | ITEM_CLASS | [5 empty] | 0112/2///61987#ABJ625 - PULSE_OUTPUT |  |  |  | Standard |  |  |  | 2019-03-08 | 2017-12-07 | 2019-03-08 | 2019-03-08 |  | SC65E – IEC 61987 | C00018 | 001-01 (2019-03-08 15:35:13 by BATCH 00000766) standard | 0112/2///61987#ABV501 | https://cdd.iec.ch/CDD/IEC61987/iec61987.nsf/Classes/0112-2---61987%23ABJ626 | https://cdd.iec.ch/cdd/iec61987/iec61987.nsf/PropertiesAllVersions/0112-2---61987%23ABJ690,https://cdd.iec.ch/cdd/iec61987/iec61987.nsf/PropertiesAllVersions/0112-2---61987%23ABJ654 | 0112-2---61987#ABJ690,0112-2---61987#ABJ654
0112/2///61987#ABP298 | 001 | 01 | 0112/2///61987#ABP298#001 | Reference document |  |  |  | properties characterizing a reference document |  |  |  |  | ITEM_CLASS | [5 empty] | 0112/2///61987#ABH515 - Certificate or approval |  |  |  | Standard |  | IEC 61987 | IEC | 2022-06-28 | 2022-06-28 | 2022-06-28 | 2022-06-28 |  | IEC SC65E | C00112 | 001-01 (2022-06-28 13:01:22 by BATCH 00000794) standard | 0112/2///61987#ABV501 | https://cdd.iec.ch/CDD/IEC61987/iec61987.nsf/Classes/0112-2---61987%23ABP298 | https://cdd.iec.ch/cdd/iec61987/iec61987.nsf/PropertiesAllVersions/0112-2---61987%23ABB513,https://cdd.iec.ch/cdd/iec61987/iec61987.nsf/PropertiesAllVersions/0112-2---61987%23ABO094,https://cdd.iec.ch/cdd/iec61987/iec61987.nsf/PropertiesAllVersions/0112-2---61987%23ABO096 | 0112-2---61987#ABB513,0112-2---61987#ABO094,0112-2---61987#ABO096
0112/2///61987#ABJ625 | 001 | 01 | 0112/2///61987#ABJ625#001 | PULSE_OUTPUT |  |  |  | properties characterizing a PULSE_OUTPUT |  |  |  |  | ITEM_CLASS | [5 empty] | 0112/2///61987#ABH901 - Pulse input function block |  |  |  | Standard |  |  |  | 2019-03-08 | 2017-12-07 | 2019-03-08 | 2019-03-08 |  | SC65E – IEC 61987 | C00018 | 001-01 (2019-03-08 15:35:13 by BATCH 00000766) standard | 0112/2///61987#ABV501 | https://cdd.iec.ch/CDD/IEC61987/iec61987.nsf/Classes/0112-2---61987%23ABJ625 | https://cdd.iec.ch/cdd/iec61987/iec61987.nsf/PropertiesAllVersions/0112-2---61987%23ABJ454,https://cdd.iec.ch/cdd/iec61987/iec61987.nsf/PropertiesAllVersions/0112-2---61987%23ABI357,https://cdd.iec.ch/cdd/iec61987/iec61987.nsf/PropertiesAllVersions/0112-2---61987%23ABJ718 | 0112-2---61987#ABJ454,0112-2---61987#ABI357,0112-2---61987#ABJ718
0112/2///61987#ABA872 | 002 | 01 | 0112/2///61987#ABA872#002 | Load cell |  |  |  | force sensing element that converts a load acting on it into an analog electrical signal |  |  |  |  | ITEM_CLASS | [9 empty] | Standard |  |  |  | 2018-03-28 | 2013-08-27 | 2016-05-24 | 2016-05-24 |  | SC65E – IEC 61987 | C00004 |  | 0112/2///61987#ABA871 | https://cdd.iec.ch/CDD/IEC61987/iec61987.nsf/Classes/0112-2---61987%23ABA872
0112/2///61987#ABD344 | 001 | 01 | 0112/2///61987#ABD344#001 | Globe valve |  |  |  | valve with linear motion in which the closure member moves in a direction perpendicular to the plane of the seat(s) |  |  | IEC 60534-1 |  | ITEM_CLASS |  |  |  |  | 0112/2///61987#ABU515 - reference to Operating LOP for valve body assembly and process pressure regulator |  |  |  |  | Standard |  |  |  | 2018-03-28 | 2013-09-02 | 2016-05-02 | 2016-05-02 |  | SC65E – IEC 61987 | C00009 | 001-01 (2018-03-28 07:25:59 by BATCH 00000762) standard | 0112/2///61987#ABD343 | https://cdd.iec.ch/CDD/IEC61987/iec61987.nsf/Classes/0112-2---61987%23ABD344 | https://cdd.iec.ch/cdd/iec61987/iec61987.nsf/PropertiesAllVersions/0112-2---61987%23ABU522 | 0112-2---61987#ABU522
0112/2///61987#ABP284 | 001 | 01 | 0112/2///61987#ABP284#001 | Operating LOP for infrastructure devices |  |  |  | list of properties characterizing the operating conditions of infrastructure devices |  |  |  |  | ITEM_CLASS | [5 empty] | 0112/2///61987#ABN977 - Infrastructure device |  |  | false | Standard |  | IEC 61987 | IEC | 2023-01-23 | 2023-01-23 | 2023-01-23 | 2023-01-23 |  | IEC/SC 65E | C00128 | 001-01 (2023-01-23 14:53:34 by BATCH 00000807) standard | 0112/2///61987#ABV503 | https://cdd.iec.ch/CDD/IEC61987/iec61987.nsf/Classes/0112-2---61987%23ABP284 | https://cdd.iec.ch/cdd/iec61987/iec61987.nsf/PropertiesAllVersions/0112-2---61987%23ABP295,https://cdd.iec.ch/cdd/iec61987/iec61987.nsf/PropertiesAllVersions/0112-2---61987%23ABB348,https://cdd.iec.ch/cdd/iec61987/iec61987.nsf/PropertiesAllVersions/0112-2---61987%23ABE233 | 0112-2---61987#ABE233,0112-2---61987#ABP295,0112-2---61987#ABB348
0112/2///61987#ABE741 | 001 | 01 | 0112/2///61987#ABE741#001 | Device LOP for plumb bob level transmitter |  |  |  | list of properties characterizing a plumb bob level transmitter |  |  |  |  | ITEM_CLASS | [5 empty] | 0112/2///61987#ABA817 - Plumb bob level transmitter |  |  |  | Standard |  | IEC 61987 | IEC | 2018-03-28 | 2014-12-17 | 2018-03-20 | 2018-03-20 |  | SC65E – IEC 61987 | C00018 | 001-01 (2018-03-28 07:26:04 by BATCH 00000762) standard | 0112/2///61987#ABV504 | https://cdd.iec.ch/CDD/IEC61987/iec61987.nsf/Classes/0112-2---61987%23ABE741 | https://cdd.iec.ch/cdd/iec61987/iec61987.nsf/PropertiesAllVersions/0112-2---61987%23ABC899,https://cdd.iec.ch/cdd/iec61987/iec61987.nsf/PropertiesAllVersions/0112-2---61987%23ABC730,https://cdd.iec.ch/cdd/iec61987/iec61987.nsf/PropertiesAllVersions/0112-2---61987%23ABU857,https://cdd.iec.ch/cdd/iec61987/iec61987.nsf/PropertiesAllVersions/0112-2---61987%23ABU900,https://cdd.iec.ch/cdd/iec61987/iec61987.nsf/PropertiesAllVersions/0112-2---61987%23ABB206,https://cdd.iec.ch/cdd/iec61987/iec61987.nsf/PropertiesAllVersions/0112-2---61987%23ABG688,https://cdd.iec.ch/cdd/iec61987/iec61987.nsf/PropertiesAllVersions/0112-2---61987%23ABC830,https://cdd.iec.ch/cdd/iec61987/iec61987.nsf/PropertiesAllVersions/0112-2---61987%23ABG781,https://cdd.iec.ch/cdd/iec61987/iec61987.nsf/PropertiesAllVersions/0112-2---61987%23ABG880,https://cdd.iec.ch/cdd/iec61987/iec61987.nsf/PropertiesAllVersions/0112-2---61987%23ABG931,https://cdd.iec.ch/cdd/iec61987/iec61987.nsf/PropertiesAllVersions/0112-2---61987%23ABD088,https://cdd.iec.ch/cdd/iec61987/iec61987.nsf/PropertiesAllVersions/0112-2---61987%23ABD153,https://cdd.iec.ch/cdd/iec61987/iec61987.nsf/PropertiesAllVersions/0112-2---61987%23ABC786,https://cdd.iec.ch/cdd/iec61987/iec61987.nsf/PropertiesAllVersions/0112-2---61987%23ABC795,https://cdd.iec.ch/cdd/iec61987/iec61987.nsf/PropertiesAllVersions/0112-2---61987%23ABA293,https://cdd.iec.ch/cdd/iec61987/iec61987.nsf/PropertiesAllVersions/0112-2---61987%23ABC710 | 0112-2---61987#ABB206,0112-2---61987#ABC830,0112-2---61987#ABC899,0112-2---61987#ABC795,0112-2---61987#ABA293,0112-2---61987#ABG781,0112-2---61987#ABD088,0112-2---61987#ABC730,0112-2---61987#ABU900,0112-2---61987#ABG688,0112-2---61987#ABD153,0112-2---61987#ABC786,0112-2---61987#ABC710,0112-2---61987#ABU857,0112-2---61987#ABG880,0112-2---61987#ABG931
0112/2///61987#ABF142 | 001 | 01 | 0112/2///61987#ABF142#001 | Material of probe |  |  |  | properties characterizing the material of which a probe made |  |  |  |  | ITEM_CLASS | [5 empty] | 0112/2///61987#ABF136 - Structural design of a capacitance level transmitter/switch0112/2///61987#ABF155 - Single electrode probe0112/2///61987#ABF157 - Measuring/grounding probe0112/2///61987#ABF185 - Vibration probe0112/2///61987#ABF285 - Structural design of a thermal level switch0112/2///61987#ABF520 - Ultrasonic probe |  |  |  | Standard |  | IEC 61987 | IEC | 2018-03-28 | 2018-03-28 | 2018-03-28 | 2018-03-28 |  | SC65E – IEC 61987 | C00018 | 001-01 (2018-03-28 07:26:05 by BATCH 00000762) standard | 0112/2///61987#ABV501 | https://cdd.iec.ch/CDD/IEC61987/iec61987.nsf/Classes/0112-2---61987%23ABF142 | https://cdd.iec.ch/cdd/iec61987/iec61987.nsf/PropertiesAllVersions/0112-2---61987%23ABB455,https://cdd.iec.ch/cdd/iec61987/iec61987.nsf/PropertiesAllVersions/0112-2---61987%23ABI460,https://cdd.iec.ch/cdd/iec61987/iec61987.nsf/PropertiesAllVersions/0112-2---61987%23ABA908,https://cdd.iec.ch/cdd/iec61987/iec61987.nsf/PropertiesAllVersions/0112-2---61987%23ABA907 | 0112-2---61987#ABA907,0112-2---61987#ABB455,0112-2---61987#ABI460,0112-2---61987#ABA908
0112/2///61987#ABF933 | 001 | 01 | 0112/2///61987#ABF933#001 | Input [26] |  |  |  | properties characterizing a measured variable, the size of which is to be acquired and indicated by the measurement as well as any auxiliary signal inputs |  |  | from IEC 61987-1, 5.4 |  | ITEM_CLASS | [5 empty] | 0112/2///61987#ABE761 - Device LOP for radiation thermometer |  |  |  | Standard |  | IEC 61987 | IEC | 2018-03-28 | 2014-12-17 | 2016-05-24 | 2016-05-24 |  | SC65E – IEC 61987 | C00019 | 001-01 (2018-03-28 07:26:06 by BATCH 00000762) standard | 0112/2///61987#ABV501 | https://cdd.iec.ch/CDD/IEC61987/iec61987.nsf/Classes/0112-2---61987%23ABF933 | https://cdd.iec.ch/cdd/iec61987/iec61987.nsf/PropertiesAllVersions/0112-2---61987%23ABB065,https://cdd.iec.ch/cdd/iec61987/iec61987.nsf/PropertiesAllVersions/0112-2---61987%23ABG510,https://cdd.iec.ch/cdd/iec61987/iec61987.nsf/PropertiesAllVersions/0112-2---61987%23ABA340,https://cdd.iec.ch/cdd/iec61987/iec61987.nsf/PropertiesAllVersions/0112-2---61987%23ABG614 | 0112-2---61987#ABB065,0112-2---61987#ABG510,0112-2---61987#ABA340,0112-2---61987#ABG614
0112/2///61987#ABG182 | 001 | 01 | 0112/2///61987#ABG182#001 | Analog voltage output [9] |  |  |  | properties characterizing an analog voltage output |  | Polymorphic element: ABG182, Id: 2 |  |  | ITEM_CLASS | [5 empty] | 0112/2///61987#ABG155 - Type of output [25] |  |  |  | Standard |  | IEC 61987 | IEC | 2018-03-28 | 2014-12-17 | 2018-03-20 | 2018-03-20 |  | SC65E – IEC 61987 | C00018 | 001-01 (2018-03-28 07:26:08 by BATCH 00000762) standard | 0112/2///61987#ABV501 | https://cdd.iec.ch/CDD/IEC61987/iec61987.nsf/Classes/0112-2---61987%23ABG182 | https://cdd.iec.ch/cdd/iec61987/iec61987.nsf/PropertiesAllVersions/0112-2---61987%23ABU974,https://cdd.iec.ch/cdd/iec61987/iec61987.nsf/PropertiesAllVersions/0112-2---61987%23ABC729 | 0112-2---61987#ABU974,0112-2---61987#ABC729
0112/2///61987#ABA672 | 001 | 03 | 0112/2///61987#ABA672#001 | Temperature gauge |  |  |  | gauge that measures and indicates a temperature |  |  |  |  | ITEM_CLASS | [9 empty] | Standard |  | IEC 61987 | IEC | 2019-05-17 | 2019-05-17 | 2019-05-17 | 2019-05-17 |  | SC65E – IEC 61987 | C00019 |  | 0112/2///61987#ABA643 | https://cdd.iec.ch/CDD/IEC61987/iec61987.nsf/Classes/0112-2---61987%23ABA672 | https://cdd.iec.ch/cdd/iec61987/iec61987.nsf/PropertiesAllVersions/0112-2---61987%23ABF904,https://cdd.iec.ch/cdd/iec61987/iec61987.nsf/PropertiesAllVersions/0112-2---61987%23ABF896 | 0112-2---61987#ABF904,0112-2---61987#ABF896
0112/2///61987#ABO031 | 001 | 01 | 0112/2///61987#ABO031#001 | Discrete input module | Binary Input module |  |  | input module that provides a discrete signal to another device |  |  |  |  | ITEM_CLASS |  |  |  |  | 0112/2///61987#ABP230 - reference to Device LOP for I/O modules0112/2///61987#ABP285 - reference to Operating LOP for infrastructure devices |  |  |  | true | Standard |  | IEC 61987-31 | IEC | 2022-10-26 | 2022-10-26 | 2022-10-26 | 2022-10-26 |  | IEC/SC 65E | C00127 | 001-01 (2022-10-26 07:15:16 by BATCH 00000802) standard | 0112/2///61987#ABO029 | https://cdd.iec.ch/CDD/IEC61987/iec61987.nsf/Classes/0112-2---61987%23ABO031
0112/2///61987#ABG051 | 001 | 01 | 0112/2///61987#ABG051#001 | Auxiliary input [13] |  |  |  | properties characterizing a device auxiliary input that acquires measured values from external instrumentation |  |  |  |  | ITEM_CLASS | [5 empty] | 0112/2///61987#ABV035 - Input [37] |  |  |  | Standard |  | IEC 61987 | IEC | 2018-03-28 | 2014-12-17 | 2018-03-20 | 2018-03-20 |  | SC65E | C00018 | 001-01 (2018-03-28 07:26:07 by BATCH 00000762) standard | 0112/2///61987#ABV501 | https://cdd.iec.ch/CDD/IEC61987/iec61987.nsf/Classes/0112-2---61987%23ABG051 | https://cdd.iec.ch/cdd/iec61987/iec61987.nsf/PropertiesAllVersions/0112-2---61987%23ABB271,https://cdd.iec.ch/cdd/iec61987/iec61987.nsf/PropertiesAllVersions/0112-2---61987%23ABA577,https://cdd.iec.ch/cdd/iec61987/iec61987.nsf/PropertiesAllVersions/0112-2---61987%23ABB095,https://cdd.iec.ch/cdd/iec61987/iec61987.nsf/PropertiesAllVersions/0112-2---61987%23ABA342,https://cdd.iec.ch/cdd/iec61987/iec61987.nsf/PropertiesAllVersions/0112-2---61987%23ABU898 | 0112-2---61987#ABB271,0112-2---61987#ABA577,0112-2---61987#ABB095,0112-2---61987#ABA342,0112-2---61987#ABU898
0112/2///61987#ABJ606 | 001 | 01 | 0112/2///61987#ABJ606#001 | SENSOR_DESCRIPTION |  |  |  | properties characterizing a sensor supplying input to a technology block |  |  |  |  | ITEM_CLASS | [5 empty] | 0112/2///61987#ABH843 - Flow technology block0112/2///61987#ABH849 - Level technology block0112/2///61987#ABH867 - Pressure technology block0112/2///61987#ABI807 - Density technology block0112/2///61987#ABJ615 - Other measurement technology block |  |  |  | Standard |  |  |  | 2019-03-08 | 2017-12-07 | 2019-03-08 | 2019-03-08 |  | SC65E – IEC 61987 | C00018 | 001-01 (2019-03-08 15:35:13 by BATCH 00000766) standard | 0112/2///61987#ABV501 | https://cdd.iec.ch/CDD/IEC61987/iec61987.nsf/Classes/0112-2---61987%23ABJ606 | https://cdd.iec.ch/cdd/iec61987/iec61987.nsf/PropertiesAllVersions/0112-2---61987%23ABI983,https://cdd.iec.ch/cdd/iec61987/iec61987.nsf/PropertiesAllVersions/0112-2---61987%23ABI984,https://cdd.iec.ch/cdd/iec61987/iec61987.nsf/PropertiesAllVersions/0112-2---61987%23ABJ046,https://cdd.iec.ch/cdd/iec61987/iec61987.nsf/PropertiesAllVersions/0112-2---61987%23ABJ047 | 0112-2---61987#ABI983,0112-2---61987#ABI984,0112-2---61987#ABJ046,0112-2---61987#ABJ047
0112/2///61987#ABJ604 | 001 | 01 | 0112/2///61987#ABJ604#001 | LOQ |  |  |  | list of qualifiers characterizing the additional information to values by qualifiers | Qualifiers are defined in IEC 61360-1 |  |  |  | ITEM_CLASS | [9 empty] | Standard |  |  |  | 2019-03-08 | 2017-12-07 | 2019-03-08 | 2019-03-08 |  | SC65E – IEC 61987 | C00020 | 001-01 (2019-03-08 15:35:13 by BATCH 00000766) standard | 0112/2///61987#ABV001 | https://cdd.iec.ch/CDD/IEC61987/iec61987.nsf/Classes/0112-2---61987%23ABJ604 | https://cdd.iec.ch/cdd/iec61987/iec61987.nsf/PropertiesAllVersions/0112-2---61987%23ABJ605 | 0112-2---61987#ABJ605
0112/2///61987#ABA399 | 001 | 01 | 0112/2///61987#ABA399#001 | Phone |  |  |  | properties characterizing a telephone used by a contact person |  |  |  |  | ITEM_CLASS | [5 empty] | 0112/2///61987#ABI571 - Address0112/2///61987#ABI572 - Contact information |  |  |  | Standard |  |  |  | 2019-03-08 | 2017-12-07 | 2019-03-08 | 2019-03-08 |  | SC65E – IEC 61987 | C00018 | 001-01 (2019-03-08 15:35:11 by BATCH 00000766) standard | 0112/2///61987#ABV501 | https://cdd.iec.ch/CDD/IEC61987/iec61987.nsf/Classes/0112-2---61987%23ABA399 | https://cdd.iec.ch/cdd/iec61987/iec61987.nsf/PropertiesAllVersions/0112-2---61987%23ABA160,https://cdd.iec.ch/cdd/iec61987/iec61987.nsf/PropertiesAllVersions/0112-2---61987%23ABA086 | 0112-2---61987#ABA160,0112-2---61987#ABA086
0112/2///61987#ABC044 | 003 | 01 | 0112/2///61987#ABC044#003 | Transmitter body [1] |  |  |  | properties characterizing the wetted parts of a device | Typically the process connections are attached to the body and it may include the sensing element |  |  |  | ITEM_CLASS | [5 empty] | 0112/2///61987#ABC603 - Structural design [flow transmitter]0112/2///61987#ABC604 - Structural design [coriolis mass flow transmitter]0112/2///61987#ABC605 - Structural design [swirl flow transmitter]0112/2///61987#ABC606 - Structural design [electromagnetic flow transmitter]0112/2///61987#ABC607 - Structural design [electromagnetic insertion flow transmitter]0112/2///61987#ABC608 - Structural design [orifice/differential pressure flow transmitter]0112/2///61987#ABC611 - Structural design [thermal mass flow transmitter]0112/2///61987#ABC613 - Structural design [ultrasonic flow transmitter]0112/2///61987#ABC614 - Structural design [variable area flow transmitter/gauge]0112/2///61987#ABC615 - Structural design [vortex flow transmitter]0112/2///61987#ABC617 - Structural design [helix flow transmitter/gauge]0112/2///61987#ABG441 - Structural design [density transmitter]0112/2///61987#ABG442 - Structural design [buoyancy density transmitter]0112/2///61987#ABG444 - Structural design [vibrating tube density transmitter]0112/2///61987#ABG445 - Structural design [radiometric density transmitter]0112/2///61987#ABG447 - Structural design [ultrasonic density transmitter]0112/2///61987#ABG448 - Structural design [microwave density transmitter] |  |  |  | Standard |  |  |  | 2018-03-28 | 2013-08-27 | 2018-03-20 | 2018-03-20 |  | SC65E – IEC 61987 | C00019 |  | 0112/2///61987#ABV501 | https://cdd.iec.ch/CDD/IEC61987/iec61987.nsf/Classes/0112-2---61987%23ABC044 | https://cdd.iec.ch/cdd/iec61987/iec61987.nsf/PropertiesAllVersions/0112-2---61987%23ABC960,https://cdd.iec.ch/cdd/iec61987/iec61987.nsf/PropertiesAllVersions/0112-2---61987%23ABB102,https://cdd.iec.ch/cdd/iec61987/iec61987.nsf/PropertiesAllVersions/0112-2---61987%23ABU453,https://cdd.iec.ch/cdd/iec61987/iec61987.nsf/PropertiesAllVersions/0112-2---61987%23ABB234,https://cdd.iec.ch/cdd/iec61987/iec61987.nsf/PropertiesAllVersions/0112-2---61987%23ABB179,https://cdd.iec.ch/cdd/iec61987/iec61987.nsf/PropertiesAllVersions/0112-2---61987%23ABA553,https://cdd.iec.ch/cdd/iec61987/iec61987.nsf/PropertiesAllVersions/0112-2---61987%23ABA640,https://cdd.iec.ch/cdd/iec61987/iec61987.nsf/PropertiesAllVersions/0112-2---61987%23ABA573,https://cdd.iec.ch/cdd/iec61987/iec61987.nsf/PropertiesAllVersions/0112-2---61987%23ABA574,https://cdd.iec.ch/cdd/iec61987/iec61987.nsf/PropertiesAllVersions/0112-2---61987%23ABB932,https://cdd.iec.ch/cdd/iec61987/iec61987.nsf/PropertiesAllVersions/0112-2---61987%23ABA910,https://cdd.iec.ch/cdd/iec61987/iec61987.nsf/PropertiesAllVersions/0112-2---61987%23ABB950,https://cdd.iec.ch/cdd/iec61987/iec61987.nsf/PropertiesAllVersions/0112-2---61987%23ABA582,https://cdd.iec.ch/cdd/iec61987/iec61987.nsf/PropertiesAllVersions/0112-2---61987%23ABC976,https://cdd.iec.ch/cdd/iec61987/iec61987.nsf/PropertiesAllVersions/0112-2---61987%23ABA184,https://cdd.iec.ch/cdd/iec61987/iec61987.nsf/PropertiesAllVersions/0112-2---61987%23ABA916,https://cdd.iec.ch/cdd/iec61987/iec61987.nsf/PropertiesAllVersions/0112-2---61987%23ABA917,https://cdd.iec.ch/cdd/iec61987/iec61987.nsf/PropertiesAllVersions/0112-2---61987%23ABB010,https://cdd.iec.ch/cdd/iec61987/iec61987.nsf/PropertiesAllVersions/0112-2---61987%23ABA558,https://cdd.iec.ch/cdd/iec61987/iec61987.nsf/PropertiesAllVersions/0112-2---61987%23ABA179,https://cdd.iec.ch/cdd/iec61987/iec61987.nsf/PropertiesAllVersions/0112-2---61987%23ABB386,https://cdd.iec.ch/cdd/iec61987/iec61987.nsf/PropertiesAllVersions/0112-2---61987%23ABA589,https://cdd.iec.ch/cdd/iec61987/iec61987.nsf/PropertiesAllVersions/0112-2---61987%23ABB009,https://cdd.iec.ch/cdd/iec61987/iec61987.nsf/PropertiesAllVersions/0112-2---61987%23ABB969,https://cdd.iec.ch/cdd/iec61987/iec61987.nsf/PropertiesAllVersions/0112-2---61987%23ABA155,https://cdd.iec.ch/cdd/iec61987/iec61987.nsf/PropertiesAllVersions/0112-2---61987%23ABB398,https://cdd.iec.ch/cdd/iec61987/iec61987.nsf/PropertiesAllVersions/0112-2---61987%23ABB388,https://cdd.iec.ch/cdd/iec61987/iec61987.nsf/PropertiesAllVersions/0112-2---61987%23ABB389,https://cdd.iec.ch/cdd/iec61987/iec61987.nsf/PropertiesAllVersions/0112-2---61987%23ABB383,https://cdd.iec.ch/cdd/iec61987/iec61987.nsf/PropertiesAllVersions/0112-2---61987%23ABD007,https://cdd.iec.ch/cdd/iec61987/iec61987.nsf/PropertiesAllVersions/0112-2---61987%23ABC804,https://cdd.iec.ch/cdd/iec61987/iec61987.nsf/PropertiesAllVersions/0112-2---61987%23ABB177,https://cdd.iec.ch/cdd/iec61987/iec61987.nsf/PropertiesAllVersions/0112-2---61987%23ABC802,https://cdd.iec.ch/cdd/iec61987/iec61987.nsf/PropertiesAllVersions/0112-2---61987%23ABC012,https://cdd.iec.ch/cdd/iec61987/iec61987.nsf/PropertiesAllVersions/0112-2---61987%23ABC861 | 0112-2---61987#ABA179,0112-2---61987#ABC804,0112-2---61987#ABA553,0112-2---61987#ABA184,0112-2---61987#ABB177,0112-2---61987#ABC861,0112-2---61987#ABA640,0112-2---61987#ABA573,0112-2---61987#ABA916,0112-2---61987#ABB386,0112-2---61987#ABB398,0112-2---61987#ABC012,0112-2---61987#ABC960,0112-2---61987#ABC976,0112-2---61987#ABB234,0112-2---61987#ABD007,0112-2---61987#ABA589,0112-2---61987#ABB009,0112-2---61987#ABB102,0112-2---61987#ABA574,0112-2---61987#ABB950,0112-2---61987#ABA917,0112-2---61987#ABB010,0112-2---61987#ABB383,0112-2---61987#ABC802,0112-2---61987#ABB179,0112-2---61987#ABA910,0112-2---61987#ABA582,0112-2---61987#ABA558,0112-2---61987#ABB969,0112-2---61987#ABA155,0112-2---61987#ABB388,0112-2---61987#ABB389,0112-2---61987#ABU453,0112-2---61987#ABB932
0112/2///61987#ABC570 | 002 | 01 | 0112/2///61987#ABC570#002 | Reference conditions of the device [1] |  |  |  | properties characterizing the reference conditions under which the performance of a device was tested |  |  |  |  | ITEM_CLASS | [5 empty] | 0112/2///61987#ABC491 - Performance [1]0112/2///61987#ABC492 - Performance [2]0112/2///61987#ABC493 - Performance [3]0112/2///61987#ABC494 - Performance [4]0112/2///61987#ABC496 - Performance [6]0112/2///61987#ABC497 - Performance [7]0112/2///61987#ABC499 - Performance [9] |  |  |  | Standard |  |  |  | 2018-03-28 | 2013-08-27 | 2016-05-24 | 2016-05-24 |  | SC65E – IEC 61987 | C00004 |  | 0112/2///61987#ABV501 | https://cdd.iec.ch/CDD/IEC61987/iec61987.nsf/Classes/0112-2---61987%23ABC570 | https://cdd.iec.ch/cdd/iec61987/iec61987.nsf/PropertiesAllVersions/0112-2---61987%23ABD193,https://cdd.iec.ch/cdd/iec61987/iec61987.nsf/PropertiesAllVersions/0112-2---61987%23ABD198,https://cdd.iec.ch/cdd/iec61987/iec61987.nsf/PropertiesAllVersions/0112-2---61987%23ABD200 | 0112-2---61987#ABD193,0112-2---61987#ABD198,0112-2---61987#ABD200
0112/2///61987#ABE774 | 001 | 01 | 0112/2///61987#ABE774#001 | Measured variable [18] |  |  |  | properties characterizing a measured variable, the size of which is to be acquired and indicated by the device |  |  |  |  | ITEM_CLASS | [5 empty] | 0112/2///61987#ABE770 - Input [30] |  |  |  | Standard |  |  |  | 2018-03-28 | 2014-09-19 | 2016-05-24 | 2016-05-24 |  | SC65E – IEC 61987 | C00018 | 001-01 (2018-03-28 07:26:04 by BATCH 00000762) standard | 0112/2///61987#ABV501 | https://cdd.iec.ch/CDD/IEC61987/iec61987.nsf/Classes/0112-2---61987%23ABE774 | https://cdd.iec.ch/cdd/iec61987/iec61987.nsf/PropertiesAllVersions/0112-2---61987%23ABB271,https://cdd.iec.ch/cdd/iec61987/iec61987.nsf/PropertiesAllVersions/0112-2---61987%23ABA577,https://cdd.iec.ch/cdd/iec61987/iec61987.nsf/PropertiesAllVersions/0112-2---61987%23ABE775 | 0112-2---61987#ABB271,0112-2---61987#ABA577,0112-2---61987#ABE775
0112/2///61987#ABG274 | 001 | 01 | 0112/2///61987#ABG274#001 | Type of performance variable [8] |  |  |  | administration block for polymorphism acting as proxy for the selected performance type |  | Polymorphic element: ABG274, Id: 4 |  |  | ITEM_CLASS | [5 empty] | 0112/2///61987#ABG249 - Performance variable [9] |  |  |  | Standard |  | IEC 61987 | IEC | 2018-03-28 | 2014-12-17 | 2018-03-20 | 2018-03-20 |  | SC65E – IEC 61987 | C00018 | 001-01 (2018-03-28 07:26:08 by BATCH 00000762) standard | 0112/2///61987#ABV501 | https://cdd.iec.ch/CDD/IEC61987/iec61987.nsf/Classes/0112-2---61987%23ABG274 | https://cdd.iec.ch/cdd/iec61987/iec61987.nsf/PropertiesAllVersions/0112-2---61987%23ABU998,https://cdd.iec.ch/cdd/iec61987/iec61987.nsf/PropertiesAllVersions/0112-2---61987%23ABV024,https://cdd.iec.ch/cdd/iec61987/iec61987.nsf/PropertiesAllVersions/0112-2---61987%23ABV026,https://cdd.iec.ch/cdd/iec61987/iec61987.nsf/PropertiesAllVersions/0112-2---61987%23ABV028 | 0112-2---61987#ABU998,0112-2---61987#ABV024,0112-2---61987#ABV026,0112-2---61987#ABV028
0112/2///61987#ABI729 | 001 | 01 | 0112/2///61987#ABI729#001 | SECONDARY_MEASUREMENT |  |  |  | parameter with properties characterizing any secondary values output by a technology block |  |  |  |  | ITEM_CLASS | [5 empty] | 0112/2///61987#ABH843 - Flow technology block0112/2///61987#ABH849 - Level technology block0112/2///61987#ABH867 - Pressure technology block0112/2///61987#ABH869 - Temperature technology block0112/2///61987#ABI807 - Density technology block0112/2///61987#ABJ615 - Other measurement technology block |  |  |  | Standard |  |  |  | 2019-03-08 | 2017-12-07 | 2019-03-08 | 2019-03-08 |  | SC65E – IEC 61987 | C00018 | 001-01 (2019-03-08 15:35:13 by BATCH 00000766) standard | 0112/2///61987#ABV501 | https://cdd.iec.ch/CDD/IEC61987/iec61987.nsf/Classes/0112-2---61987%23ABI729 | https://cdd.iec.ch/cdd/iec61987/iec61987.nsf/PropertiesAllVersions/0112-2---61987%23ABJ693,https://cdd.iec.ch/cdd/iec61987/iec61987.nsf/PropertiesAllVersions/0112-2---61987%23ABJ680,https://cdd.iec.ch/cdd/iec61987/iec61987.nsf/PropertiesAllVersions/0112-2---61987%23ABJ628,https://cdd.iec.ch/cdd/iec61987/iec61987.nsf/PropertiesAllVersions/0112-2---61987%23ABI980 | 0112-2---61987#ABJ680,0112-2---61987#ABJ628,0112-2---61987#ABI980,0112-2---61987#ABJ693
0112/2///61987#ABN688 | 001 | 01 | 0112/2///61987#ABN688#001 | Concentration measurement variables |  |  |  | properties characterizing dynamic data which are the result of a concentration measurement |  |  |  |  | ITEM_CLASS | [5 empty] | 0112/2///61987#ABN682 - Continuous measurement variables |  |  |  | Standard |  |  |  | 2020-02-24 |  | 2020-02-24 | 2020-02-24 |  | SC65E – IEC 61987 | C00092 | 001-01 (2020-02-24 12:37:11 by BATCH 00000778) standard | 0112/2///61987#ABV501 | https://cdd.iec.ch/CDD/IEC61987/iec61987.nsf/Classes/0112-2---61987%23ABN688 | https://cdd.iec.ch/cdd/iec61987/iec61987.nsf/PropertiesAllVersions/0112-2---61987%23ABF563,https://cdd.iec.ch/cdd/iec61987/iec61987.nsf/PropertiesAllVersions/0112-2---61987%23ABN628,https://cdd.iec.ch/cdd/iec61987/iec61987.nsf/PropertiesAllVersions/0112-2---61987%23ABN621,https://cdd.iec.ch/cdd/iec61987/iec61987.nsf/PropertiesAllVersions/0112-2---61987%23ABN622,https://cdd.iec.ch/cdd/iec61987/iec61987.nsf/PropertiesAllVersions/0112-2---61987%23ABN701,https://cdd.iec.ch/cdd/iec61987/iec61987.nsf/PropertiesAllVersions/0112-2---61987%23ABN702,https://cdd.iec.ch/cdd/iec61987/iec61987.nsf/PropertiesAllVersions/0112-2---61987%23ABN703,https://cdd.iec.ch/cdd/iec61987/iec61987.nsf/PropertiesAllVersions/0112-2---61987%23ABN704,https://cdd.iec.ch/cdd/iec61987/iec61987.nsf/PropertiesAllVersions/0112-2---61987%23ABN623 | 0112-2---61987#ABF563,0112-2---61987#ABN628,0112-2---61987#ABN702,0112-2---61987#ABN623,0112-2---61987#ABN704,0112-2---61987#ABN621,0112-2---61987#ABN622,0112-2---61987#ABN701,0112-2---61987#ABN703
0112/2///61987#ABA703 | 002 | 01 | 0112/2///61987#ABA703#002 | Level switch |  |  |  | switch that outputs a discrete signal representative of a level regime |  |  |  |  | ITEM_CLASS | [9 empty] | Standard |  |  |  | 2018-03-28 | 2013-08-27 | 2018-03-20 | 2018-03-20 |  | SC65E – IEC 61987 | C00018 |  | 0112/2///61987#ABA697 | https://cdd.iec.ch/CDD/IEC61987/iec61987.nsf/Classes/0112-2---61987%23ABA703 | https://cdd.iec.ch/cdd/iec61987/iec61987.nsf/PropertiesAllVersions/0112-2---61987%23ABF910 | 0112-2---61987#ABF910
0112/2///61987#ABA760 | 002 | 01 | 0112/2///61987#ABA760#002 | Ultrasonic density transmitter |  |  |  | density transmitter that measures the velocity of ultrasonic waves in a medium and outputs a signal representative of density |  |  |  |  | ITEM_CLASS |  |  |  |  | 0112/2///61987#ABF920 - reference to Operating LOP for density measuring equipment |  |  |  |  | Standard |  |  |  | 2018-03-28 | 2013-08-27 | 2018-03-20 | 2018-03-20 |  | SC65E – IEC 61987 | C00017 |  | 0112/2///61987#ABA754 | https://cdd.iec.ch/CDD/IEC61987/iec61987.nsf/Classes/0112-2---61987%23ABA760 | https://cdd.iec.ch/cdd/iec61987/iec61987.nsf/PropertiesAllVersions/0112-2---61987%23ABF916 | 0112-2---61987#ABF916,0112-2---61987#ABF920
0112/2///61987#ABA881 | 002 | 01 | 0112/2///61987#ABA881#002 | Integral transmitter |  |  |  | transmitter mounted as an integral part of an assembly containing the sensing element |  |  |  |  | ITEM_CLASS | [9 empty] | Standard |  |  |  | 2018-03-28 | 2013-08-27 | 2016-05-24 | 2016-05-24 |  | SC65E – IEC 61987 | C00004 |  | 0112/2///61987#ABA880 | https://cdd.iec.ch/CDD/IEC61987/iec61987.nsf/Classes/0112-2---61987%23ABA881
0112/2///61987#ABC588 | 003 | 01 | 0112/2///61987#ABC588#003 | Secondary containment |  |  |  | properties characterizing a secondary containment as an additional measure for pressure safety or for leakage prevention |  |  |  |  | ITEM_CLASS | [5 empty] | 0112/2///61987#ABC604 - Structural design [coriolis mass flow transmitter]0112/2///61987#ABG444 - Structural design [vibrating tube density transmitter] |  |  |  | Standard |  |  |  | 2018-03-28 | 2013-08-27 | 2018-03-20 | 2018-03-20 |  | SC65E – IEC 61987 | C00004 |  | 0112/2///61987#ABV501 | https://cdd.iec.ch/CDD/IEC61987/iec61987.nsf/Classes/0112-2---61987%23ABC588 | https://cdd.iec.ch/cdd/iec61987/iec61987.nsf/PropertiesAllVersions/0112-2---61987%23ABB071,https://cdd.iec.ch/cdd/iec61987/iec61987.nsf/PropertiesAllVersions/0112-2---61987%23ABB069,https://cdd.iec.ch/cdd/iec61987/iec61987.nsf/PropertiesAllVersions/0112-2---61987%23ABB893,https://cdd.iec.ch/cdd/iec61987/iec61987.nsf/PropertiesAllVersions/0112-2---61987%23ABB944,https://cdd.iec.ch/cdd/iec61987/iec61987.nsf/PropertiesAllVersions/0112-2---61987%23ABA135,https://cdd.iec.ch/cdd/iec61987/iec61987.nsf/PropertiesAllVersions/0112-2---61987%23ABB070,https://cdd.iec.ch/cdd/iec61987/iec61987.nsf/PropertiesAllVersions/0112-2---61987%23ABB191,https://cdd.iec.ch/cdd/iec61987/iec61987.nsf/PropertiesAllVersions/0112-2---61987%23ABB951,https://cdd.iec.ch/cdd/iec61987/iec61987.nsf/PropertiesAllVersions/0112-2---61987%23ABC857 | 0112-2---61987#ABB071,0112-2---61987#ABB893,0112-2---61987#ABB944,0112-2---61987#ABA135,0112-2---61987#ABB191,0112-2---61987#ABB069,0112-2---61987#ABB070,0112-2---61987#ABB951,0112-2---61987#ABC857
0112/2///61987#ABE595 | 001 | 01 | 0112/2///61987#ABE595#001 | Pressure-temperature design ratings [4] |  |  |  | properties characterizing process safety conditions |  |  |  |  | ITEM_CLASS | [5 empty] | 0112/2///61987#ABE590 - Rated operating conditions [14] |  |  |  | Standard |  | IEC 61987 | IEC | 2018-03-28 | 2014-07-25 | 2018-03-20 | 2018-03-20 |  | SC65E – IEC 61987 | C00016 | 001-01 (2018-03-28 07:26:03 by BATCH 00000762) standard | 0112/2///61987#ABV501 | https://cdd.iec.ch/CDD/IEC61987/iec61987.nsf/Classes/0112-2---61987%23ABE595 | https://cdd.iec.ch/cdd/iec61987/iec61987.nsf/PropertiesAllVersions/0112-2---61987%23ABA591,https://cdd.iec.ch/cdd/iec61987/iec61987.nsf/PropertiesAllVersions/0112-2---61987%23ABA136,https://cdd.iec.ch/cdd/iec61987/iec61987.nsf/PropertiesAllVersions/0112-2---61987%23ABC818 | 0112-2---61987#ABA591,0112-2---61987#ABA136,0112-2---61987#ABC818
0112/2///61987#ABP039 | 001 | 01 | 0112/2///61987#ABP039#001 | Influence of external quantities expressed for power factor [I/O module] |  |  |  | properties characterizing the influence of external quantities for power factor measurement of an I/O module that are not the subject of the measurement but whose change affects the relationship between the indication and the result of the measurement |  |  |  |  | ITEM_CLASS | [5 empty] | 0112/2///61987#ABP008 - Absolute performance for power factor [I/O module] |  |  | false | Standard |  | IEC 61987 | IEC | 2023-01-23 | 2023-01-23 | 2023-01-23 | 2023-01-23 |  | IEC/SC 65E | C00128 | 001-01 (2023-01-23 14:53:33 by BATCH 00000807) standard | 0112/2///61987#ABV501 | https://cdd.iec.ch/CDD/IEC61987/iec61987.nsf/Classes/0112-2---61987%23ABP039 | https://cdd.iec.ch/cdd/iec61987/iec61987.nsf/PropertiesAllVersions/0112-2---61987%23ABP104,https://cdd.iec.ch/cdd/iec61987/iec61987.nsf/PropertiesAllVersions/0112-2---61987%23ABP126 | 0112-2---61987#ABP104,0112-2---61987#ABP126
0112/2///61987#ABI825 | 001 | 01 | 0112/2///61987#ABI825#001 | DISCRETE_OUT |  |  |  | parameter with properties characterizing an discrete block output |  |  |  |  | ITEM_CLASS | [5 empty] | 0112/2///61987#ABH890 - Discrete output function block |  |  |  | Standard |  |  |  | 2019-03-08 | 2017-12-07 | 2019-03-08 | 2019-03-08 |  | SC65E – IEC 61987 | C00018 | 001-01 (2019-03-08 15:35:13 by BATCH 00000766) standard | 0112/2///61987#ABV501 | https://cdd.iec.ch/CDD/IEC61987/iec61987.nsf/Classes/0112-2---61987%23ABI825 | https://cdd.iec.ch/cdd/iec61987/iec61987.nsf/PropertiesAllVersions/0112-2---61987%23ABJ657,https://cdd.iec.ch/cdd/iec61987/iec61987.nsf/PropertiesAllVersions/0112-2---61987%23ABJ649 | 0112-2---61987#ABJ657,0112-2---61987#ABJ649
0112/2///61987#ABC216 | 006 | 01 | 0112/2///61987#ABC216#006 | Electrical loop power supply |  |  |  | properties characterizing an electrical power supply for loop powered instruments available at the point of installation | Loop powered instruments are powered by their electrical signal circuit. |  |  |  | ITEM_CLASS | [5 empty] | 0112/2///61987#ABC135 - Available power supply |  |  | false | Standard |  | IEC 61987 | IEC | 2022-12-09 | 2017-12-07 | 2022-12-09 | 2022-12-09 |  | IEC/SC 65E | C00112 |  | 0112/2///61987#ABV501 | https://cdd.iec.ch/CDD/IEC61987/iec61987.nsf/Classes/0112-2---61987%23ABC216 | https://cdd.iec.ch/cdd/iec61987/iec61987.nsf/PropertiesAllVersions/0112-2---61987%23ABA220,https://cdd.iec.ch/cdd/iec61987/iec61987.nsf/PropertiesAllVersions/0112-2---61987%23ABA970,https://cdd.iec.ch/cdd/iec61987/iec61987.nsf/PropertiesAllVersions/0112-2---61987%23ABA971,https://cdd.iec.ch/cdd/iec61987/iec61987.nsf/PropertiesAllVersions/0112-2---61987%23ABA221,https://cdd.iec.ch/cdd/iec61987/iec61987.nsf/PropertiesAllVersions/0112-2---61987%23ABA589,https://cdd.iec.ch/cdd/iec61987/iec61987.nsf/PropertiesAllVersions/0112-2---61987%23ABD078,https://cdd.iec.ch/cdd/iec61987/iec61987.nsf/PropertiesAllVersions/0112-2---61987%23ABD416,https://cdd.iec.ch/cdd/iec61987/iec61987.nsf/PropertiesAllVersions/0112-2---61987%23ABD421,https://cdd.iec.ch/cdd/iec61987/iec61987.nsf/PropertiesAllVersions/0112-2---61987%23ABC851 | 0112-2---61987#ABA971,0112-2---61987#ABA221,0112-2---61987#ABA220,0112-2---61987#ABA970,0112-2---61987#ABA589,0112-2---61987#ABD078,0112-2---61987#ABD416,0112-2---61987#ABD421,0112-2---61987#ABC851
0112/2///61987#ABE589 | 003 | 01 | 0112/2///61987#ABE589#003 | Limiting environmental conditions [3] |  |  |  | properties characterizing the extreme values which an influence quantity can assume without damaging the device |  |  |  |  | ITEM_CLASS | [5 empty] | 0112/2///61987#ABE587 - Environmental design ratings [5] |  |  | false | Standard |  | IEC 61987 | IEC | 2022-12-09 | 2017-12-07 | 2022-12-09 | 2022-12-09 |  | IEC/SC 65E | C00112 |  | 0112/2///61987#ABV501 | https://cdd.iec.ch/CDD/IEC61987/iec61987.nsf/Classes/0112-2---61987%23ABE589 | https://cdd.iec.ch/cdd/iec61987/iec61987.nsf/PropertiesAllVersions/0112-2---61987%23ABA923,https://cdd.iec.ch/cdd/iec61987/iec61987.nsf/PropertiesAllVersions/0112-2---61987%23ABA922,https://cdd.iec.ch/cdd/iec61987/iec61987.nsf/PropertiesAllVersions/0112-2---61987%23ABA101,https://cdd.iec.ch/cdd/iec61987/iec61987.nsf/PropertiesAllVersions/0112-2---61987%23ABA924,https://cdd.iec.ch/cdd/iec61987/iec61987.nsf/PropertiesAllVersions/0112-2---61987%23ABA925,https://cdd.iec.ch/cdd/iec61987/iec61987.nsf/PropertiesAllVersions/0112-2---61987%23ABA106,https://cdd.iec.ch/cdd/iec61987/iec61987.nsf/PropertiesAllVersions/0112-2---61987%23ABA107,https://cdd.iec.ch/cdd/iec61987/iec61987.nsf/PropertiesAllVersions/0112-2---61987%23ABD396,https://cdd.iec.ch/cdd/iec61987/iec61987.nsf/PropertiesAllVersions/0112-2---61987%23ABD398,https://cdd.iec.ch/cdd/iec61987/iec61987.nsf/PropertiesAllVersions/0112-2---61987%23ABA572,https://cdd.iec.ch/cdd/iec61987/iec61987.nsf/PropertiesAllVersions/0112-2---61987%23ABA108,https://cdd.iec.ch/cdd/iec61987/iec61987.nsf/PropertiesAllVersions/0112-2---61987%23ABA963,https://cdd.iec.ch/cdd/iec61987/iec61987.nsf/PropertiesAllVersions/0112-2---61987%23ABA109 | 0112-2---61987#ABA963,0112-2---61987#ABA922,0112-2---61987#ABA101,0112-2---61987#ABA924,0112-2---61987#ABA106,0112-2---61987#ABA572,0112-2---61987#ABA108,0112-2---61987#ABA923,0112-2---61987#ABA925,0112-2---61987#ABA107,0112-2---61987#ABD396,0112-2---61987#ABD398,0112-2---61987#ABA109
0112/2///61987#ABF946 | 001 | 01 | 0112/2///61987#ABF946#001 | Measured variable [10] | process variable |  |  | properties characterizing a measured variable, the size of which is to be acquired and indicated by the device |  |  |  |  | ITEM_CLASS | [5 empty] | 0112/2///61987#ABF928 - Input [21] |  |  |  | Standard |  | IEC 61987 | IEC | 2018-03-28 | 2014-12-17 | 2018-03-20 | 2018-03-20 |  | SC65E – IEC 61987 | C00018 | 001-01 (2018-03-28 07:26:06 by BATCH 00000762) standard | 0112/2///61987#ABV501 | https://cdd.iec.ch/CDD/IEC61987/iec61987.nsf/Classes/0112-2---61987%23ABF946 | https://cdd.iec.ch/cdd/iec61987/iec61987.nsf/PropertiesAllVersions/0112-2---61987%23ABB271,https://cdd.iec.ch/cdd/iec61987/iec61987.nsf/PropertiesAllVersions/0112-2---61987%23ABA577,https://cdd.iec.ch/cdd/iec61987/iec61987.nsf/PropertiesAllVersions/0112-2---61987%23ABV009 | 0112-2---61987#ABB271,0112-2---61987#ABA577,0112-2---61987#ABV009
0112/2///61987#ABG120 | 001 | 01 | 0112/2///61987#ABG120#001 | Analog voltage input [6] |  |  |  | properties characterizing an auxiliary analog voltage input |  | Polymorphic element: ABG120, Id: 4 |  |  | ITEM_CLASS | [5 empty] | 0112/2///61987#ABG070 - Type of auxiliary input [21] |  |  |  | Standard |  | IEC 61987 | IEC | 2018-03-28 | 2018-03-28 | 2018-03-28 | 2018-03-28 |  | SC65E – IEC 61987 | C00017 | 001-01 (2018-03-28 07:26:07 by BATCH 00000762) standard | 0112/2///61987#ABV501 | https://cdd.iec.ch/CDD/IEC61987/iec61987.nsf/Classes/0112-2---61987%23ABG120 | https://cdd.iec.ch/cdd/iec61987/iec61987.nsf/PropertiesAllVersions/0112-2---61987%23ABU651,https://cdd.iec.ch/cdd/iec61987/iec61987.nsf/PropertiesAllVersions/0112-2---61987%23ABC930,https://cdd.iec.ch/cdd/iec61987/iec61987.nsf/PropertiesAllVersions/0112-2---61987%23ABC724 | 0112-2---61987#ABU651,0112-2---61987#ABC930,0112-2---61987#ABC724
0112/2///61987#ABG205 | 002 | 01 | 0112/2///61987#ABG205#002 | Manufacturer-specific output [12] |  |  |  | properties characterizing a manufacturer-specific output |  | Polymorphic element: ABG205, Id: 2 |  |  | ITEM_CLASS | [5 empty] | 0112/2///61987#ABG146 - Type of output [16] |  |  | false | Standard |  | IEC 61987 | IEC | 2022-12-09 | 2017-12-07 | 2022-12-09 | 2022-12-09 |  | IEC/SC 65E | C00112 |  | 0112/2///61987#ABV501 | https://cdd.iec.ch/CDD/IEC61987/iec61987.nsf/Classes/0112-2---61987%23ABG205 | https://cdd.iec.ch/cdd/iec61987/iec61987.nsf/PropertiesAllVersions/0112-2---61987%23ABB631,https://cdd.iec.ch/cdd/iec61987/iec61987.nsf/PropertiesAllVersions/0112-2---61987%23ABU865,https://cdd.iec.ch/cdd/iec61987/iec61987.nsf/PropertiesAllVersions/0112-2---61987%23ABC965 | 0112-2---61987#ABU865,0112-2---61987#ABC965,0112-2---61987#ABB631
0112/2///61987#ABG283 | 001 | 01 | 0112/2///61987#ABG283#001 | Type of performance variable [17] |  |  |  | administration block for polymorphism acting as proxy for the selected performance type |  | Polymorphic element: ABG283, Id: 4 |  |  | ITEM_CLASS | [5 empty] | 0112/2///61987#ABG257 - Performance variable [17]0112/2///61987#ABG265 - Performance variable [25] |  |  |  | Standard |  | IEC 61987 | IEC | 2018-03-28 | 2014-12-17 | 2016-05-24 | 2016-05-24 |  | SC65E – IEC 61987 | C00019 | 001-01 (2018-03-28 07:26:08 by BATCH 00000762) standard | 0112/2///61987#ABV501 | https://cdd.iec.ch/CDD/IEC61987/iec61987.nsf/Classes/0112-2---61987%23ABG283 | https://cdd.iec.ch/cdd/iec61987/iec61987.nsf/PropertiesAllVersions/0112-2---61987%23ABV218,https://cdd.iec.ch/cdd/iec61987/iec61987.nsf/PropertiesAllVersions/0112-2---61987%23ABV229,https://cdd.iec.ch/cdd/iec61987/iec61987.nsf/PropertiesAllVersions/0112-2---61987%23ABV230 | 0112-2---61987#ABV218,0112-2---61987#ABV229,0112-2---61987#ABV230
0112/2///61987#ABH220 | 001 | 01 | 0112/2///61987#ABH220#001 | Material between detector and target |  |  |  | properties characterizing the material between a radiation detector and a target, possibly influencing the radiation received by the detector |  |  |  |  | ITEM_CLASS | [5 empty] | 0112/2///61987#ABH229 - Process case variables for non-contact temperature transmitter |  |  |  | Standard |  | IEC 61987 | IEC | 2018-03-28 | 2017-09-22 | 2017-09-22 | 2017-09-22 |  | SC65E – IEC 61987 | C00019 | 001-01 (2018-03-28 07:26:12 by BATCH 00000762) standard | 0112/2///61987#ABV501 | https://cdd.iec.ch/CDD/IEC61987/iec61987.nsf/Classes/0112-2---61987%23ABH220 | https://cdd.iec.ch/cdd/iec61987/iec61987.nsf/PropertiesAllVersions/0112-2---61987%23ABH221,https://cdd.iec.ch/cdd/iec61987/iec61987.nsf/PropertiesAllVersions/0112-2---61987%23ABA622,https://cdd.iec.ch/cdd/iec61987/iec61987.nsf/PropertiesAllVersions/0112-2---61987%23ABB303,https://cdd.iec.ch/cdd/iec61987/iec61987.nsf/PropertiesAllVersions/0112-2---61987%23ABD178,https://cdd.iec.ch/cdd/iec61987/iec61987.nsf/PropertiesAllVersions/0112-2---61987%23ABH314,https://cdd.iec.ch/cdd/iec61987/iec61987.nsf/PropertiesAllVersions/0112-2---61987%23ABH224 | 0112-2---61987#ABH221,0112-2---61987#ABA622,0112-2---61987#ABB303,0112-2---61987#ABD178,0112-2---61987#ABH314,0112-2---61987#ABH224
0112/2///61987#ABJ595 | 002 | 01 | 0112/2///61987#ABJ595#002 | Accuracy expressed as a percentage [6] |  |  |  | properties characterizing the accuracy of a measured value or a signal expressed as a percentage of reading, span or full range etc. |  |  |  |  | ITEM_CLASS | [5 empty] | 0112/2///61987#ABG307 - Percentage performance [3] |  |  | false | Standard |  | IEC 61987 | IEC | 2022-12-09 | 2017-12-07 | 2022-12-09 | 2022-12-09 |  | IEC/SC 65E | C00112 |  | 0112/2///61987#ABV501 | https://cdd.iec.ch/CDD/IEC61987/iec61987.nsf/Classes/0112-2---61987%23ABJ595 | https://cdd.iec.ch/cdd/iec61987/iec61987.nsf/PropertiesAllVersions/0112-2---61987%23ABD459,https://cdd.iec.ch/cdd/iec61987/iec61987.nsf/PropertiesAllVersions/0112-2---61987%23ABD460,https://cdd.iec.ch/cdd/iec61987/iec61987.nsf/PropertiesAllVersions/0112-2---61987%23ABD535,https://cdd.iec.ch/cdd/iec61987/iec61987.nsf/PropertiesAllVersions/0112-2---61987%23ABB652,https://cdd.iec.ch/cdd/iec61987/iec61987.nsf/PropertiesAllVersions/0112-2---61987%23ABB005,https://cdd.iec.ch/cdd/iec61987/iec61987.nsf/PropertiesAllVersions/0112-2---61987%23ABB653,https://cdd.iec.ch/cdd/iec61987/iec61987.nsf/PropertiesAllVersions/0112-2---61987%23ABB654,https://cdd.iec.ch/cdd/iec61987/iec61987.nsf/PropertiesAllVersions/0112-2---61987%23ABB655,https://cdd.iec.ch/cdd/iec61987/iec61987.nsf/PropertiesAllVersions/0112-2---61987%23ABB656,https://cdd.iec.ch/cdd/iec61987/iec61987.nsf/PropertiesAllVersions/0112-2---61987%23ABA568,https://cdd.iec.ch/cdd/iec61987/iec61987.nsf/PropertiesAllVersions/0112-2---61987%23ABB779,https://cdd.iec.ch/cdd/iec61987/iec61987.nsf/PropertiesAllVersions/0112-2---61987%23ABB657,https://cdd.iec.ch/cdd/iec61987/iec61987.nsf/PropertiesAllVersions/0112-2---61987%23ABC707,https://cdd.iec.ch/cdd/iec61987/iec61987.nsf/PropertiesAllVersions/0112-2---61987%23ABB801,https://cdd.iec.ch/cdd/iec61987/iec61987.nsf/PropertiesAllVersions/0112-2---61987%23ABB802,https://cdd.iec.ch/cdd/iec61987/iec61987.nsf/PropertiesAllVersions/0112-2---61987%23ABB803,https://cdd.iec.ch/cdd/iec61987/iec61987.nsf/PropertiesAllVersions/0112-2---61987%23ABB804,https://cdd.iec.ch/cdd/iec61987/iec61987.nsf/PropertiesAllVersions/0112-2---61987%23ABB805,https://cdd.iec.ch/cdd/iec61987/iec61987.nsf/PropertiesAllVersions/0112-2---61987%23ABB806,https://cdd.iec.ch/cdd/iec61987/iec61987.nsf/PropertiesAllVersions/0112-2---61987%23ABB846,https://cdd.iec.ch/cdd/iec61987/iec61987.nsf/PropertiesAllVersions/0112-2---61987%23ABB661,https://cdd.iec.ch/cdd/iec61987/iec61987.nsf/PropertiesAllVersions/0112-2---61987%23ABB662,https://cdd.iec.ch/cdd/iec61987/iec61987.nsf/PropertiesAllVersions/0112-2---61987%23ABB663,https://cdd.iec.ch/cdd/iec61987/iec61987.nsf/PropertiesAllVersions/0112-2---61987%23ABB519,https://cdd.iec.ch/cdd/iec61987/iec61987.nsf/PropertiesAllVersions/0112-2---61987%23ABB774,https://cdd.iec.ch/cdd/iec61987/iec61987.nsf/PropertiesAllVersions/0112-2---61987%23ABB847,https://cdd.iec.ch/cdd/iec61987/iec61987.nsf/PropertiesAllVersions/0112-2---61987%23ABJ594 | 0112-2---61987#ABB806,0112-2---61987#ABB653,0112-2---61987#ABB803,0112-2---61987#ABB005,0112-2---61987#ABB657,0112-2---61987#ABB801,0112-2---61987#ABB804,0112-2---61987#ABD535,0112-2---61987#ABB654,0112-2---61987#ABC707,0112-2---61987#ABB802,0112-2---61987#ABB805,0112-2---61987#ABB662,0112-2---61987#ABB663,0112-2---61987#ABB519,0112-2---61987#ABB655,0112-2---61987#ABB847,0112-2---61987#ABB656,0112-2---61987#ABA568,0112-2---61987#ABJ594,0112-2---61987#ABD460,0112-2---61987#ABB652,0112-2---61987#ABB779,0112-2---61987#ABB846,0112-2---61987#ABB774,0112-2---61987#ABD459,0112-2---61987#ABB661
0112/2///61987#ABA649 | 002 | 01 | 0112/2///61987#ABA649#002 | Level gauge |  |  |  | gauge that measures and indicates a level |  |  |  |  | ITEM_CLASS | [9 empty] | Standard |  |  |  | 2018-03-28 | 2013-08-27 | 2018-03-20 | 2018-03-20 |  | SC65E – IEC 61987 | C00004 |  | 0112/2///61987#ABA643 | https://cdd.iec.ch/CDD/IEC61987/iec61987.nsf/Classes/0112-2---61987%23ABA649 | https://cdd.iec.ch/cdd/iec61987/iec61987.nsf/PropertiesAllVersions/0112-2---61987%23ABF910 | 0112-2---61987#ABF910
0112/2///61987#ABC176 | 003 | 01 | 0112/2///61987#ABC176#003 | Current signal on alarm |  |  |  | properties characterizing the value(s) or status assumed by the current signal when there is a fault in the process measuring equipment |  |  | IEC 61987-1 |  | ITEM_CLASS | [5 empty] | 0112/2///61987#ABC085 - Analog current input parameters0112/2///61987#ABC091 - Analog current output parameters0112/2///61987#ABC140 - Binary current output0112/2///61987#ABP015 - Analog current input parameters [I/O module] |  |  | false | Standard |  | IEC 61987 | IEC | 2023-01-23 | 2017-12-07 | 2023-01-23 | 2023-01-23 |  | IEC/SC 65E | C00128 |  | 0112/2///61987#ABV501 | https://cdd.iec.ch/CDD/IEC61987/iec61987.nsf/Classes/0112-2---61987%23ABC176 | https://cdd.iec.ch/cdd/iec61987/iec61987.nsf/PropertiesAllVersions/0112-2---61987%23ABP190,https://cdd.iec.ch/cdd/iec61987/iec61987.nsf/PropertiesAllVersions/0112-2---61987%23ABP191,https://cdd.iec.ch/cdd/iec61987/iec61987.nsf/PropertiesAllVersions/0112-2---61987%23ABA929,https://cdd.iec.ch/cdd/iec61987/iec61987.nsf/PropertiesAllVersions/0112-2---61987%23ABA579,https://cdd.iec.ch/cdd/iec61987/iec61987.nsf/PropertiesAllVersions/0112-2---61987%23ABA375,https://cdd.iec.ch/cdd/iec61987/iec61987.nsf/PropertiesAllVersions/0112-2---61987%23ABA996 | 0112-2---61987#ABP190,0112-2---61987#ABP191,0112-2---61987#ABA929,0112-2---61987#ABA579,0112-2---61987#ABA375,0112-2---61987#ABA996
0112/2///61987#ABC538 | 006 | 01 | 0112/2///61987#ABC538#006 | Process criticality classification |  |  |  | properties characterizing the means for assuring plant safety other than hazardous area classifications |  |  |  |  | ITEM_CLASS | [5 empty] | 0112/2///61987#ABC512 - Physical location0112/2///61987#ABD976 - Physical location [2]0112/2///61987#ABD977 - Physical location [3]0112/2///61987#ABG480 - Physical location [4] |  |  |  | Standard |  |  |  | 2018-03-28 | 2013-08-27 | 2018-03-20 | 2018-03-20 |  | SC65E – IEC 61987 | C00004 |  | 0112/2///61987#ABV501 | https://cdd.iec.ch/CDD/IEC61987/iec61987.nsf/Classes/0112-2---61987%23ABC538 | https://cdd.iec.ch/cdd/iec61987/iec61987.nsf/PropertiesAllVersions/0112-2---61987%23ABB202,https://cdd.iec.ch/cdd/iec61987/iec61987.nsf/PropertiesAllVersions/0112-2---61987%23ABA316 | 0112-2---61987#ABB202,0112-2---61987#ABA316
0112/2///61987#ABC554 | 003 | 01 | 0112/2///61987#ABC554#003 | Pulse signal on alarm |  |  |  | properties characterizing the value(s) or status assumed by the pulse signal when there is a fault in the device |  |  |  |  | ITEM_CLASS | [5 empty] | 0112/2///61987#ABC552 - Pulse input/output parameters |  |  | false | Standard |  | IEC 61987 | IEC | 2023-01-23 | 2017-12-07 | 2023-01-23 | 2023-01-23 |  | IEC/SC 65E | C00128 |  | 0112/2///61987#ABV501 | https://cdd.iec.ch/CDD/IEC61987/iec61987.nsf/Classes/0112-2---61987%23ABC554 | https://cdd.iec.ch/cdd/iec61987/iec61987.nsf/PropertiesAllVersions/0112-2---61987%23ABB878,https://cdd.iec.ch/cdd/iec61987/iec61987.nsf/PropertiesAllVersions/0112-2---61987%23ABB879,https://cdd.iec.ch/cdd/iec61987/iec61987.nsf/PropertiesAllVersions/0112-2---61987%23ABA375,https://cdd.iec.ch/cdd/iec61987/iec61987.nsf/PropertiesAllVersions/0112-2---61987%23ABA996,https://cdd.iec.ch/cdd/iec61987/iec61987.nsf/PropertiesAllVersions/0112-2---61987%23ABP198 | 0112-2---61987#ABA996,0112-2---61987#ABP198,0112-2---61987#ABB878,0112-2---61987#ABB879,0112-2---61987#ABA375
0112/2///61987#ABH565 | 001 | 01 | 0112/2///61987#ABH565#001 | Output values of mass flow |  |  |  | properties characterizing the readings of mass flow output signals |  |  |  |  | ITEM_CLASS | [5 empty] | 0112/2///61987#ABH563 - Calibration point of mass flow |  |  |  | Standard |  |  |  | 2019-03-08 | 2017-12-07 | 2019-03-08 | 2019-03-08 |  | SC65E – IEC 61987 | C00018 | 001-01 (2019-03-08 15:35:12 by BATCH 00000766) standard | 0112/2///61987#ABV501 | https://cdd.iec.ch/CDD/IEC61987/iec61987.nsf/Classes/0112-2---61987%23ABH565 | https://cdd.iec.ch/cdd/iec61987/iec61987.nsf/PropertiesAllVersions/0112-2---61987%23ABH566,https://cdd.iec.ch/cdd/iec61987/iec61987.nsf/PropertiesAllVersions/0112-2---61987%23ABH567,https://cdd.iec.ch/cdd/iec61987/iec61987.nsf/PropertiesAllVersions/0112-2---61987%23ABH568,https://cdd.iec.ch/cdd/iec61987/iec61987.nsf/PropertiesAllVersions/0112-2---61987%23ABH569,https://cdd.iec.ch/cdd/iec61987/iec61987.nsf/PropertiesAllVersions/0112-2---61987%23ABH570 | 0112-2---61987#ABH567,0112-2---61987#ABH568,0112-2---61987#ABH569,0112-2---61987#ABH570,0112-2---61987#ABH566
0112/2///61987#ABH635 | 001 | 01 | 0112/2///61987#ABH635#001 | Calibration point of mass fraction |  |  |  | properties characterizing the calibration of output values of a single mass fraction input value |  |  |  |  | ITEM_CLASS | [5 empty] | 0112/2///61987#ABH617 - Calibration of mass fraction |  |  |  | Standard |  |  |  | 2019-03-08 | 2017-12-07 | 2019-03-08 | 2019-03-08 |  | SC65E – IEC 61987 | C00018 | 001-01 (2019-03-08 15:35:12 by BATCH 00000766) standard | 0112/2///61987#ABV501 | https://cdd.iec.ch/CDD/IEC61987/iec61987.nsf/Classes/0112-2---61987%23ABH635 | https://cdd.iec.ch/cdd/iec61987/iec61987.nsf/PropertiesAllVersions/0112-2---61987%23ABH564,https://cdd.iec.ch/cdd/iec61987/iec61987.nsf/PropertiesAllVersions/0112-2---61987%23ABH671,https://cdd.iec.ch/cdd/iec61987/iec61987.nsf/PropertiesAllVersions/0112-2---61987%23ABH765 | 0112-2---61987#ABH765,0112-2---61987#ABH564,0112-2---61987#ABH671
0112/2///61987#ABC389 | 001 | 02 | 0112/2///61987#ABC389#001 | Material of sensing element |  |  |  | properties characterizing the material of a sensing element |  |  |  |  | ITEM_CLASS | [5 empty] | 0112/2///61987#ABC633 - Structural design of a rotating element flow transmitter or gauge |  |  |  | Standard |  |  |  | 2018-03-28 | 2013-08-27 | 2013-08-27 | 2014-06-18 |  | SC65E – IEC 61987 | C00019 |  | 0112/2///61987#ABV501 | https://cdd.iec.ch/CDD/IEC61987/iec61987.nsf/Classes/0112-2---61987%23ABC389 | https://cdd.iec.ch/cdd/iec61987/iec61987.nsf/PropertiesAllVersions/0112-2---61987%23ABB455,https://cdd.iec.ch/cdd/iec61987/iec61987.nsf/PropertiesAllVersions/0112-2---61987%23ABI460,https://cdd.iec.ch/cdd/iec61987/iec61987.nsf/PropertiesAllVersions/0112-2---61987%23ABA908,https://cdd.iec.ch/cdd/iec61987/iec61987.nsf/PropertiesAllVersions/0112-2---61987%23ABA907 | 0112-2---61987#ABI460,0112-2---61987#ABA908,0112-2---61987#ABA907,0112-2---61987#ABB455
0112/2///61987#ABG475 | 001 | 01 | 0112/2///61987#ABG475#001 | Normal process design conditions [4] |  |  |  | properties characterizing the normal range of process conditions for which a device shall be designed and operate within its specifications |  |  |  |  | ITEM_CLASS | [5 empty] | - |  |  |  | Standard |  | IEC 61987 | IEC | 2018-03-28 | 2018-03-28 | 2018-03-28 | 2018-03-28 |  | SC65E – IEC 61987 | C00019 | 001-01 (2018-03-28 07:26:11 by BATCH 00000762) standard | 0112/2///61987#ABV501 | https://cdd.iec.ch/CDD/IEC61987/iec61987.nsf/Classes/0112-2---61987%23ABG475 | https://cdd.iec.ch/cdd/iec61987/iec61987.nsf/PropertiesAllVersions/0112-2---61987%23ABA954,https://cdd.iec.ch/cdd/iec61987/iec61987.nsf/PropertiesAllVersions/0112-2---61987%23ABB184,https://cdd.iec.ch/cdd/iec61987/iec61987.nsf/PropertiesAllVersions/0112-2---61987%23ABA955,https://cdd.iec.ch/cdd/iec61987/iec61987.nsf/PropertiesAllVersions/0112-2---61987%23ABB185,https://cdd.iec.ch/cdd/iec61987/iec61987.nsf/PropertiesAllVersions/0112-2---61987%23ABA918,https://cdd.iec.ch/cdd/iec61987/iec61987.nsf/PropertiesAllVersions/0112-2---61987%23ABA919,https://cdd.iec.ch/cdd/iec61987/iec61987.nsf/PropertiesAllVersions/0112-2---61987%23ABA598,https://cdd.iec.ch/cdd/iec61987/iec61987.nsf/PropertiesAllVersions/0112-2---61987%23ABH070,https://cdd.iec.ch/cdd/iec61987/iec61987.nsf/PropertiesAllVersions/0112-2---61987%23ABH283,https://cdd.iec.ch/cdd/iec61987/iec61987.nsf/PropertiesAllVersions/0112-2---61987%23ABH083,https://cdd.iec.ch/cdd/iec61987/iec61987.nsf/PropertiesAllVersions/0112-2---61987%23ABH084,https://cdd.iec.ch/cdd/iec61987/iec61987.nsf/PropertiesAllVersions/0112-2---61987%23ABH085,https://cdd.iec.ch/cdd/iec61987/iec61987.nsf/PropertiesAllVersions/0112-2---61987%23ABH086,https://cdd.iec.ch/cdd/iec61987/iec61987.nsf/PropertiesAllVersions/0112-2---61987%23ABB298,https://cdd.iec.ch/cdd/iec61987/iec61987.nsf/PropertiesAllVersions/0112-2---61987%23ABB299,https://cdd.iec.ch/cdd/iec61987/iec61987.nsf/PropertiesAllVersions/0112-2---61987%23ABD429 | 0112-2---61987#ABH086,0112-2---61987#ABA919,0112-2---61987#ABA598,0112-2---61987#ABH085,0112-2---61987#ABB299,0112-2---61987#ABA918,0112-2---61987#ABH070,0112-2---61987#ABH084,0112-2---61987#ABD429,0112-2---61987#ABB184,0112-2---61987#ABA955,0112-2---61987#ABB185,0112-2---61987#ABB298,0112-2---61987#ABA954,0112-2---61987#ABH283,0112-2---61987#ABH083
0112/2///61987#ABH839 | 001 | 01 | 0112/2///61987#ABH839#001 | Configuration parameter set |  |  |  | properties characterizing the configuration of a device connected to a communication bus |  |  |  |  | ITEM_CLASS | [5 empty] | 0112/2///61987#ABH838 - Digital communication parameters |  |  |  | Standard |  |  |  | 2019-03-08 | 2017-12-07 | 2019-03-08 | 2019-03-08 |  | SC65E – IEC 61987 | C00018 | 001-01 (2019-03-08 15:35:12 by BATCH 00000766) standard | 0112/2///61987#ABV501 | https://cdd.iec.ch/CDD/IEC61987/iec61987.nsf/Classes/0112-2---61987%23ABH839 | https://cdd.iec.ch/cdd/iec61987/iec61987.nsf/PropertiesAllVersions/0112-2---61987%23ABA085,https://cdd.iec.ch/cdd/iec61987/iec61987.nsf/PropertiesAllVersions/0112-2---61987%23ABI225,https://cdd.iec.ch/cdd/iec61987/iec61987.nsf/PropertiesAllVersions/0112-2---61987%23ABI320 | 0112-2---61987#ABA085,0112-2---61987#ABI225,0112-2---61987#ABI320
0112/2///61987#ABU458 | 005 | 01 | 0112/2///61987#ABU458#005 | Process connection | end connection |  |  | properties characterizing a process connection of a device |  |  |  |  | ITEM_CLASS | [5 empty] | 0112/2///61987#ABC197 - Diaphragm element0112/2///61987#ABC270 - Impulse line0112/2///61987#ABC322 - Line or nozzle0112/2///61987#ABC527 - Pressure gauge siphon0112/2///61987#ABC266 - High/single pressure side line or nozzle0112/2///61987#ABC325 - Low pressure side line or nozzle0112/2///61987#ABC226 - Process connection of trace heating system0112/2///61987#ABC227 - Process connection of pressure relief of secondary housing0112/2///61987#ABC641 - Structural design of an absolute or a gauge pressure transmitter0112/2///61987#ABF017 - Structural design of a window0112/2///61987#ABF018 - Structural design of a free-space radar level transmitter0112/2///61987#ABF024 - Structural design of a stilling well0112/2///61987#ABF025 - Structural design of a float level transmitter and switch0112/2///61987#ABF117 - Structural design of a guided-wave radar level transmitter0112/2///61987#ABF136 - Structural design of a capacitance level transmitter/switch0112/2///61987#ABF154 - Structural design of a conductance level transmitter/switch0112/2///61987#ABF182 - Structural design of an ultrasonic level transmitter0112/2///61987#ABF183 - Structural design of a vibrating level switch0112/2///61987#ABF191 - Structural design of a rotary paddle switch0112/2///61987#ABF268 - Cooling system0112/2///61987#ABF283 - Structural design of an optical level switch0112/2///61987#ABF285 - Structural design of a thermal level switch0112/2///61987#ABF342 - Structural design of a displacer lever transmitter/switch0112/2///61987#ABF343 - Structural design of a nuclear level transmitter/switch0112/2///61987#ABF431 - Structural design of a plumb bob level transmitter0112/2///61987#ABF432 - Structural design of a servo level transmitter0112/2///61987#ABF433 - Structural design of an ultrasonic level switch0112/2///61987#ABF518 - Structural design of a laser level transmitter0112/2///61987#ABH128 - Process equipment connection0112/2///61987#ABH141 - Stilling well0112/2///61987#ABH204 - Window0112/2///61987#ABC670 - Type of output [7]0112/2///61987#ABF226 - Structural design of a radiation thermometer0112/2///61987#ABF319 - Structural design of a thermowell0112/2///61987#ABF405 - Structural design of an insert/element0112/2///61987#ABF513 - Structural design of temperature gauge0112/2///61987#ABF632 - Structural design of a refractive index density transmitter0112/2///61987#ABF634 - Structural design of a radiometric density transmitter0112/2///61987#ABF635 - Structural design of a vibrating fork/rod density transmitter0112/2///61987#ABH365 - Insertion type microwave density transmitter0112/2///61987#ABC044 - Transmitter body [1]0112/2///61987#ABC045 - Transmitter body [2]0112/2///61987#ABC046 - Transmitter body [3]0112/2///61987#ABC047 - Transmitter body [4]0112/2///61987#ABC625 - Structural design of a differential pressure gauge0112/2///61987#ABC626 - Structural design of a differential pressure transmitter0112/2///61987#ABC629 - Structural design of a pressure or differential pressure gauge0112/2///61987#ABC631 - Structural design of a remote seal [2]0112/2///61987#ABC637 - Structural design of a valve manifold0112/2///61987#ABF341 - Structural design of a hydrostatic pressure level transmitter0112/2///61987#ABF517 - Structural design of a microwave level switch |  |  |  | Standard |  | IEC 61987 | IEC | 2020-02-24 | 2017-12-07 | 2020-02-24 | 2020-02-24 |  | SC65E – IEC 61987 | C00091 |  | 0112/2///61987#ABV501 | https://cdd.iec.ch/CDD/IEC61987/iec61987.nsf/Classes/0112-2---61987%23ABU458 | https://cdd.iec.ch/cdd/iec61987/iec61987.nsf/PropertiesAllVersions/0112-2---61987%23ABB963,https://cdd.iec.ch/cdd/iec61987/iec61987.nsf/PropertiesAllVersions/0112-2---61987%23ABC039,https://cdd.iec.ch/cdd/iec61987/iec61987.nsf/PropertiesAllVersions/0112-2---61987%23ABA592,https://cdd.iec.ch/cdd/iec61987/iec61987.nsf/PropertiesAllVersions/0112-2---61987%23ABI456,https://cdd.iec.ch/cdd/iec61987/iec61987.nsf/PropertiesAllVersions/0112-2---61987%23ABI458,https://cdd.iec.ch/cdd/iec61987/iec61987.nsf/PropertiesAllVersions/0112-2---61987%23ABA591,https://cdd.iec.ch/cdd/iec61987/iec61987.nsf/PropertiesAllVersions/0112-2---61987%23ABA576,https://cdd.iec.ch/cdd/iec61987/iec61987.nsf/PropertiesAllVersions/0112-2---61987%23ABA893,https://cdd.iec.ch/cdd/iec61987/iec61987.nsf/PropertiesAllVersions/0112-2---61987%23ABA150,https://cdd.iec.ch/cdd/iec61987/iec61987.nsf/PropertiesAllVersions/0112-2---61987%23ABA145,https://cdd.iec.ch/cdd/iec61987/iec61987.nsf/PropertiesAllVersions/0112-2---61987%23ABH417,https://cdd.iec.ch/cdd/iec61987/iec61987.nsf/PropertiesAllVersions/0112-2---61987%23ABC983,https://cdd.iec.ch/cdd/iec61987/iec61987.nsf/PropertiesAllVersions/0112-2---61987%23ABI464,https://cdd.iec.ch/cdd/iec61987/iec61987.nsf/PropertiesAllVersions/0112-2---61987%23ABI466,https://cdd.iec.ch/cdd/iec61987/iec61987.nsf/PropertiesAllVersions/0112-2---61987%23ABA151,https://cdd.iec.ch/cdd/iec61987/iec61987.nsf/PropertiesAllVersions/0112-2---61987%23ABA154,https://cdd.iec.ch/cdd/iec61987/iec61987.nsf/PropertiesAllVersions/0112-2---61987%23ABB136,https://cdd.iec.ch/cdd/iec61987/iec61987.nsf/PropertiesAllVersions/0112-2---61987%23ABI459,https://cdd.iec.ch/cdd/iec61987/iec61987.nsf/PropertiesAllVersions/0112-2---61987%23ABC979 | 0112-2---61987#ABA592,0112-2---61987#ABA145,0112-2---61987#ABI456,0112-2---61987#ABA591,0112-2---61987#ABI466,0112-2---61987#ABC039,0112-2---61987#ABI458,0112-2---61987#ABA576,0112-2---61987#ABA893,0112-2---61987#ABH417,0112-2---61987#ABC983,0112-2---61987#ABI464,0112-2---61987#ABA154,0112-2---61987#ABI459,0112-2---61987#ABC979,0112-2---61987#ABB963,0112-2---61987#ABA150,0112-2---61987#ABA151,0112-2---61987#ABB136
0112/2///61987#ABA876 | 002 | 01 | 0112/2///61987#ABA876#002 | Resistance temperature element |  |  |  | temperature element that uses the dependence of electrical resistance on temperature to sense temperature |  |  |  |  | ITEM_CLASS | [9 empty] | Standard |  |  |  | 2018-03-28 | 2013-08-27 | 2016-05-24 | 2016-05-24 |  | SC65E – IEC 61987 | C00004 |  | 0112/2///61987#ABA875 | https://cdd.iec.ch/CDD/IEC61987/iec61987.nsf/Classes/0112-2---61987%23ABA876
0112/2///61987#ABG447 | 001 | 01 | 0112/2///61987#ABG447#001 | Structural design [ultrasonic density transmitter] |  |  |  | properties characterizing the constructional details of a device |  |  |  |  | ITEM_CLASS | [5 empty] | 0112/2///61987#ABG402 - Mechanical and electrical construction [ultrasonic density transmitter] |  |  |  | Standard |  | IEC 61987 | IEC | 2018-03-28 | 2014-12-17 | 2018-03-20 | 2018-03-20 |  | SC65E – IEC 61987 | C00017 | 001-01 (2018-03-28 07:26:11 by BATCH 00000762) standard | 0112/2///61987#ABV501 | https://cdd.iec.ch/CDD/IEC61987/iec61987.nsf/Classes/0112-2---61987%23ABG447 | https://cdd.iec.ch/cdd/iec61987/iec61987.nsf/PropertiesAllVersions/0112-2---61987%23ABC876,https://cdd.iec.ch/cdd/iec61987/iec61987.nsf/PropertiesAllVersions/0112-2---61987%23ABF852,https://cdd.iec.ch/cdd/iec61987/iec61987.nsf/PropertiesAllVersions/0112-2---61987%23ABD286,https://cdd.iec.ch/cdd/iec61987/iec61987.nsf/PropertiesAllVersions/0112-2---61987%23ABA177,https://cdd.iec.ch/cdd/iec61987/iec61987.nsf/PropertiesAllVersions/0112-2---61987%23ABD290,https://cdd.iec.ch/cdd/iec61987/iec61987.nsf/PropertiesAllVersions/0112-2---61987%23ABD284 | 0112-2---61987#ABD284,0112-2---61987#ABC876,0112-2---61987#ABF852,0112-2---61987#ABD286,0112-2---61987#ABA177,0112-2---61987#ABD290
0112/2///61987#ABA750 | 002 | 01 | 0112/2///61987#ABA750#002 | Strain gauge weight switch |  |  |  | weight switch that uses the strain in an elastic material to detect a weight regime |  |  |  |  | ITEM_CLASS | [9 empty] | Standard |  |  |  | 2018-03-28 | 2013-08-27 | 2016-05-24 | 2016-05-24 |  | SC65E – IEC 61987 | C00004 |  | 0112/2///61987#ABA749 | https://cdd.iec.ch/CDD/IEC61987/iec61987.nsf/Classes/0112-2---61987%23ABA750
0112/2///61987#ABC109 | 001 | 02 | 0112/2///61987#ABC109#001 | Assigned mass flow range |  |  |  | properties characterizing a range configured for mass flow |  | 13 ABC109.13 |  |  | ITEM_CLASS | [5 empty] | 0112/2///61987#ABC119 - Assigned variable [2]0112/2///61987#ABC124 - Assigned variable [7]0112/2///61987#ABC121 - Assigned variable [4]0112/2///61987#ABC120 - Assigned variable [3] |  |  |  | Standard |  |  |  | 2018-03-28 | 2013-08-27 | 2013-08-27 | 2014-06-18 |  | SC65E – IEC 61987 | C00004 |  | 0112/2///61987#ABV501 | https://cdd.iec.ch/CDD/IEC61987/iec61987.nsf/Classes/0112-2---61987%23ABC109 | https://cdd.iec.ch/cdd/iec61987/iec61987.nsf/PropertiesAllVersions/0112-2---61987%23ABA345,https://cdd.iec.ch/cdd/iec61987/iec61987.nsf/PropertiesAllVersions/0112-2---61987%23ABA347,https://cdd.iec.ch/cdd/iec61987/iec61987.nsf/PropertiesAllVersions/0112-2---61987%23ABB562,https://cdd.iec.ch/cdd/iec61987/iec61987.nsf/PropertiesAllVersions/0112-2---61987%23ABB563 | 0112-2---61987#ABA345,0112-2---61987#ABA347,0112-2---61987#ABB562,0112-2---61987#ABB563
0112/2///61987#ABE672 | 001 | 01 | 0112/2///61987#ABE672#001 | Auxiliary input [18] |  |  |  | properties characterizing a device auxiliary input that acquires measured values from external instrumentation |  |  |  |  | ITEM_CLASS | [5 empty] | 0112/2///61987#ABE563 - Input [12] |  |  |  | Standard |  |  |  | 2018-03-28 | 2014-09-14 | 2018-03-20 | 2018-03-20 |  | SC65E – IEC 61987 | C00016 | 001-01 (2018-03-28 07:26:03 by BATCH 00000762) standard | 0112/2///61987#ABV501 | https://cdd.iec.ch/CDD/IEC61987/iec61987.nsf/Classes/0112-2---61987%23ABE672 | https://cdd.iec.ch/cdd/iec61987/iec61987.nsf/PropertiesAllVersions/0112-2---61987%23ABB271,https://cdd.iec.ch/cdd/iec61987/iec61987.nsf/PropertiesAllVersions/0112-2---61987%23ABA577,https://cdd.iec.ch/cdd/iec61987/iec61987.nsf/PropertiesAllVersions/0112-2---61987%23ABB095,https://cdd.iec.ch/cdd/iec61987/iec61987.nsf/PropertiesAllVersions/0112-2---61987%23ABA342,https://cdd.iec.ch/cdd/iec61987/iec61987.nsf/PropertiesAllVersions/0112-2---61987%23ABE675 | 0112-2---61987#ABB095,0112-2---61987#ABA342,0112-2---61987#ABE675,0112-2---61987#ABB271,0112-2---61987#ABA577
0112/2///61987#ABG372 | 001 | 01 | 0112/2///61987#ABG372#001 | Mechanical and electrical construction [ultrasonic level transmitter] |  |  |  | properties characterizing the constructional details of the device and its parts |  |  | IEC 61987-1, 5.8 |  | ITEM_CLASS | [5 empty] | 0112/2///61987#ABE744 - Device LOP for ultrasonic level transmitter |  |  |  | Standard |  | IEC 61987 | IEC | 2018-03-28 | 2014-12-17 | 2018-03-20 | 2018-03-20 |  | SC65E – IEC 61987 | C00018 | 001-01 (2018-03-28 07:26:09 by BATCH 00000762) standard | 0112/2///61987#ABV501 | https://cdd.iec.ch/CDD/IEC61987/iec61987.nsf/Classes/0112-2---61987%23ABG372 | https://cdd.iec.ch/cdd/iec61987/iec61987.nsf/PropertiesAllVersions/0112-2---61987%23ABD534,https://cdd.iec.ch/cdd/iec61987/iec61987.nsf/PropertiesAllVersions/0112-2---61987%23ABG977,https://cdd.iec.ch/cdd/iec61987/iec61987.nsf/PropertiesAllVersions/0112-2---61987%23ABB139,https://cdd.iec.ch/cdd/iec61987/iec61987.nsf/PropertiesAllVersions/0112-2---61987%23ABC862,https://cdd.iec.ch/cdd/iec61987/iec61987.nsf/PropertiesAllVersions/0112-2---61987%23ABC789 | 0112-2---61987#ABD534,0112-2---61987#ABG977,0112-2---61987#ABB139,0112-2---61987#ABC862,0112-2---61987#ABC789
0112/2///61987#ABE336 | 001 | 01 | 0112/2///61987#ABE336#001 | Thermal detector |  |  |  | infrared radiation detector that uses a heat sensitive sensing element to sense temperature |  |  |  |  | ITEM_CLASS | [9 empty] | Standard |  |  |  | 2018-03-28 |  | 2016-05-24 | 2016-05-24 |  | SC65E – IEC 61987 | C00004 | 001-01 (2018-03-28 07:26:01 by BATCH 00000762) standard | 0112/2///61987#ABE334 | https://cdd.iec.ch/CDD/IEC61987/iec61987.nsf/Classes/0112-2---61987%23ABE336
0112/2///61987#ABD357 | 001 | 01 | 0112/2///61987#ABD357#001 | Hydraulic linear actuator |  |  |  | linear actuator that uses an hydraulic signal to control its motion |  |  | ANSI/ISA-75.05.01-2000 |  | ITEM_CLASS |  |  |  |  | 0112/2///61987#ABU513 - reference to Operating LOP for actuator |  |  |  |  | Standard |  |  |  | 2018-03-28 | 2013-09-02 | 2016-05-02 | 2016-05-02 |  | SC65E – IEC 61987 | C00019 | 001-01 (2018-03-28 07:25:59 by BATCH 00000762) standard | 0112/2///61987#ABD354 | https://cdd.iec.ch/CDD/IEC61987/iec61987.nsf/Classes/0112-2---61987%23ABD357
0112/2///61987#ABC102 | 004 | 01 | 0112/2///61987#ABC102#004 | Approval for use in special applications |  |  |  | properties characterizing certificates and approvals pertaining to usage in specific applications |  |  |  |  | ITEM_CLASS | [5 empty] | 0112/2///61987#ABC156 - Certificates and approvals |  |  |  | Standard |  |  |  | 2018-03-28 | 2013-08-27 | 2018-03-20 | 2018-03-20 |  | SC65E – IEC 61987 | C00004 |  | 0112/2///61987#ABV501 | https://cdd.iec.ch/CDD/IEC61987/iec61987.nsf/Classes/0112-2---61987%23ABC102 | https://cdd.iec.ch/cdd/iec61987/iec61987.nsf/PropertiesAllVersions/0112-2---61987%23ABA232,https://cdd.iec.ch/cdd/iec61987/iec61987.nsf/PropertiesAllVersions/0112-2---61987%23ABD151,https://cdd.iec.ch/cdd/iec61987/iec61987.nsf/PropertiesAllVersions/0112-2---61987%23ABA235,https://cdd.iec.ch/cdd/iec61987/iec61987.nsf/PropertiesAllVersions/0112-2---61987%23ABD213,https://cdd.iec.ch/cdd/iec61987/iec61987.nsf/PropertiesAllVersions/0112-2---61987%23ABA237,https://cdd.iec.ch/cdd/iec61987/iec61987.nsf/PropertiesAllVersions/0112-2---61987%23ABC966,https://cdd.iec.ch/cdd/iec61987/iec61987.nsf/PropertiesAllVersions/0112-2---61987%23ABA241,https://cdd.iec.ch/cdd/iec61987/iec61987.nsf/PropertiesAllVersions/0112-2---61987%23ABD115,https://cdd.iec.ch/cdd/iec61987/iec61987.nsf/PropertiesAllVersions/0112-2---61987%23ABA244,https://cdd.iec.ch/cdd/iec61987/iec61987.nsf/PropertiesAllVersions/0112-2---61987%23ABC860,https://cdd.iec.ch/cdd/iec61987/iec61987.nsf/PropertiesAllVersions/0112-2---61987%23ABA250,https://cdd.iec.ch/cdd/iec61987/iec61987.nsf/PropertiesAllVersions/0112-2---61987%23ABC958,https://cdd.iec.ch/cdd/iec61987/iec61987.nsf/PropertiesAllVersions/0112-2---61987%23ABC788,https://cdd.iec.ch/cdd/iec61987/iec61987.nsf/PropertiesAllVersions/0112-2---61987%23ABD225,https://cdd.iec.ch/cdd/iec61987/iec61987.nsf/PropertiesAllVersions/0112-2---61987%23ABA255,https://cdd.iec.ch/cdd/iec61987/iec61987.nsf/PropertiesAllVersions/0112-2---61987%23ABC807,https://cdd.iec.ch/cdd/iec61987/iec61987.nsf/PropertiesAllVersions/0112-2---61987%23ABB137 | 0112-2---61987#ABC958,0112-2---61987#ABC788,0112-2---61987#ABA235,0112-2---61987#ABC966,0112-2---61987#ABA255,0112-2---61987#ABB137,0112-2---61987#ABD151,0112-2---61987#ABA250,0112-2---61987#ABD115,0112-2---61987#ABD225,0112-2---61987#ABC807,0112-2---61987#ABA232,0112-2---61987#ABD213,0112-2---61987#ABA244,0112-2---61987#ABC860,0112-2---61987#ABA237,0112-2---61987#ABA241
0112/2///61987#ABF981 | 001 | 01 | 0112/2///61987#ABF981#001 | Type of measured variable [9] |  |  |  | administration block for polymorphism acting as proxy for the selected measured variable type |  | Polymorphic element: ABF981, Id: 3 |  |  | ITEM_CLASS | [5 empty] | 0112/2///61987#ABF945 - Measured variable [9] |  |  |  | Standard |  | IEC 61987 | IEC | 2018-03-28 | 2014-12-17 | 2018-03-20 | 2018-03-20 |  | SC65E – IEC 61987 | C00018 | 001-01 (2018-03-28 07:26:07 by BATCH 00000762) standard | 0112/2///61987#ABV501 | https://cdd.iec.ch/CDD/IEC61987/iec61987.nsf/Classes/0112-2---61987%23ABF981 | https://cdd.iec.ch/cdd/iec61987/iec61987.nsf/PropertiesAllVersions/0112-2---61987%23ABU901,https://cdd.iec.ch/cdd/iec61987/iec61987.nsf/PropertiesAllVersions/0112-2---61987%23ABU959,https://cdd.iec.ch/cdd/iec61987/iec61987.nsf/PropertiesAllVersions/0112-2---61987%23ABU960,https://cdd.iec.ch/cdd/iec61987/iec61987.nsf/PropertiesAllVersions/0112-2---61987%23ABU961,https://cdd.iec.ch/cdd/iec61987/iec61987.nsf/PropertiesAllVersions/0112-2---61987%23ABU962,https://cdd.iec.ch/cdd/iec61987/iec61987.nsf/PropertiesAllVersions/0112-2---61987%23ABU963,https://cdd.iec.ch/cdd/iec61987/iec61987.nsf/PropertiesAllVersions/0112-2---61987%23ABU964,https://cdd.iec.ch/cdd/iec61987/iec61987.nsf/PropertiesAllVersions/0112-2---61987%23ABV021,https://cdd.iec.ch/cdd/iec61987/iec61987.nsf/PropertiesAllVersions/0112-2---61987%23ABV022 | 0112-2---61987#ABU963,0112-2---61987#ABU960,0112-2---61987#ABU962,0112-2---61987#ABU961,0112-2---61987#ABU964,0112-2---61987#ABV021,0112-2---61987#ABV022,0112-2---61987#ABU901,0112-2---61987#ABU959
0112/2///61987#ABG359 | 001 | 01 | 0112/2///61987#ABG359#001 | Density measurement [2] |  |  |  | properties characterizing a density measurement |  | Polymorphic element: ABG359, Id: 3 |  |  | ITEM_CLASS | [5 empty] | 0112/2///61987#ABG011 - Type of measured variable [39] |  |  |  | Standard |  | IEC 61987 | IEC | 2018-03-28 | 2018-03-28 | 2018-03-28 | 2018-03-28 |  | SC65E – IEC 61987 | C00017 | 001-01 (2018-03-28 07:26:09 by BATCH 00000762) standard | 0112/2///61987#ABV501 | https://cdd.iec.ch/CDD/IEC61987/iec61987.nsf/Classes/0112-2---61987%23ABG359 | https://cdd.iec.ch/cdd/iec61987/iec61987.nsf/PropertiesAllVersions/0112-2---61987%23ABE768,https://cdd.iec.ch/cdd/iec61987/iec61987.nsf/PropertiesAllVersions/0112-2---61987%23ABB015,https://cdd.iec.ch/cdd/iec61987/iec61987.nsf/PropertiesAllVersions/0112-2---61987%23ABF835,https://cdd.iec.ch/cdd/iec61987/iec61987.nsf/PropertiesAllVersions/0112-2---61987%23ABF836,https://cdd.iec.ch/cdd/iec61987/iec61987.nsf/PropertiesAllVersions/0112-2---61987%23ABA326,https://cdd.iec.ch/cdd/iec61987/iec61987.nsf/PropertiesAllVersions/0112-2---61987%23ABA327,https://cdd.iec.ch/cdd/iec61987/iec61987.nsf/PropertiesAllVersions/0112-2---61987%23ABA328,https://cdd.iec.ch/cdd/iec61987/iec61987.nsf/PropertiesAllVersions/0112-2---61987%23ABA330,https://cdd.iec.ch/cdd/iec61987/iec61987.nsf/PropertiesAllVersions/0112-2---61987%23ABB781 | 0112-2---61987#ABF835,0112-2---61987#ABA326,0112-2---61987#ABA328,0112-2---61987#ABA330,0112-2---61987#ABE768,0112-2---61987#ABB015,0112-2---61987#ABF836,0112-2---61987#ABA327,0112-2---61987#ABB781
0112/2///61987#ABN985 | 001 | 01 | 0112/2///61987#ABN985#001 | Calculator |  |  |  | infrastructure device that uses two or more input signals to calculate and output the values of one or more additional process variables |  |  |  |  | ITEM_CLASS |  |  |  |  | 0112/2///61987#ABP285 - reference to Operating LOP for infrastructure devices |  |  |  | false | Standard |  | IEC 61987-31 | IEC | 2022-10-26 | 2022-10-26 | 2022-10-26 | 2022-10-26 |  | IEC/SC 65E | C00127 | 001-01 (2022-10-26 07:15:16 by BATCH 00000802) standard | 0112/2///61987#ABN977 | https://cdd.iec.ch/CDD/IEC61987/iec61987.nsf/Classes/0112-2---61987%23ABN985 |  | 0112-2---61987#ABP285
0112/2///61987#ABF017 | 002 | 01 | 0112/2///61987#ABF017#002 | Structural design of a window |  |  |  | properties characterizing the constructional details of a window |  |  |  |  | ITEM_CLASS | [5 empty] | 0112/2///61987#ABG408 - Structural design [displacer level transmitter/switch]0112/2///61987#ABG425 - Structural design [microwave level switch]0112/2///61987#ABG430 - Structural design [window]0112/2///61987#ABG431 - Structural design [bypass/measuring chamber]0112/2///61987#ABG434 - Structural design [radiation thermometer] |  |  |  | Standard |  | IEC 61987 | IEC | 2018-03-28 | 2014-12-17 | 2018-03-20 | 2018-03-20 |  | SC65E – IEC 61987 | C00018 |  | 0112/2///61987#ABV501 | https://cdd.iec.ch/CDD/IEC61987/iec61987.nsf/Classes/0112-2---61987%23ABF017 | https://cdd.iec.ch/cdd/iec61987/iec61987.nsf/PropertiesAllVersions/0112-2---61987%23ABA576,https://cdd.iec.ch/cdd/iec61987/iec61987.nsf/PropertiesAllVersions/0112-2---61987%23ABA591,https://cdd.iec.ch/cdd/iec61987/iec61987.nsf/PropertiesAllVersions/0112-2---61987%23ABB952,https://cdd.iec.ch/cdd/iec61987/iec61987.nsf/PropertiesAllVersions/0112-2---61987%23ABF020,https://cdd.iec.ch/cdd/iec61987/iec61987.nsf/PropertiesAllVersions/0112-2---61987%23ABF019,https://cdd.iec.ch/cdd/iec61987/iec61987.nsf/PropertiesAllVersions/0112-2---61987%23ABU164 | 0112-2---61987#ABB952,0112-2---61987#ABF020,0112-2---61987#ABF019,0112-2---61987#ABU164,0112-2---61987#ABA576,0112-2---61987#ABA591
0112/2///61987#ABI759 | 001 | 01 | 0112/2///61987#ABI759#001 | HIGH_HIGH_ALARM |  |  |  | parameter with properties characterizing a second high warning alarm |  |  |  |  | ITEM_CLASS | [5 empty] | 0112/2///61987#ABH876 - Analog input function block0112/2///61987#ABH885 - Control function block |  |  |  | Standard |  |  |  | 2019-03-08 | 2017-12-07 | 2019-03-08 | 2019-03-08 |  | SC65E – IEC 61987 | C00018 | 001-01 (2019-03-08 15:35:13 by BATCH 00000766) standard | 0112/2///61987#ABV501 | https://cdd.iec.ch/CDD/IEC61987/iec61987.nsf/Classes/0112-2---61987%23ABI759 | https://cdd.iec.ch/cdd/iec61987/iec61987.nsf/PropertiesAllVersions/0112-2---61987%23ABI661,https://cdd.iec.ch/cdd/iec61987/iec61987.nsf/PropertiesAllVersions/0112-2---61987%23ABI633,https://cdd.iec.ch/cdd/iec61987/iec61987.nsf/PropertiesAllVersions/0112-2---61987%23ABI962,https://cdd.iec.ch/cdd/iec61987/iec61987.nsf/PropertiesAllVersions/0112-2---61987%23ABJ015,https://cdd.iec.ch/cdd/iec61987/iec61987.nsf/PropertiesAllVersions/0112-2---61987%23ABJ158 | 0112-2---61987#ABI661,0112-2---61987#ABI633,0112-2---61987#ABI962,0112-2---61987#ABJ015,0112-2---61987#ABJ158
0112/2///61987#ABI773 | 001 | 01 | 0112/2///61987#ABI773#001 | SIMULATE_DISCRETE |  |  |  | properties characterizing the simulation mode of the block |  |  |  |  | ITEM_CLASS | [5 empty] | 0112/2///61987#ABH878 - Discrete input function block0112/2///61987#ABH890 - Discrete output function block |  |  |  | Standard |  |  |  | 2019-03-08 | 2017-12-07 | 2019-03-08 | 2019-03-08 |  | SC65E – IEC 61987 | C00018 | 001-01 (2019-03-08 15:35:13 by BATCH 00000766) standard | 0112/2///61987#ABV501 | https://cdd.iec.ch/CDD/IEC61987/iec61987.nsf/Classes/0112-2---61987%23ABI773 | https://cdd.iec.ch/cdd/iec61987/iec61987.nsf/PropertiesAllVersions/0112-2---61987%23ABJ642,https://cdd.iec.ch/cdd/iec61987/iec61987.nsf/PropertiesAllVersions/0112-2---61987%23ABJ641,https://cdd.iec.ch/cdd/iec61987/iec61987.nsf/PropertiesAllVersions/0112-2---61987%23ABJ643 | 0112-2---61987#ABJ642,0112-2---61987#ABJ641,0112-2---61987#ABJ643
0112/2///61987#ABP291 | 001 | 01 | 0112/2///61987#ABP291#001 | Operating conditions for device design [infrastructure device] |  |  |  | properties characterizing the nominal conditions of an infrastructure device |  |  |  |  | ITEM_CLASS | [5 empty] | 0112/2///61987#ABP284 - Operating LOP for infrastructure devices |  |  | false | Standard |  | IEC 61987 | IEC | 2023-01-23 | 2023-01-23 | 2023-01-23 | 2023-01-23 |  | IEC/SC 65E | C00128 | 001-01 (2023-01-23 14:53:34 by BATCH 00000807) standard | 0112/2///61987#ABV501 | https://cdd.iec.ch/CDD/IEC61987/iec61987.nsf/Classes/0112-2---61987%23ABP291 | https://cdd.iec.ch/cdd/iec61987/iec61987.nsf/PropertiesAllVersions/0112-2---61987%23ABD395,https://cdd.iec.ch/cdd/iec61987/iec61987.nsf/PropertiesAllVersions/0112-2---61987%23ABD393,https://cdd.iec.ch/cdd/iec61987/iec61987.nsf/PropertiesAllVersions/0112-2---61987%23ABD394,https://cdd.iec.ch/cdd/iec61987/iec61987.nsf/PropertiesAllVersions/0112-2---61987%23ABP294,https://cdd.iec.ch/cdd/iec61987/iec61987.nsf/PropertiesAllVersions/0112-2---61987%23ABP292 | 0112-2---61987#ABD395,0112-2---61987#ABD393,0112-2---61987#ABD394,0112-2---61987#ABP294,0112-2---61987#ABP292
0112/2///61987#ABF035 | 001 | 01 | 0112/2///61987#ABF035#001 | Design conditions of float |  |  |  | properties characterizing the values to be taken into account when designing a float for measuring a fluid level |  |  |  |  | ITEM_CLASS | [5 empty] | 0112/2///61987#ABF029 - Float |  |  |  | Standard |  | IEC 61987 | IEC | 2018-03-28 | 2018-03-28 | 2018-03-28 | 2018-03-28 |  | SC65E – IEC 61987 | C00018 | 001-01 (2018-03-28 07:26:05 by BATCH 00000762) standard | 0112/2///61987#ABV501 | https://cdd.iec.ch/CDD/IEC61987/iec61987.nsf/Classes/0112-2---61987%23ABF035 | https://cdd.iec.ch/cdd/iec61987/iec61987.nsf/PropertiesAllVersions/0112-2---61987%23ABF037,https://cdd.iec.ch/cdd/iec61987/iec61987.nsf/PropertiesAllVersions/0112-2---61987%23ABF036,https://cdd.iec.ch/cdd/iec61987/iec61987.nsf/PropertiesAllVersions/0112-2---61987%23ABA927,https://cdd.iec.ch/cdd/iec61987/iec61987.nsf/PropertiesAllVersions/0112-2---61987%23ABB055,https://cdd.iec.ch/cdd/iec61987/iec61987.nsf/PropertiesAllVersions/0112-2---61987%23ABB056,https://cdd.iec.ch/cdd/iec61987/iec61987.nsf/PropertiesAllVersions/0112-2---61987%23ABH415,https://cdd.iec.ch/cdd/iec61987/iec61987.nsf/PropertiesAllVersions/0112-2---61987%23ABF038 | 0112-2---61987#ABF037,0112-2---61987#ABF036,0112-2---61987#ABA927,0112-2---61987#ABB055,0112-2---61987#ABB056,0112-2---61987#ABH415,0112-2---61987#ABF038
0112/2///61987#ABG410 | 001 | 01 | 0112/2///61987#ABG410#001 | Structural design [float level transmitter/switch] |  |  |  | properties characterizing the constructional details of a device |  |  |  |  | ITEM_CLASS | [5 empty] | 0112/2///61987#ABG365 - Mechanical and electrical construction [float level transmitter/switch] |  |  |  | Standard |  | IEC 61987 | IEC | 2018-03-28 | 2014-12-17 | 2018-03-20 | 2018-03-20 |  | SC65E – IEC 61987 | C00018 | 001-01 (2018-03-28 07:26:09 by BATCH 00000762) standard | 0112/2///61987#ABV501 | https://cdd.iec.ch/CDD/IEC61987/iec61987.nsf/Classes/0112-2---61987%23ABG410 | https://cdd.iec.ch/cdd/iec61987/iec61987.nsf/PropertiesAllVersions/0112-2---61987%23ABF700,https://cdd.iec.ch/cdd/iec61987/iec61987.nsf/PropertiesAllVersions/0112-2---61987%23ABF698,https://cdd.iec.ch/cdd/iec61987/iec61987.nsf/PropertiesAllVersions/0112-2---61987%23ABF374,https://cdd.iec.ch/cdd/iec61987/iec61987.nsf/PropertiesAllVersions/0112-2---61987%23ABF796,https://cdd.iec.ch/cdd/iec61987/iec61987.nsf/PropertiesAllVersions/0112-2---61987%23ABB503,https://cdd.iec.ch/cdd/iec61987/iec61987.nsf/PropertiesAllVersions/0112-2---61987%23ABC825,https://cdd.iec.ch/cdd/iec61987/iec61987.nsf/PropertiesAllVersions/0112-2---61987%23ABD284 | 0112-2---61987#ABF374,0112-2---61987#ABF796,0112-2---61987#ABB503,0112-2---61987#ABC825,0112-2---61987#ABD284,0112-2---61987#ABF700,0112-2---61987#ABF698
0112/2///61987#ABP043 | 001 | 01 | 0112/2///61987#ABP043#001 | Influence of external quantities expressed for voltage [I/O module] |  |  |  | properties characterizing the influence of external quantities for voltage measurement of I/O modules that are not the subject of the measurement but whose change affects the relationship between the indication and the result of the measurement |  |  |  |  | ITEM_CLASS | [5 empty] | 0112/2///61987#ABP012 - Absolute performance for voltage [I/O module] |  |  | false | Standard |  | IEC 61987 | IEC | 2023-01-23 | 2023-01-23 | 2023-01-23 | 2023-01-23 |  | IEC/SC 65E | C00128 | 001-01 (2023-01-23 14:53:33 by BATCH 00000807) standard | 0112/2///61987#ABV501 | https://cdd.iec.ch/CDD/IEC61987/iec61987.nsf/Classes/0112-2---61987%23ABP043 | https://cdd.iec.ch/cdd/iec61987/iec61987.nsf/PropertiesAllVersions/0112-2---61987%23ABF097,https://cdd.iec.ch/cdd/iec61987/iec61987.nsf/PropertiesAllVersions/0112-2---61987%23ABF099 | 0112-2---61987#ABF097,0112-2---61987#ABF099
0112/2///61987#ABC093 | 001 | 02 | 0112/2///61987#ABC093#001 | Analog voltage input [2] |  |  |  | properties characterizing an auxiliary analog voltage input |  | 2 ABC093.2 |  |  | ITEM_CLASS | [5 empty] | 0112/2///61987#ABC658 - Type of auxiliary input [8]0112/2///61987#ABC056 - Type of auxiliary input [5]0112/2///61987#ABC656 - Type of auxiliary input [6]0112/2///61987#ABC054 - Type of auxiliary input [3]0112/2///61987#ABC055 - Type of auxiliary input [4]0112/2///61987#ABC657 - Type of auxiliary input [7] |  |  |  | Standard |  |  |  | 2018-03-28 | 2013-08-27 | 2013-08-27 | 2014-06-18 |  | SC65E – IEC 61987 | C00004 |  | 0112/2///61987#ABV501 | https://cdd.iec.ch/CDD/IEC61987/iec61987.nsf/Classes/0112-2---61987%23ABC093 | https://cdd.iec.ch/cdd/iec61987/iec61987.nsf/PropertiesAllVersions/0112-2---61987%23ABU210,https://cdd.iec.ch/cdd/iec61987/iec61987.nsf/PropertiesAllVersions/0112-2---61987%23ABC930,https://cdd.iec.ch/cdd/iec61987/iec61987.nsf/PropertiesAllVersions/0112-2---61987%23ABC724 | 0112-2---61987#ABU210,0112-2---61987#ABC930,0112-2---61987#ABC724
0112/2///61987#ABC343 | 001 | 02 | 0112/2///61987#ABC343#001 | Material of bearing axle |  |  |  | properties characterizing the material of a bearing axle |  |  |  |  | ITEM_CLASS | [5 empty] | 0112/2///61987#ABC633 - Structural design of a rotating element flow transmitter or gauge |  |  |  | Standard |  |  |  | 2018-03-28 | 2013-08-27 | 2013-08-27 | 2014-06-18 |  | SC65E – IEC 61987 | C00019 |  | 0112/2///61987#ABV501 | https://cdd.iec.ch/CDD/IEC61987/iec61987.nsf/Classes/0112-2---61987%23ABC343 | https://cdd.iec.ch/cdd/iec61987/iec61987.nsf/PropertiesAllVersions/0112-2---61987%23ABB455,https://cdd.iec.ch/cdd/iec61987/iec61987.nsf/PropertiesAllVersions/0112-2---61987%23ABI460,https://cdd.iec.ch/cdd/iec61987/iec61987.nsf/PropertiesAllVersions/0112-2---61987%23ABA908,https://cdd.iec.ch/cdd/iec61987/iec61987.nsf/PropertiesAllVersions/0112-2---61987%23ABA907 | 0112-2---61987#ABA908,0112-2---61987#ABA907,0112-2---61987#ABB455,0112-2---61987#ABI460
0112/2///61987#ABC477 | 002 | 01 | 0112/2///61987#ABC477#002 | Output [2] |  |  |  | properties characterizing the outputs provided by the device, the variables assigned to them and their electrical properties |  |  | from IEC 61987-1, 5.5 |  | ITEM_CLASS | [5 empty] | 0112/2///61987#ABA006 - Device LOP for coriolis mass flow transmitter |  |  |  | Standard |  |  |  | 2018-03-28 | 2013-08-27 | 2016-05-24 | 2016-05-24 |  | SC65E – IEC 61987 | C00004 |  | 0112/2///61987#ABV501 | https://cdd.iec.ch/CDD/IEC61987/iec61987.nsf/Classes/0112-2---61987%23ABC477 | https://cdd.iec.ch/cdd/iec61987/iec61987.nsf/PropertiesAllVersions/0112-2---61987%23ABB271,https://cdd.iec.ch/cdd/iec61987/iec61987.nsf/PropertiesAllVersions/0112-2---61987%23ABA577,https://cdd.iec.ch/cdd/iec61987/iec61987.nsf/PropertiesAllVersions/0112-2---61987%23ABA607,https://cdd.iec.ch/cdd/iec61987/iec61987.nsf/PropertiesAllVersions/0112-2---61987%23ABA342,https://cdd.iec.ch/cdd/iec61987/iec61987.nsf/PropertiesAllVersions/0112-2---61987%23ABU169 | 0112-2---61987#ABB271,0112-2---61987#ABA577,0112-2---61987#ABA607,0112-2---61987#ABA342,0112-2---61987#ABU169
0112/2///61987#ABD932 | 001 | 02 | 0112/2///61987#ABD932#001 | Mechanical and electrical construction [positioner] |  |  |  | properties characterizing the constructional details of the device and its parts |  |  | IEC 61987-1, 5.8 |  | ITEM_CLASS | [5 empty] | 0112/2///61987#ABE321 - Device LOP for positioner |  |  |  | Standard |  |  |  | 2018-03-28 | 2013-09-02 | 2013-09-02 | 2014-06-18 |  | SC65E – IEC 61987 | C00009 |  | 0112/2///61987#ABV501 | https://cdd.iec.ch/CDD/IEC61987/iec61987.nsf/Classes/0112-2---61987%23ABD932 | https://cdd.iec.ch/cdd/iec61987/iec61987.nsf/PropertiesAllVersions/0112-2---61987%23ABD534,https://cdd.iec.ch/cdd/iec61987/iec61987.nsf/PropertiesAllVersions/0112-2---61987%23ABE279,https://cdd.iec.ch/cdd/iec61987/iec61987.nsf/PropertiesAllVersions/0112-2---61987%23ABB139,https://cdd.iec.ch/cdd/iec61987/iec61987.nsf/PropertiesAllVersions/0112-2---61987%23ABC862,https://cdd.iec.ch/cdd/iec61987/iec61987.nsf/PropertiesAllVersions/0112-2---61987%23ABC790 | 0112-2---61987#ABC862,0112-2---61987#ABC790,0112-2---61987#ABD534,0112-2---61987#ABE279,0112-2---61987#ABB139
0112/2///61987#ABA698 | 002 | 01 | 0112/2///61987#ABA698#002 | Flow switch |  |  |  | switch that outputs a discrete signal representative of a flow regime |  |  |  |  | ITEM_CLASS | [9 empty] | Standard |  |  |  | 2018-03-28 | 2013-08-27 | 2016-05-24 | 2016-05-24 |  | SC65E – IEC 61987 | C00004 |  | 0112/2///61987#ABA697 | https://cdd.iec.ch/CDD/IEC61987/iec61987.nsf/Classes/0112-2---61987%23ABA698 | https://cdd.iec.ch/cdd/iec61987/iec61987.nsf/PropertiesAllVersions/0112-2---61987%23ABU125 | 0112-2---61987#ABU125
0112/2///61987#ABV520 | 001 | 01 | 0112/2///61987#ABV520#001 | Device LOP for position transmitter |  |  |  | list of properties characterizing a position transmitter |  |  |  |  | ITEM_CLASS | [5 empty] | 0112/2///61987#ABD369 - Position transmitter |  |  |  | Standard |  | IEC 61987 | IEC | 2018-03-28 | 2014-07-25 | 2018-03-20 | 2018-03-20 |  | SC65E – IEC 61987 | C00016 | 001-01 (2018-03-28 07:26:13 by BATCH 00000762) standard | 0112/2///61987#ABV504 | https://cdd.iec.ch/CDD/IEC61987/iec61987.nsf/Classes/0112-2---61987%23ABV520 | https://cdd.iec.ch/cdd/iec61987/iec61987.nsf/PropertiesAllVersions/0112-2---61987%23ABC899,https://cdd.iec.ch/cdd/iec61987/iec61987.nsf/PropertiesAllVersions/0112-2---61987%23ABC730,https://cdd.iec.ch/cdd/iec61987/iec61987.nsf/PropertiesAllVersions/0112-2---61987%23ABU575,https://cdd.iec.ch/cdd/iec61987/iec61987.nsf/PropertiesAllVersions/0112-2---61987%23ABE465,https://cdd.iec.ch/cdd/iec61987/iec61987.nsf/PropertiesAllVersions/0112-2---61987%23ABB206,https://cdd.iec.ch/cdd/iec61987/iec61987.nsf/PropertiesAllVersions/0112-2---61987%23ABE691,https://cdd.iec.ch/cdd/iec61987/iec61987.nsf/PropertiesAllVersions/0112-2---61987%23ABC830,https://cdd.iec.ch/cdd/iec61987/iec61987.nsf/PropertiesAllVersions/0112-2---61987%23ABE500,https://cdd.iec.ch/cdd/iec61987/iec61987.nsf/PropertiesAllVersions/0112-2---61987%23ABE255,https://cdd.iec.ch/cdd/iec61987/iec61987.nsf/PropertiesAllVersions/0112-2---61987%23ABE514,https://cdd.iec.ch/cdd/iec61987/iec61987.nsf/PropertiesAllVersions/0112-2---61987%23ABE713,https://cdd.iec.ch/cdd/iec61987/iec61987.nsf/PropertiesAllVersions/0112-2---61987%23ABD523,https://cdd.iec.ch/cdd/iec61987/iec61987.nsf/PropertiesAllVersions/0112-2---61987%23ABE719,https://cdd.iec.ch/cdd/iec61987/iec61987.nsf/PropertiesAllVersions/0112-2---61987%23ABC795,https://cdd.iec.ch/cdd/iec61987/iec61987.nsf/PropertiesAllVersions/0112-2---61987%23ABA293,https://cdd.iec.ch/cdd/iec61987/iec61987.nsf/PropertiesAllVersions/0112-2---61987%23ABC710 | 0112-2---61987#ABC830,0112-2---61987#ABE719,0112-2---61987#ABB206,0112-2---61987#ABC795,0112-2---61987#ABA293,0112-2---61987#ABC710,0112-2---61987#ABU575,0112-2---61987#ABE255,0112-2---61987#ABD523,0112-2---61987#ABE514,0112-2---61987#ABE713,0112-2---61987#ABC899,0112-2---61987#ABC730,0112-2---61987#ABE465,0112-2---61987#ABE691,0112-2---61987#ABE500
0112/2///61987#ABC111 | 001 | 02 | 0112/2///61987#ABC111#001 | Assigned normalized volume flow range |  |  |  | properties characterizing a range configured for normalized volumetric flow |  | 13 ABC111.13 |  |  | ITEM_CLASS | [5 empty] | 0112/2///61987#ABC119 - Assigned variable [2]0112/2///61987#ABC124 - Assigned variable [7]0112/2///61987#ABC121 - Assigned variable [4]0112/2///61987#ABC120 - Assigned variable [3] |  |  |  | Standard |  |  |  | 2018-03-28 | 2013-08-27 | 2013-08-27 | 2014-06-18 |  | SC65E – IEC 61987 | C00004 |  | 0112/2///61987#ABV501 | https://cdd.iec.ch/CDD/IEC61987/iec61987.nsf/Classes/0112-2---61987%23ABC111 | https://cdd.iec.ch/cdd/iec61987/iec61987.nsf/PropertiesAllVersions/0112-2---61987%23ABA351,https://cdd.iec.ch/cdd/iec61987/iec61987.nsf/PropertiesAllVersions/0112-2---61987%23ABA352,https://cdd.iec.ch/cdd/iec61987/iec61987.nsf/PropertiesAllVersions/0112-2---61987%23ABB566,https://cdd.iec.ch/cdd/iec61987/iec61987.nsf/PropertiesAllVersions/0112-2---61987%23ABB567 | 0112-2---61987#ABB566,0112-2---61987#ABB567,0112-2---61987#ABA351,0112-2---61987#ABA352
0112/2///61987#ABE342 | 001 | 01 | 0112/2///61987#ABE342#001 | Radiance thermometer |  |  |  | radiation thermometer that measures temperature by using a narrow, a broad or a very broad spectral range | To determine the surface temperature of an object without contact, a spatial and spectral proportion of the radiation flux emitted by the object is fed to a receiving system. The latter converts the radiation into an electric signal. |  |  |  | ITEM_CLASS |  |  |  |  | 0112/2///61987#ABF896 - reference to Operating LOP for temperature measuring equipment0112/2///61987#ABF898 - reference to Device LOP for radiation thermometer |  |  |  |  | Standard |  |  |  | 2018-03-28 |  | 2016-05-24 | 2016-05-24 |  | SC65E – IEC 61987 | C00004 | 001-01 (2018-03-28 07:26:02 by BATCH 00000762) standard | 0112/2///61987#ABE341 | https://cdd.iec.ch/CDD/IEC61987/iec61987.nsf/Classes/0112-2---61987%23ABE342 |  | 0112-2---61987#ABF898
0112/2///61987#ABC611 | 002 | 01 | 0112/2///61987#ABC611#002 | Structural design [thermal mass flow transmitter] |  |  |  | properties characterizing the constructional details of a device |  |  |  |  | ITEM_CLASS | [5 empty] | 0112/2///61987#ABC430 - Mechanical and electrical construction [thermal mass flow transmitter] |  |  |  | Standard |  |  |  | 2018-03-28 | 2013-08-27 | 2016-05-24 | 2016-05-24 |  | SC65E – IEC 61987 | C00004 |  | 0112/2///61987#ABV501 | https://cdd.iec.ch/CDD/IEC61987/iec61987.nsf/Classes/0112-2---61987%23ABC611 | https://cdd.iec.ch/cdd/iec61987/iec61987.nsf/PropertiesAllVersions/0112-2---61987%23ABC876,https://cdd.iec.ch/cdd/iec61987/iec61987.nsf/PropertiesAllVersions/0112-2---61987%23ABU209,https://cdd.iec.ch/cdd/iec61987/iec61987.nsf/PropertiesAllVersions/0112-2---61987%23ABD286,https://cdd.iec.ch/cdd/iec61987/iec61987.nsf/PropertiesAllVersions/0112-2---61987%23ABA177,https://cdd.iec.ch/cdd/iec61987/iec61987.nsf/PropertiesAllVersions/0112-2---61987%23ABD290,https://cdd.iec.ch/cdd/iec61987/iec61987.nsf/PropertiesAllVersions/0112-2---61987%23ABA182,https://cdd.iec.ch/cdd/iec61987/iec61987.nsf/PropertiesAllVersions/0112-2---61987%23ABD281,https://cdd.iec.ch/cdd/iec61987/iec61987.nsf/PropertiesAllVersions/0112-2---61987%23ABD284 | 0112-2---61987#ABD284,0112-2---61987#ABC876,0112-2---61987#ABU209,0112-2---61987#ABD286,0112-2---61987#ABA177,0112-2---61987#ABD290,0112-2---61987#ABA182,0112-2---61987#ABD281
0112/2///61987#ABE716 | 001 | 02 | 0112/2///61987#ABE716#001 | Diagnosis [2] |  |  |  | properties characterizing diagnostic facilities provided by a device |  |  |  |  | ITEM_CLASS | [5 empty] | 0112/2///61987#ABE712 - Operability [2]0112/2///61987#ABP051 - Operability [I/O module] |  |  | false | Standard |  | IEC 61987 | IEC | 2023-01-23 | 2017-12-07 | 2017-12-07 | 2023-01-23 |  | IEC/SC 65E | C00128 |  | 0112/2///61987#ABV501 | https://cdd.iec.ch/CDD/IEC61987/iec61987.nsf/Classes/0112-2---61987%23ABE716 | https://cdd.iec.ch/cdd/iec61987/iec61987.nsf/PropertiesAllVersions/0112-2---61987%23ABB594,https://cdd.iec.ch/cdd/iec61987/iec61987.nsf/PropertiesAllVersions/0112-2---61987%23ABC903,https://cdd.iec.ch/cdd/iec61987/iec61987.nsf/PropertiesAllVersions/0112-2---61987%23ABB596,https://cdd.iec.ch/cdd/iec61987/iec61987.nsf/PropertiesAllVersions/0112-2---61987%23ABC819,https://cdd.iec.ch/cdd/iec61987/iec61987.nsf/PropertiesAllVersions/0112-2---61987%23ABB436,https://cdd.iec.ch/cdd/iec61987/iec61987.nsf/PropertiesAllVersions/0112-2---61987%23ABC808 | 0112-2---61987#ABB596,0112-2---61987#ABC819,0112-2---61987#ABB436,0112-2---61987#ABC808,0112-2---61987#ABB594,0112-2---61987#ABC903
0112/2///61987#ABF930 | 001 | 01 | 0112/2///61987#ABF930#001 | Input [23] |  |  |  | properties characterizing a measured variable, the size of which is to be acquired and indicated by the measurement as well as any auxiliary signal inputs |  |  | from IEC 61987-1, 5.4 |  | ITEM_CLASS | [5 empty] | 0112/2///61987#ABE730 - Device LOP for rotary paddle switch0112/2///61987#ABE732 - Device LOP for vibrating level switch0112/2///61987#ABE733 - Device LOP for optical level switch0112/2///61987#ABE745 - Device LOP for ultrasonic level switch0112/2///61987#ABE749 - Device LOP for microwave level switch0112/2///61987#ABE755 - Device LOP for level switch |  |  |  | Standard |  | IEC 61987 | IEC | 2018-03-28 | 2014-12-17 | 2018-03-20 | 2018-03-20 |  | SC65E – IEC 61987 | C00018 | 001-01 (2018-03-28 07:26:06 by BATCH 00000762) standard | 0112/2///61987#ABV501 | https://cdd.iec.ch/CDD/IEC61987/iec61987.nsf/Classes/0112-2---61987%23ABF930 | https://cdd.iec.ch/cdd/iec61987/iec61987.nsf/PropertiesAllVersions/0112-2---61987%23ABB065,https://cdd.iec.ch/cdd/iec61987/iec61987.nsf/PropertiesAllVersions/0112-2---61987%23ABG502 | 0112-2---61987#ABB065,0112-2---61987#ABG502
0112/2///61987#ABC041 | 001 | 02 | 0112/2///61987#ABC041#001 | Touch screen |  |  |  | properties characterizing a touch screen provided by a device |  |  |  |  | ITEM_CLASS | [5 empty] | 0112/2///61987#ABC329 - Manual controls |  |  |  | Standard |  |  |  | 2018-03-28 | 2013-08-27 | 2013-08-27 | 2014-06-18 |  | SC65E – IEC 61987 | C00004 |  | 0112/2///61987#ABV501 | https://cdd.iec.ch/CDD/IEC61987/iec61987.nsf/Classes/0112-2---61987%23ABC041 | https://cdd.iec.ch/cdd/iec61987/iec61987.nsf/PropertiesAllVersions/0112-2---61987%23ABA537,https://cdd.iec.ch/cdd/iec61987/iec61987.nsf/PropertiesAllVersions/0112-2---61987%23ABA538 | 0112-2---61987#ABA537,0112-2---61987#ABA538
0112/2///61987#ABC637 | 002 | 01 | 0112/2///61987#ABC637#002 | Structural design of a valve manifold |  |  |  | properties characterizing the constructional details of a valve manifold |  |  |  |  | ITEM_CLASS | [5 empty] | 0112/2///61987#ABC608 - Structural design [orifice/differential pressure flow transmitter]0112/2///61987#ABC615 - Structural design [vortex flow transmitter]0112/2///61987#ABC619 - Structural design [absolute/gauge pressure transmitter]0112/2///61987#ABC620 - Structural design [differential pressure transmitter]0112/2///61987#ABC621 - Structural design [absolute/gauge pressure gauge]0112/2///61987#ABC622 - Structural design [differential pressure gauge]0112/2///61987#ABC624 - Structural design [manifold] |  |  |  | Standard |  |  |  | 2018-03-28 | 2013-09-27 | 2016-05-24 | 2016-05-24 |  | SC65E – IEC 61987 | C00004 |  | 0112/2///61987#ABV501 | https://cdd.iec.ch/CDD/IEC61987/iec61987.nsf/Classes/0112-2---61987%23ABC637 | https://cdd.iec.ch/cdd/iec61987/iec61987.nsf/PropertiesAllVersions/0112-2---61987%23ABA938,https://cdd.iec.ch/cdd/iec61987/iec61987.nsf/PropertiesAllVersions/0112-2---61987%23ABB542,https://cdd.iec.ch/cdd/iec61987/iec61987.nsf/PropertiesAllVersions/0112-2---61987%23ABB102,https://cdd.iec.ch/cdd/iec61987/iec61987.nsf/PropertiesAllVersions/0112-2---61987%23ABU453,https://cdd.iec.ch/cdd/iec61987/iec61987.nsf/PropertiesAllVersions/0112-2---61987%23ABD003,https://cdd.iec.ch/cdd/iec61987/iec61987.nsf/PropertiesAllVersions/0112-2---61987%23ABA184,https://cdd.iec.ch/cdd/iec61987/iec61987.nsf/PropertiesAllVersions/0112-2---61987%23ABB383,https://cdd.iec.ch/cdd/iec61987/iec61987.nsf/PropertiesAllVersions/0112-2---61987%23ABB958,https://cdd.iec.ch/cdd/iec61987/iec61987.nsf/PropertiesAllVersions/0112-2---61987%23ABD320 | 0112-2---61987#ABA938,0112-2---61987#ABB542,0112-2---61987#ABU453,0112-2---61987#ABB958,0112-2---61987#ABD320,0112-2---61987#ABB102,0112-2---61987#ABD003,0112-2---61987#ABA184,0112-2---61987#ABB383
0112/2///61987#ABV239 | 001 | 01 | 0112/2///61987#ABV239#001 | Assigned variable [13] |  |  |  | properties characterizing the configuration of the analog input or output |  | Id specified in IEC61987: ABG093 |  |  | ITEM_CLASS | [5 empty] | 0112/2///61987#ABG177 - Analog current output [13]0112/2///61987#ABG186 - Analog voltage output [13]0112/2///61987#ABG195 - Frequency output [13]0112/2///61987#ABG210 - Manufacturer-specific output [17] |  |  |  | Standard |  | IEC 61987 | IEC | 2018-03-28 | 2014-12-17 | 2017-09-18 | 2017-09-18 |  | SC65E – IEC 61987 | C00019 | 001-01 (2018-03-28 07:26:13 by BATCH 00000762) standard | 0112/2///61987#ABV501 | https://cdd.iec.ch/CDD/IEC61987/iec61987.nsf/Classes/0112-2---61987%23ABV239 | https://cdd.iec.ch/cdd/iec61987/iec61987.nsf/PropertiesAllVersions/0112-2---61987%23ABV232 | 0112-2---61987#ABV232
0112/2///61987#ABC166 | 001 | 02 | 0112/2///61987#ABC166#001 | Computer |  |  |  | properties characterizing a computer used for parametrization |  | 18 ABC166.18 |  |  | ITEM_CLASS | [5 empty] | 0112/2///61987#ABC646 - Style of parametrization |  |  |  | Standard |  |  |  | 2018-03-28 | 2013-08-27 | 2013-08-27 | 2014-06-18 |  | SC65E – IEC 61987 | C00004 |  | 0112/2///61987#ABV501 | https://cdd.iec.ch/CDD/IEC61987/iec61987.nsf/Classes/0112-2---61987%23ABC166 | https://cdd.iec.ch/cdd/iec61987/iec61987.nsf/PropertiesAllVersions/0112-2---61987%23ABA515,https://cdd.iec.ch/cdd/iec61987/iec61987.nsf/PropertiesAllVersions/0112-2---61987%23ABA516,https://cdd.iec.ch/cdd/iec61987/iec61987.nsf/PropertiesAllVersions/0112-2---61987%23ABA517,https://cdd.iec.ch/cdd/iec61987/iec61987.nsf/PropertiesAllVersions/0112-2---61987%23ABA518 | 0112-2---61987#ABA516,0112-2---61987#ABA517,0112-2---61987#ABA518,0112-2---61987#ABA515
0112/2///61987#ABE441 | 001 | 02 | 0112/2///61987#ABE441#001 | Connection interface |  |  |  | properties characterizing the shaft connection of a pneumatic actuator |  |  |  |  | ITEM_CLASS | [5 empty] | 0112/2///61987#ABE032 - Structural design of a pneumatic linear actuator0112/2///61987#ABE033 - Structural design of a pneumatic rotary actuator |  |  |  | Standard |  |  |  | 2018-03-28 |  |  | 2014-06-18 |  | SC65E – IEC 61987 | C00009 |  | 0112/2///61987#ABV501 | https://cdd.iec.ch/CDD/IEC61987/iec61987.nsf/Classes/0112-2---61987%23ABE441 | https://cdd.iec.ch/cdd/iec61987/iec61987.nsf/PropertiesAllVersions/0112-2---61987%23ABE444,https://cdd.iec.ch/cdd/iec61987/iec61987.nsf/PropertiesAllVersions/0112-2---61987%23ABE445 | 0112-2---61987#ABE444,0112-2---61987#ABE445
0112/2///61987#ABH390 | 001 | 01 | 0112/2///61987#ABH390#001 | Material of union |  |  |  | properties characterizing the material of which a union made |  |  |  |  | ITEM_CLASS | [5 empty] | 0112/2///61987#ABF378 - Structural design of a thermowell extension |  |  |  | Standard |  |  |  | 2018-03-28 | 2014-12-30 | 2017-09-18 | 2017-09-18 |  | SC65E – IEC 61987 | C00018 | 001-01 (2018-03-28 07:26:12 by BATCH 00000762) standard | 0112/2///61987#ABV501 | https://cdd.iec.ch/CDD/IEC61987/iec61987.nsf/Classes/0112-2---61987%23ABH390 | https://cdd.iec.ch/cdd/iec61987/iec61987.nsf/PropertiesAllVersions/0112-2---61987%23ABB455,https://cdd.iec.ch/cdd/iec61987/iec61987.nsf/PropertiesAllVersions/0112-2---61987%23ABI460,https://cdd.iec.ch/cdd/iec61987/iec61987.nsf/PropertiesAllVersions/0112-2---61987%23ABA908,https://cdd.iec.ch/cdd/iec61987/iec61987.nsf/PropertiesAllVersions/0112-2---61987%23ABA907 | 0112-2---61987#ABB455,0112-2---61987#ABI460,0112-2---61987#ABA908,0112-2---61987#ABA907
0112/2///61987#ABA687 | 002 | 01 | 0112/2///61987#ABA687#002 | Temperature measuring assembly |  |  |  | measuring assembly intended to measure a temperature | It usually comprises a thermowell, insert with sensing element, connection head, head mounted transmitter and optionally an extension. |  |  |  | ITEM_CLASS | [9 empty] | Standard |  |  |  | 2018-03-28 | 2013-08-27 | 2016-05-24 | 2016-05-24 |  | SC65E – IEC 61987 | C00004 |  | 0112/2///61987#ABA684 | https://cdd.iec.ch/CDD/IEC61987/iec61987.nsf/Classes/0112-2---61987%23ABA687
0112/2///61987#ABE036 | 001 | 02 | 0112/2///61987#ABE036#001 | Structural design of an eccentric plug valve |  |  |  | properties characterizing the constructional details of an eccentric plug valve |  |  |  |  | ITEM_CLASS | [5 empty] | 0112/2///61987#ABE025 - Structural design [eccentric plug valve] |  |  |  | Standard |  |  |  | 2018-03-28 | 2013-09-02 | 2013-09-02 | 2014-06-18 |  | SC65E – IEC 61987 | C00009 |  | 0112/2///61987#ABV501 | https://cdd.iec.ch/CDD/IEC61987/iec61987.nsf/Classes/0112-2---61987%23ABE036 | https://cdd.iec.ch/cdd/iec61987/iec61987.nsf/PropertiesAllVersions/0112-2---61987%23ABD671,https://cdd.iec.ch/cdd/iec61987/iec61987.nsf/PropertiesAllVersions/0112-2---61987%23ABE209,https://cdd.iec.ch/cdd/iec61987/iec61987.nsf/PropertiesAllVersions/0112-2---61987%23ABE181,https://cdd.iec.ch/cdd/iec61987/iec61987.nsf/PropertiesAllVersions/0112-2---61987%23ABE172,https://cdd.iec.ch/cdd/iec61987/iec61987.nsf/PropertiesAllVersions/0112-2---61987%23ABD647,https://cdd.iec.ch/cdd/iec61987/iec61987.nsf/PropertiesAllVersions/0112-2---61987%23ABE166,https://cdd.iec.ch/cdd/iec61987/iec61987.nsf/PropertiesAllVersions/0112-2---61987%23ABE266,https://cdd.iec.ch/cdd/iec61987/iec61987.nsf/PropertiesAllVersions/0112-2---61987%23ABE182,https://cdd.iec.ch/cdd/iec61987/iec61987.nsf/PropertiesAllVersions/0112-2---61987%23ABE165 | 0112-2---61987#ABD671,0112-2---61987#ABE209,0112-2---61987#ABE181,0112-2---61987#ABD647,0112-2---61987#ABE266,0112-2---61987#ABE172,0112-2---61987#ABE166,0112-2---61987#ABE182,0112-2---61987#ABE165
0112/2///61987#ABE579 | 001 | 01 | 0112/2///61987#ABE579#001 | Type of output [11] |  |  |  | administration block for polymorphism acting as proxy for the selected output type |  | p1 ABE579.p1 |  |  | ITEM_CLASS | [5 empty] | 0112/2///61987#ABE578 - Output [11] |  |  |  | Standard |  | IEC 61987 | IEC | 2018-03-28 | 2014-07-25 | 2016-05-02 | 2016-05-02 |  | SC65E – IEC 61987 | C00016 | 001-01 (2018-03-28 07:26:03 by BATCH 00000762) standard | 0112/2///61987#ABV501 | https://cdd.iec.ch/CDD/IEC61987/iec61987.nsf/Classes/0112-2---61987%23ABE579 | https://cdd.iec.ch/cdd/iec61987/iec61987.nsf/PropertiesAllVersions/0112-2---61987%23ABU574,https://cdd.iec.ch/cdd/iec61987/iec61987.nsf/PropertiesAllVersions/0112-2---61987%23ABU577,https://cdd.iec.ch/cdd/iec61987/iec61987.nsf/PropertiesAllVersions/0112-2---61987%23ABU537,https://cdd.iec.ch/cdd/iec61987/iec61987.nsf/PropertiesAllVersions/0112-2---61987%23ABU538,https://cdd.iec.ch/cdd/iec61987/iec61987.nsf/PropertiesAllVersions/0112-2---61987%23ABU539,https://cdd.iec.ch/cdd/iec61987/iec61987.nsf/PropertiesAllVersions/0112-2---61987%23ABU540,https://cdd.iec.ch/cdd/iec61987/iec61987.nsf/PropertiesAllVersions/0112-2---61987%23ABU541,https://cdd.iec.ch/cdd/iec61987/iec61987.nsf/PropertiesAllVersions/0112-2---61987%23ABU542,https://cdd.iec.ch/cdd/iec61987/iec61987.nsf/PropertiesAllVersions/0112-2---61987%23ABU543 | 0112-2---61987#ABU540,0112-2---61987#ABU543,0112-2---61987#ABU574,0112-2---61987#ABU537,0112-2---61987#ABU539,0112-2---61987#ABU542,0112-2---61987#ABU577,0112-2---61987#ABU538,0112-2---61987#ABU541
0112/2///61987#ABE613 | 001 | 01 | 0112/2///61987#ABE613#001 | Structural design [restriction orifice/diffuser] |  |  |  | properties characterizing the constructional details of a device |  |  |  |  | ITEM_CLASS | [5 empty] | 0112/2///61987#ABE612 - Mechanical and electrical construction [restriction orifice/diffuser] |  |  |  | Standard |  | IEC 61987 | IEC | 2018-03-28 | 2014-07-25 | 2018-03-20 | 2018-03-20 |  | SC65E – IEC 61987 | C00016 | 001-01 (2018-03-28 07:26:03 by BATCH 00000762) standard | 0112/2///61987#ABV501 | https://cdd.iec.ch/CDD/IEC61987/iec61987.nsf/Classes/0112-2---61987%23ABE613 | https://cdd.iec.ch/cdd/iec61987/iec61987.nsf/PropertiesAllVersions/0112-2---61987%23ABE549 | 0112-2---61987#ABE549
0112/2///61987#ABF433 | 001 | 01 | 0112/2///61987#ABF433#001 | Structural design of an ultrasonic level switch |  |  |  | properties characterizing the constructional details of an ultrasonic level switch |  |  |  |  | ITEM_CLASS | [5 empty] | 0112/2///61987#ABG424 - Structural design [ultrasonic level switch] |  |  |  | Standard |  | IEC 61987 | IEC | 2018-03-28 | 2014-12-17 | 2018-03-20 | 2018-03-20 |  | SC65E – IEC 61987 | C00018 | 001-01 (2018-03-28 07:26:06 by BATCH 00000762) standard | 0112/2///61987#ABV501 | https://cdd.iec.ch/CDD/IEC61987/iec61987.nsf/Classes/0112-2---61987%23ABF433 | https://cdd.iec.ch/cdd/iec61987/iec61987.nsf/PropertiesAllVersions/0112-2---61987%23ABU164,https://cdd.iec.ch/cdd/iec61987/iec61987.nsf/PropertiesAllVersions/0112-2---61987%23ABF519,https://cdd.iec.ch/cdd/iec61987/iec61987.nsf/PropertiesAllVersions/0112-2---61987%23ABE884,https://cdd.iec.ch/cdd/iec61987/iec61987.nsf/PropertiesAllVersions/0112-2---61987%23ABF827,https://cdd.iec.ch/cdd/iec61987/iec61987.nsf/PropertiesAllVersions/0112-2---61987%23ABA633,https://cdd.iec.ch/cdd/iec61987/iec61987.nsf/PropertiesAllVersions/0112-2---61987%23ABB140,https://cdd.iec.ch/cdd/iec61987/iec61987.nsf/PropertiesAllVersions/0112-2---61987%23ABB396,https://cdd.iec.ch/cdd/iec61987/iec61987.nsf/PropertiesAllVersions/0112-2---61987%23ABB915,https://cdd.iec.ch/cdd/iec61987/iec61987.nsf/PropertiesAllVersions/0112-2---61987%23ABD033,https://cdd.iec.ch/cdd/iec61987/iec61987.nsf/PropertiesAllVersions/0112-2---61987%23ABB457,https://cdd.iec.ch/cdd/iec61987/iec61987.nsf/PropertiesAllVersions/0112-2---61987%23ABC969 | 0112-2---61987#ABA633,0112-2---61987#ABB140,0112-2---61987#ABB915,0112-2---61987#ABB457,0112-2---61987#ABC969,0112-2---61987#ABU164,0112-2---61987#ABF519,0112-2---61987#ABE884,0112-2---61987#ABF827,0112-2---61987#ABB396,0112-2---61987#ABD033
0112/2///61987#ABG407 | 001 | 01 | 0112/2///61987#ABG407#001 | Structural design [hydrostatic pressure level transmitter] |  |  |  | properties characterizing the constructional details of a device |  |  |  |  | ITEM_CLASS | [5 empty] | 0112/2///61987#ABG362 - Mechanical and electrical construction [hydrostatic pressure level transmitter] |  |  |  | Standard |  | IEC 61987 | IEC | 2018-03-28 | 2014-12-17 | 2018-03-20 | 2018-03-20 |  | SC65E – IEC 61987 | C00018 | 001-01 (2018-03-28 07:26:09 by BATCH 00000762) standard | 0112/2///61987#ABV501 | https://cdd.iec.ch/CDD/IEC61987/iec61987.nsf/Classes/0112-2---61987%23ABG407 | https://cdd.iec.ch/cdd/iec61987/iec61987.nsf/PropertiesAllVersions/0112-2---61987%23ABF780,https://cdd.iec.ch/cdd/iec61987/iec61987.nsf/PropertiesAllVersions/0112-2---61987%23ABB946,https://cdd.iec.ch/cdd/iec61987/iec61987.nsf/PropertiesAllVersions/0112-2---61987%23ABD256,https://cdd.iec.ch/cdd/iec61987/iec61987.nsf/PropertiesAllVersions/0112-2---61987%23ABF374,https://cdd.iec.ch/cdd/iec61987/iec61987.nsf/PropertiesAllVersions/0112-2---61987%23ABF796,https://cdd.iec.ch/cdd/iec61987/iec61987.nsf/PropertiesAllVersions/0112-2---61987%23ABB503,https://cdd.iec.ch/cdd/iec61987/iec61987.nsf/PropertiesAllVersions/0112-2---61987%23ABC825,https://cdd.iec.ch/cdd/iec61987/iec61987.nsf/PropertiesAllVersions/0112-2---61987%23ABD284 | 0112-2---61987#ABB503,0112-2---61987#ABC825,0112-2---61987#ABD284,0112-2---61987#ABF780,0112-2---61987#ABB946,0112-2---61987#ABD256,0112-2---61987#ABF374,0112-2---61987#ABF796
0112/2///61987#ABA840 | 002 | 01 | 0112/2///61987#ABA840#002 | Anemometer |  |  |  | velocity transmitter that measures gas velocity, typically wind speed |  |  |  |  | ITEM_CLASS | [9 empty] | Standard |  |  |  | 2018-03-28 | 2013-08-27 | 2016-05-24 | 2016-05-24 |  | SC65E – IEC 61987 | C00004 |  | 0112/2///61987#ABA839 | https://cdd.iec.ch/CDD/IEC61987/iec61987.nsf/Classes/0112-2---61987%23ABA840
0112/2///61987#ABC396 | 001 | 02 | 0112/2///61987#ABC396#001 | Material of stem |  |  |  | properties characterizing the material of a stem of a final control element |  |  |  |  | ITEM_CLASS | [5 empty] | 0112/2///61987#ABC677 - Valve |  |  |  | Standard |  |  |  | 2018-03-28 | 2013-08-27 | 2013-08-27 | 2014-06-18 |  | SC65E – IEC 61987 | C00018 |  | 0112/2///61987#ABV501 | https://cdd.iec.ch/CDD/IEC61987/iec61987.nsf/Classes/0112-2---61987%23ABC396 | https://cdd.iec.ch/cdd/iec61987/iec61987.nsf/PropertiesAllVersions/0112-2---61987%23ABB455,https://cdd.iec.ch/cdd/iec61987/iec61987.nsf/PropertiesAllVersions/0112-2---61987%23ABI460,https://cdd.iec.ch/cdd/iec61987/iec61987.nsf/PropertiesAllVersions/0112-2---61987%23ABA908,https://cdd.iec.ch/cdd/iec61987/iec61987.nsf/PropertiesAllVersions/0112-2---61987%23ABA907 | 0112-2---61987#ABB455,0112-2---61987#ABI460,0112-2---61987#ABA908,0112-2---61987#ABA907
0112/2///61987#ABC664 | 002 | 01 | 0112/2///61987#ABC664#002 | Type of output [1] |  |  |  | administration block for polymorphism acting as proxy for the selected output type |  | 8 ABC664.8 |  |  | ITEM_CLASS | [5 empty] | 0112/2///61987#ABC476 - Output [1] |  |  |  | Standard |  |  |  | 2018-03-28 | 2013-08-27 | 2016-05-24 | 2016-05-24 |  | SC65E – IEC 61987 | C00004 |  | 0112/2///61987#ABV501 | https://cdd.iec.ch/CDD/IEC61987/iec61987.nsf/Classes/0112-2---61987%23ABC664 | https://cdd.iec.ch/cdd/iec61987/iec61987.nsf/PropertiesAllVersions/0112-2---61987%23ABU142,https://cdd.iec.ch/cdd/iec61987/iec61987.nsf/PropertiesAllVersions/0112-2---61987%23ABU149 | 0112-2---61987#ABU142,0112-2---61987#ABU149
0112/2///61987#ABH502 | 003 | 01 | 0112/2///61987#ABH502#003 | Drawing |  |  |  | properties characterizing a drawing |  |  |  |  | ITEM_CLASS | [5 empty] | 0112/2///61987#ABH517 - Device documents supplied |  |  |  | Standard |  | IEC 61987 | IEC | 2022-06-28 | 2017-12-07 | 2022-06-28 | 2022-06-28 |  | IEC SC65E | C00112 |  | 0112/2///61987#ABV501 | https://cdd.iec.ch/CDD/IEC61987/iec61987.nsf/Classes/0112-2---61987%23ABH502 | https://cdd.iec.ch/cdd/iec61987/iec61987.nsf/PropertiesAllVersions/0112-2---61987%23ABH784,https://cdd.iec.ch/cdd/iec61987/iec61987.nsf/PropertiesAllVersions/0112-2---61987%23ABH510,https://cdd.iec.ch/cdd/iec61987/iec61987.nsf/PropertiesAllVersions/0112-2---61987%23ABN598,https://cdd.iec.ch/cdd/iec61987/iec61987.nsf/PropertiesAllVersions/0112-2---61987%23ABA152 | 0112-2---61987#ABH784,0112-2---61987#ABH510,0112-2---61987#ABN598,0112-2---61987#ABA152
0112/2///61987#ABC400 | 001 | 02 | 0112/2///61987#ABC400#001 | Material of ultrasonic flow sensor head |  |  |  | properties characterizing the material of which the primary head of an ultrasonic flowmeter is made |  |  |  |  | ITEM_CLASS | [5 empty] | 0112/2///61987#ABC043 - Transducer of an ultrasonic flow transmitter0112/2///61987#ABC289 - Inline ultrasonic flowmeter0112/2///61987#ABC302 - Insertion ultrasonic flowmeter0112/2///61987#ABF639 - Transducer of an ultrasonic density transmitter |  |  |  | Standard |  |  |  | 2018-03-28 | 2013-08-27 | 2013-08-27 | 2014-06-18 |  | SC65E – IEC 61987 | C00019 |  | 0112/2///61987#ABV501 | https://cdd.iec.ch/CDD/IEC61987/iec61987.nsf/Classes/0112-2---61987%23ABC400 | https://cdd.iec.ch/cdd/iec61987/iec61987.nsf/PropertiesAllVersions/0112-2---61987%23ABB455,https://cdd.iec.ch/cdd/iec61987/iec61987.nsf/PropertiesAllVersions/0112-2---61987%23ABI460,https://cdd.iec.ch/cdd/iec61987/iec61987.nsf/PropertiesAllVersions/0112-2---61987%23ABA908,https://cdd.iec.ch/cdd/iec61987/iec61987.nsf/PropertiesAllVersions/0112-2---61987%23ABA907 | 0112-2---61987#ABA907,0112-2---61987#ABB455,0112-2---61987#ABI460,0112-2---61987#ABA908
0112/2///61987#ABF935 | 001 | 01 | 0112/2///61987#ABF935#001 | Input [28] |  |  |  | properties characterizing a measured variable, the size of which is to be acquired and indicated by the measurement as well as any auxiliary signal inputs |  |  | from IEC 61987-1, 5.4 |  | ITEM_CLASS | [5 empty] | 0112/2///61987#ABE763 - Device LOP for insert/element |  |  |  | Standard |  | IEC 61987 | IEC | 2018-03-28 | 2014-12-17 | 2016-05-24 | 2016-05-24 |  | SC65E – IEC 61987 | C00019 | 001-01 (2018-03-28 07:26:06 by BATCH 00000762) standard | 0112/2///61987#ABV501 | https://cdd.iec.ch/CDD/IEC61987/iec61987.nsf/Classes/0112-2---61987%23ABF935 | https://cdd.iec.ch/cdd/iec61987/iec61987.nsf/PropertiesAllVersions/0112-2---61987%23ABB065,https://cdd.iec.ch/cdd/iec61987/iec61987.nsf/PropertiesAllVersions/0112-2---61987%23ABG512 | 0112-2---61987#ABG512,0112-2---61987#ABB065
0112/2///61987#ABA707 | 002 | 01 | 0112/2///61987#ABA707#002 | Conductance level switch |  |  |  | electrical-based level switch that uses the electrical conductance of a process material to detect a level regime |  |  |  |  | ITEM_CLASS |  |  |  |  | 0112/2///61987#ABF910 - reference to Operating LOP for level measuring equipment |  |  |  |  | Standard |  |  |  | 2018-03-28 | 2013-08-27 | 2018-03-20 | 2018-03-20 |  | SC65E – IEC 61987 | C00018 |  | 0112/2///61987#ABA705 | https://cdd.iec.ch/CDD/IEC61987/iec61987.nsf/Classes/0112-2---61987%23ABA707 | https://cdd.iec.ch/cdd/iec61987/iec61987.nsf/PropertiesAllVersions/0112-2---61987%23ABF876 | 0112-2---61987#ABF876
0112/2///61987#ABA787 | 003 | 01 | 0112/2///61987#ABA787#003 | Nutating disc flow transmitter |  |  |  | positive displacement flow transmitter that uses a disc to divide and meter the flow |  |  |  |  | ITEM_CLASS |  |  |  |  | 0112/2///61987#ABU125 - reference to Operating LOP for flow measuring equipment |  |  |  |  | Standard |  |  |  | 2018-03-28 | 2013-08-27 | 2016-05-24 | 2016-05-24 |  | SC65E – IEC 61987 | C00004 |  | 0112/2///61987#ABA783 | https://cdd.iec.ch/CDD/IEC61987/iec61987.nsf/Classes/0112-2---61987%23ABA787
0112/2///61987#ABC125 | 004 | 01 | 0112/2///61987#ABC125#004 | Audible controls |  |  |  | properties characterizing the audible controls provided by a device |  |  |  |  | ITEM_CLASS | [5 empty] | 0112/2///61987#ABC461 - Operation |  |  |  | Standard |  |  |  | 2018-03-28 | 2013-08-27 | 2018-03-20 | 2018-03-20 |  | SC65E – IEC 61987 | C00004 |  | 0112/2///61987#ABV501 | https://cdd.iec.ch/CDD/IEC61987/iec61987.nsf/Classes/0112-2---61987%23ABC125 | https://cdd.iec.ch/cdd/iec61987/iec61987.nsf/PropertiesAllVersions/0112-2---61987%23ABB590,https://cdd.iec.ch/cdd/iec61987/iec61987.nsf/PropertiesAllVersions/0112-2---61987%23ABB591 | 0112-2---61987#ABB590,0112-2---61987#ABB591
0112/2///61987#ABI728 | 001 | 01 | 0112/2///61987#ABI728#001 | PRIMARY_MEASUREMENT |  |  |  | parameter with properties characterizing the process value output by a technology block |  |  |  |  | ITEM_CLASS | [5 empty] | 0112/2///61987#ABH843 - Flow technology block0112/2///61987#ABH849 - Level technology block0112/2///61987#ABH867 - Pressure technology block0112/2///61987#ABH869 - Temperature technology block0112/2///61987#ABH876 - Analog input function block0112/2///61987#ABI807 - Density technology block0112/2///61987#ABJ615 - Other measurement technology block |  |  |  | Standard |  |  |  | 2019-03-08 | 2017-12-07 | 2019-03-08 | 2019-03-08 |  | SC65E – IEC 61987 | C00018 | 001-01 (2019-03-08 15:35:13 by BATCH 00000766) standard | 0112/2///61987#ABV501 | https://cdd.iec.ch/CDD/IEC61987/iec61987.nsf/Classes/0112-2---61987%23ABI728 | https://cdd.iec.ch/cdd/iec61987/iec61987.nsf/PropertiesAllVersions/0112-2---61987%23ABJ694,https://cdd.iec.ch/cdd/iec61987/iec61987.nsf/PropertiesAllVersions/0112-2---61987%23ABJ099,https://cdd.iec.ch/cdd/iec61987/iec61987.nsf/PropertiesAllVersions/0112-2---61987%23ABJ627,https://cdd.iec.ch/cdd/iec61987/iec61987.nsf/PropertiesAllVersions/0112-2---61987%23ABH950 | 0112-2---61987#ABJ694,0112-2---61987#ABJ099,0112-2---61987#ABJ627,0112-2---61987#ABH950
0112/2///61987#ABC426 | 002 | 01 | 0112/2///61987#ABC426#002 | Mechanical and electrical construction [electromagnetic insertion flow transmitter] |  |  |  | properties characterizing the constructional details of the device and its parts |  |  | IEC 61987-1, 5.8 |  | ITEM_CLASS | [5 empty] | 0112/2///61987#ABA009 - Device LOP for electromagnetic insertion flow transmitter |  |  |  | Standard |  |  |  | 2018-03-28 | 2013-08-27 | 2016-05-24 | 2016-05-24 |  | SC65E – IEC 61987 | C00004 |  | 0112/2///61987#ABV501 | https://cdd.iec.ch/CDD/IEC61987/iec61987.nsf/Classes/0112-2---61987%23ABC426 | https://cdd.iec.ch/cdd/iec61987/iec61987.nsf/PropertiesAllVersions/0112-2---61987%23ABD534,https://cdd.iec.ch/cdd/iec61987/iec61987.nsf/PropertiesAllVersions/0112-2---61987%23ABD233,https://cdd.iec.ch/cdd/iec61987/iec61987.nsf/PropertiesAllVersions/0112-2---61987%23ABB139,https://cdd.iec.ch/cdd/iec61987/iec61987.nsf/PropertiesAllVersions/0112-2---61987%23ABC862,https://cdd.iec.ch/cdd/iec61987/iec61987.nsf/PropertiesAllVersions/0112-2---61987%23ABC789 | 0112-2---61987#ABD534,0112-2---61987#ABD233,0112-2---61987#ABB139,0112-2---61987#ABC862,0112-2---61987#ABC789
0112/2///61987#ABE761 | 001 | 01 | 0112/2///61987#ABE761#001 | Device LOP for radiation thermometer |  |  |  | list of properties characterizing a radiation thermometer |  |  |  |  | ITEM_CLASS | [5 empty] | 0112/2///61987#ABE341 - Radiation thermometer |  |  |  | Standard |  | IEC 61987 | IEC | 2018-03-28 | 2014-12-17 | 2016-05-24 | 2016-05-24 |  | SC65E – IEC 61987 | C00019 | 001-01 (2018-03-28 07:26:04 by BATCH 00000762) standard | 0112/2///61987#ABV504 | https://cdd.iec.ch/CDD/IEC61987/iec61987.nsf/Classes/0112-2---61987%23ABE761 | https://cdd.iec.ch/cdd/iec61987/iec61987.nsf/PropertiesAllVersions/0112-2---61987%23ABC899,https://cdd.iec.ch/cdd/iec61987/iec61987.nsf/PropertiesAllVersions/0112-2---61987%23ABC730,https://cdd.iec.ch/cdd/iec61987/iec61987.nsf/PropertiesAllVersions/0112-2---61987%23ABV159,https://cdd.iec.ch/cdd/iec61987/iec61987.nsf/PropertiesAllVersions/0112-2---61987%23ABG493,https://cdd.iec.ch/cdd/iec61987/iec61987.nsf/PropertiesAllVersions/0112-2---61987%23ABB206,https://cdd.iec.ch/cdd/iec61987/iec61987.nsf/PropertiesAllVersions/0112-2---61987%23ABG694,https://cdd.iec.ch/cdd/iec61987/iec61987.nsf/PropertiesAllVersions/0112-2---61987%23ABC830,https://cdd.iec.ch/cdd/iec61987/iec61987.nsf/PropertiesAllVersions/0112-2---61987%23ABG786,https://cdd.iec.ch/cdd/iec61987/iec61987.nsf/PropertiesAllVersions/0112-2---61987%23ABV190,https://cdd.iec.ch/cdd/iec61987/iec61987.nsf/PropertiesAllVersions/0112-2---61987%23ABG949,https://cdd.iec.ch/cdd/iec61987/iec61987.nsf/PropertiesAllVersions/0112-2---61987%23ABD088,https://cdd.iec.ch/cdd/iec61987/iec61987.nsf/PropertiesAllVersions/0112-2---61987%23ABD154,https://cdd.iec.ch/cdd/iec61987/iec61987.nsf/PropertiesAllVersions/0112-2---61987%23ABC786,https://cdd.iec.ch/cdd/iec61987/iec61987.nsf/PropertiesAllVersions/0112-2---61987%23ABC795,https://cdd.iec.ch/cdd/iec61987/iec61987.nsf/PropertiesAllVersions/0112-2---61987%23ABA293,https://cdd.iec.ch/cdd/iec61987/iec61987.nsf/PropertiesAllVersions/0112-2---61987%23ABC710 | 0112-2---61987#ABG493,0112-2---61987#ABB206,0112-2---61987#ABG786,0112-2---61987#ABD088,0112-2---61987#ABV159,0112-2---61987#ABA293,0112-2---61987#ABC786,0112-2---61987#ABC730,0112-2---61987#ABG694,0112-2---61987#ABD154,0112-2---61987#ABC795,0112-2---61987#ABC710,0112-2---61987#ABC899,0112-2---61987#ABV190,0112-2---61987#ABG949,0112-2---61987#ABC830
0112/2///61987#ABC066 | 002 | 01 | 0112/2///61987#ABC066#002 | AC rating for external power |  |  |  | properties characterizing the AC electrical ratings for an externally connected power source |  |  |  |  | ITEM_CLASS | [5 empty] | 0112/2///61987#ABC144 - Binary isolated output0112/2///61987#ABC555 - Pulse/frequency input/output parameters0112/2///61987#ABC141 - Binary transistor/triac output0112/2///61987#ABC144 - Binary relay output0112/2///61987#ABP021 - Binary input [I/O module]0112/2///61987#ABP031 - Frequency input parameters [I/O module]0112/2///61987#ABP301 - Binary valve output |  |  | false | Standard |  | IEC 61987 | IEC | 2023-01-23 | 2017-12-07 | 2023-01-23 | 2023-01-23 |  | IEC/SC 65E | C00128 |  | 0112/2///61987#ABV501 | https://cdd.iec.ch/CDD/IEC61987/iec61987.nsf/Classes/0112-2---61987%23ABC066 | https://cdd.iec.ch/cdd/iec61987/iec61987.nsf/PropertiesAllVersions/0112-2---61987%23ABA588,https://cdd.iec.ch/cdd/iec61987/iec61987.nsf/PropertiesAllVersions/0112-2---61987%23ABB882,https://cdd.iec.ch/cdd/iec61987/iec61987.nsf/PropertiesAllVersions/0112-2---61987%23ABB883,https://cdd.iec.ch/cdd/iec61987/iec61987.nsf/PropertiesAllVersions/0112-2---61987%23ABB063,https://cdd.iec.ch/cdd/iec61987/iec61987.nsf/PropertiesAllVersions/0112-2---61987%23ABA376,https://cdd.iec.ch/cdd/iec61987/iec61987.nsf/PropertiesAllVersions/0112-2---61987%23ABA377,https://cdd.iec.ch/cdd/iec61987/iec61987.nsf/PropertiesAllVersions/0112-2---61987%23ABP164,https://cdd.iec.ch/cdd/iec61987/iec61987.nsf/PropertiesAllVersions/0112-2---61987%23ABA378,https://cdd.iec.ch/cdd/iec61987/iec61987.nsf/PropertiesAllVersions/0112-2---61987%23ABA380,https://cdd.iec.ch/cdd/iec61987/iec61987.nsf/PropertiesAllVersions/0112-2---61987%23ABB151,https://cdd.iec.ch/cdd/iec61987/iec61987.nsf/PropertiesAllVersions/0112-2---61987%23ABN714 | 0112-2---61987#ABB883,0112-2---61987#ABA377,0112-2---61987#ABP164,0112-2---61987#ABA380,0112-2---61987#ABA588,0112-2---61987#ABB063,0112-2---61987#ABA376,0112-2---61987#ABA378,0112-2---61987#ABB151,0112-2---61987#ABN714,0112-2---61987#ABB882
0112/2///61987#ABA745 | 002 | 01 | 0112/2///61987#ABA745#002 | RTD differential temperature switch |  |  |  | differential temperature switch that uses a resistance thermal device (RTD) sensing element to detect a temperature regime |  |  |  |  | ITEM_CLASS | [9 empty] | Standard |  |  |  | 2018-03-28 | 2013-08-27 | 2016-05-24 | 2016-05-24 |  | SC65E – IEC 61987 | C00004 |  | 0112/2///61987#ABA742 | https://cdd.iec.ch/CDD/IEC61987/iec61987.nsf/Classes/0112-2---61987%23ABA745
0112/2///61987#ABC407 | 002 | 01 | 0112/2///61987#ABC407#002 | Measured variable [1] |  |  |  | properties characterizing a measured variable, the size of which is to be acquired and indicated by the device |  |  |  |  | ITEM_CLASS | [5 empty] | 0112/2///61987#ABC290 - Input [1] |  |  |  | Standard |  |  |  | 2018-03-28 | 2013-08-27 | 2016-05-24 | 2016-05-24 |  | SC65E – IEC 61987 | C00004 |  | 0112/2///61987#ABV501 | https://cdd.iec.ch/CDD/IEC61987/iec61987.nsf/Classes/0112-2---61987%23ABC407 | https://cdd.iec.ch/cdd/iec61987/iec61987.nsf/PropertiesAllVersions/0112-2---61987%23ABB271,https://cdd.iec.ch/cdd/iec61987/iec61987.nsf/PropertiesAllVersions/0112-2---61987%23ABA577,https://cdd.iec.ch/cdd/iec61987/iec61987.nsf/PropertiesAllVersions/0112-2---61987%23ABU147 | 0112-2---61987#ABB271,0112-2---61987#ABA577,0112-2---61987#ABU147
0112/2///61987#ABD480 | 002 | 01 | 0112/2///61987#ABD480#002 | Dial indicator [2] |  |  |  | properties characterizing a mechanical dial indicator |  |  |  |  | ITEM_CLASS | [5 empty] | 0112/2///61987#ABC621 - Structural design [absolute/gauge pressure gauge]0112/2///61987#ABC622 - Structural design [differential pressure gauge] |  |  |  | Standard |  |  |  | 2018-03-28 | 2013-08-27 | 2016-05-24 | 2016-05-24 |  | SC65E – IEC 61987 | C00014 |  | 0112/2///61987#ABV501 | https://cdd.iec.ch/CDD/IEC61987/iec61987.nsf/Classes/0112-2---61987%23ABD480 | https://cdd.iec.ch/cdd/iec61987/iec61987.nsf/PropertiesAllVersions/0112-2---61987%23ABA194,https://cdd.iec.ch/cdd/iec61987/iec61987.nsf/PropertiesAllVersions/0112-2---61987%23ABC785,https://cdd.iec.ch/cdd/iec61987/iec61987.nsf/PropertiesAllVersions/0112-2---61987%23ABA895,https://cdd.iec.ch/cdd/iec61987/iec61987.nsf/PropertiesAllVersions/0112-2---61987%23ABC030,https://cdd.iec.ch/cdd/iec61987/iec61987.nsf/PropertiesAllVersions/0112-2---61987%23ABC031,https://cdd.iec.ch/cdd/iec61987/iec61987.nsf/PropertiesAllVersions/0112-2---61987%23ABA558,https://cdd.iec.ch/cdd/iec61987/iec61987.nsf/PropertiesAllVersions/0112-2---61987%23ABA179,https://cdd.iec.ch/cdd/iec61987/iec61987.nsf/PropertiesAllVersions/0112-2---61987%23ABB386,https://cdd.iec.ch/cdd/iec61987/iec61987.nsf/PropertiesAllVersions/0112-2---61987%23ABD483,https://cdd.iec.ch/cdd/iec61987/iec61987.nsf/PropertiesAllVersions/0112-2---61987%23ABD466,https://cdd.iec.ch/cdd/iec61987/iec61987.nsf/PropertiesAllVersions/0112-2---61987%23ABD478,https://cdd.iec.ch/cdd/iec61987/iec61987.nsf/PropertiesAllVersions/0112-2---61987%23ABD479,https://cdd.iec.ch/cdd/iec61987/iec61987.nsf/PropertiesAllVersions/0112-2---61987%23ABB177,https://cdd.iec.ch/cdd/iec61987/iec61987.nsf/PropertiesAllVersions/0112-2---61987%23ABC803,https://cdd.iec.ch/cdd/iec61987/iec61987.nsf/PropertiesAllVersions/0112-2---61987%23ABC012,https://cdd.iec.ch/cdd/iec61987/iec61987.nsf/PropertiesAllVersions/0112-2---61987%23ABC861 | 0112-2---61987#ABA194,0112-2---61987#ABC785,0112-2---61987#ABA895,0112-2---61987#ABC030,0112-2---61987#ABC031,0112-2---61987#ABD479,0112-2---61987#ABB386,0112-2---61987#ABD478,0112-2---61987#ABA558,0112-2---61987#ABA179,0112-2---61987#ABD466,0112-2---61987#ABC012,0112-2---61987#ABD483,0112-2---61987#ABB177,0112-2---61987#ABC803,0112-2---61987#ABC861
0112/2///61987#ABE328 | 007 | 01 | 0112/2///61987#ABE328#007 | Installation design conditions [3] |  |  |  | properties characterizing the installation conditions at a measuring or control point |  |  |  |  | ITEM_CLASS | [5 empty] | 0112/2///61987#ABD949 - Operating conditions for device design [3]0112/2///61987#ABD950 - Operating conditions for device design [2] |  |  | false | Standard |  | IEC 61987 | IEC | 2022-12-09 | 2017-12-07 | 2022-12-09 | 2022-12-09 |  | IEC/SC 65E | C00112 |  | 0112/2///61987#ABV501 | https://cdd.iec.ch/CDD/IEC61987/iec61987.nsf/Classes/0112-2---61987%23ABE328 | https://cdd.iec.ch/cdd/iec61987/iec61987.nsf/PropertiesAllVersions/0112-2---61987%23ABE086 | 0112-2---61987#ABE086
0112/2///61987#ABH849 | 001 | 01 | 0112/2///61987#ABH849#001 | Level technology block |  |  |  | properties characterizing a Level technology block |  |  |  |  | ITEM_CLASS | [5 empty] | 0112/2///61987#ABH840 - User application parameters |  |  |  | Standard |  |  |  | 2019-03-08 | 2017-12-07 | 2019-03-08 | 2019-03-08 |  | SC65E – IEC 61987 | C00018 | 001-01 (2019-03-08 15:35:12 by BATCH 00000766) standard | 0112/2///61987#ABV501 | https://cdd.iec.ch/CDD/IEC61987/iec61987.nsf/Classes/0112-2---61987%23ABH849 | https://cdd.iec.ch/cdd/iec61987/iec61987.nsf/PropertiesAllVersions/0112-2---61987%23ABJ349,https://cdd.iec.ch/cdd/iec61987/iec61987.nsf/PropertiesAllVersions/0112-2---61987%23ABJ698,https://cdd.iec.ch/cdd/iec61987/iec61987.nsf/PropertiesAllVersions/0112-2---61987%23ABJ700,https://cdd.iec.ch/cdd/iec61987/iec61987.nsf/PropertiesAllVersions/0112-2---61987%23ABJ701,https://cdd.iec.ch/cdd/iec61987/iec61987.nsf/PropertiesAllVersions/0112-2---61987%23ABJ671,https://cdd.iec.ch/cdd/iec61987/iec61987.nsf/PropertiesAllVersions/0112-2---61987%23ABJ366,https://cdd.iec.ch/cdd/iec61987/iec61987.nsf/PropertiesAllVersions/0112-2---61987%23ABJ672,https://cdd.iec.ch/cdd/iec61987/iec61987.nsf/PropertiesAllVersions/0112-2---61987%23ABJ367,https://cdd.iec.ch/cdd/iec61987/iec61987.nsf/PropertiesAllVersions/0112-2---61987%23ABJ667,https://cdd.iec.ch/cdd/iec61987/iec61987.nsf/PropertiesAllVersions/0112-2---61987%23ABJ702,https://cdd.iec.ch/cdd/iec61987/iec61987.nsf/PropertiesAllVersions/0112-2---61987%23ABJ660,https://cdd.iec.ch/cdd/iec61987/iec61987.nsf/PropertiesAllVersions/0112-2---61987%23ABI037,https://cdd.iec.ch/cdd/iec61987/iec61987.nsf/PropertiesAllVersions/0112-2---61987%23ABI392 | 0112-2---61987#ABJ660,0112-2---61987#ABI392,0112-2---61987#ABJ349,0112-2---61987#ABJ698,0112-2---61987#ABJ667,0112-2---61987#ABJ702,0112-2---61987#ABJ672,0112-2---61987#ABJ367,0112-2---61987#ABI037,0112-2---61987#ABJ700,0112-2---61987#ABJ701,0112-2---61987#ABJ671,0112-2---61987#ABJ366
0112/2///61987#ABH890 | 001 | 01 | 0112/2///61987#ABH890#001 | Discrete output function block |  |  |  | properties characterizing a Discrete output function block |  |  |  |  | ITEM_CLASS | [5 empty] | 0112/2///61987#ABH840 - User application parameters |  |  |  | Standard |  |  |  | 2019-03-08 | 2017-12-07 | 2019-03-08 | 2019-03-08 |  | SC65E – IEC 61987 | C00018 | 001-01 (2019-03-08 15:35:13 by BATCH 00000766) standard | 0112/2///61987#ABV501 | https://cdd.iec.ch/CDD/IEC61987/iec61987.nsf/Classes/0112-2---61987%23ABH890 | https://cdd.iec.ch/cdd/iec61987/iec61987.nsf/PropertiesAllVersions/0112-2---61987%23ABJ349,https://cdd.iec.ch/cdd/iec61987/iec61987.nsf/PropertiesAllVersions/0112-2---61987%23ABJ007,https://cdd.iec.ch/cdd/iec61987/iec61987.nsf/PropertiesAllVersions/0112-2---61987%23ABJ500,https://cdd.iec.ch/cdd/iec61987/iec61987.nsf/PropertiesAllVersions/0112-2---61987%23ABJ373,https://cdd.iec.ch/cdd/iec61987/iec61987.nsf/PropertiesAllVersions/0112-2---61987%23ABJ463,https://cdd.iec.ch/cdd/iec61987/iec61987.nsf/PropertiesAllVersions/0112-2---61987%23ABJ711,https://cdd.iec.ch/cdd/iec61987/iec61987.nsf/PropertiesAllVersions/0112-2---61987%23ABJ411,https://cdd.iec.ch/cdd/iec61987/iec61987.nsf/PropertiesAllVersions/0112-2---61987%23ABI037,https://cdd.iec.ch/cdd/iec61987/iec61987.nsf/PropertiesAllVersions/0112-2---61987%23ABI392 | 0112-2---61987#ABJ463,0112-2---61987#ABJ711,0112-2---61987#ABJ411,0112-2---61987#ABI392,0112-2---61987#ABJ349,0112-2---61987#ABJ007,0112-2---61987#ABJ373,0112-2---61987#ABJ500,0112-2---61987#ABI037
0112/2///61987#ABA871 | 002 | 01 | 0112/2///61987#ABA871#002 | Force sensing element |  |  |  | sensing element that senses force and converts it to an electrical signal |  |  |  |  | ITEM_CLASS | [9 empty] | Standard |  |  |  | 2018-03-28 | 2013-08-27 | 2016-05-24 | 2016-05-24 |  | SC65E – IEC 61987 | C00019 |  | 0112/2///61987#ABA870 | https://cdd.iec.ch/CDD/IEC61987/iec61987.nsf/Classes/0112-2---61987%23ABA871
0112/2///61987#ABO066 | 001 | 01 | 0112/2///61987#ABO066#001 | Protection device |  |  |  | infrastructure device that protects circuits and/or connected devices from dangerous and/or damaging situations |  |  |  |  | ITEM_CLASS |  |  |  |  | 0112/2///61987#ABP285 - reference to Operating LOP for infrastructure devices |  |  |  | false | Standard |  | IEC 61987-31 | IEC | 2022-10-26 | 2022-10-26 | 2022-10-26 | 2022-10-26 |  | IEC/SC 65E | C00127 | 001-01 (2022-10-26 07:15:17 by BATCH 00000802) standard | 0112/2///61987#ABN977 | https://cdd.iec.ch/CDD/IEC61987/iec61987.nsf/Classes/0112-2---61987%23ABO066 |  | 0112-2---61987#ABP285
0112/2///61987#ABO082 | 001 | 01 | 0112/2///61987#ABO082#001 | Cylindrical chart recorder |  |  |  | chart recorder that has a paper wrapped around a turning cylinder as recording medium |  |  |  |  | ITEM_CLASS |  |  |  |  | 0112/2///61987#ABP285 - reference to Operating LOP for infrastructure devices |  |  |  | true | Standard |  | IEC 61987-31 | IEC | 2022-10-26 | 2022-10-26 | 2022-10-26 | 2022-10-26 |  | IEC/SC 65E | C00127 | 001-01 (2022-10-26 07:15:17 by BATCH 00000802) standard | 0112/2///61987#ABO079 | https://cdd.iec.ch/CDD/IEC61987/iec61987.nsf/Classes/0112-2---61987%23ABO082
0112/2///61987#ABC053 | 002 | 01 | 0112/2///61987#ABC053#002 | Type of auxiliary input [2] |  |  |  | administration block for polymorphism acting as proxy for the selected auxiliary input type |  | 2 ABC053.2 |  |  | ITEM_CLASS | [5 empty] | 0112/2///61987#ABC127 - Auxiliary input [2] |  |  |  | Standard |  |  |  | 2018-03-28 | 2013-08-27 | 2016-05-24 | 2016-05-24 |  | SC65E – IEC 61987 | C00004 |  | 0112/2///61987#ABV501 | https://cdd.iec.ch/CDD/IEC61987/iec61987.nsf/Classes/0112-2---61987%23ABC053 | https://cdd.iec.ch/cdd/iec61987/iec61987.nsf/PropertiesAllVersions/0112-2---61987%23ABU347,https://cdd.iec.ch/cdd/iec61987/iec61987.nsf/PropertiesAllVersions/0112-2---61987%23ABU364,https://cdd.iec.ch/cdd/iec61987/iec61987.nsf/PropertiesAllVersions/0112-2---61987%23ABU365,https://cdd.iec.ch/cdd/iec61987/iec61987.nsf/PropertiesAllVersions/0112-2---61987%23ABU366,https://cdd.iec.ch/cdd/iec61987/iec61987.nsf/PropertiesAllVersions/0112-2---61987%23ABU367,https://cdd.iec.ch/cdd/iec61987/iec61987.nsf/PropertiesAllVersions/0112-2---61987%23ABU368,https://cdd.iec.ch/cdd/iec61987/iec61987.nsf/PropertiesAllVersions/0112-2---61987%23ABU369,https://cdd.iec.ch/cdd/iec61987/iec61987.nsf/PropertiesAllVersions/0112-2---61987%23ABU370,https://cdd.iec.ch/cdd/iec61987/iec61987.nsf/PropertiesAllVersions/0112-2---61987%23ABU371,https://cdd.iec.ch/cdd/iec61987/iec61987.nsf/PropertiesAllVersions/0112-2---61987%23ABU372 | 0112-2---61987#ABU365,0112-2---61987#ABU366,0112-2---61987#ABU367,0112-2---61987#ABU370,0112-2---61987#ABU347,0112-2---61987#ABU364,0112-2---61987#ABU368,0112-2---61987#ABU369,0112-2---61987#ABU371,0112-2---61987#ABU372
0112/2///61987#ABC089 | 002 | 01 | 0112/2///61987#ABC089#002 | Analog current output [4] |  |  |  | properties characterizing an analog current output |  | 8 ABC089.8 |  |  | ITEM_CLASS | [5 empty] | 0112/2///61987#ABC669 - Type of output [6] |  |  |  | Standard |  |  |  | 2018-03-28 | 2013-08-27 | 2016-05-24 | 2016-05-24 |  | SC65E – IEC 61987 | C00004 |  | 0112/2///61987#ABV501 | https://cdd.iec.ch/CDD/IEC61987/iec61987.nsf/Classes/0112-2---61987%23ABC089 | https://cdd.iec.ch/cdd/iec61987/iec61987.nsf/PropertiesAllVersions/0112-2---61987%23ABU385,https://cdd.iec.ch/cdd/iec61987/iec61987.nsf/PropertiesAllVersions/0112-2---61987%23ABC721 | 0112-2---61987#ABU385,0112-2---61987#ABC721
0112/2///61987#ABC622 | 002 | 01 | 0112/2///61987#ABC622#002 | Structural design [differential pressure gauge] |  |  |  | properties characterizing the constructional details of a device |  |  |  |  | ITEM_CLASS | [5 empty] | 0112/2///61987#ABC441 - Mechanical and electrical construction [differential pressure gauge] |  |  |  | Standard |  |  |  | 2018-03-28 | 2013-09-27 | 2016-05-24 | 2016-05-24 |  | SC65E – IEC 61987 | C00004 |  | 0112/2///61987#ABV501 | https://cdd.iec.ch/CDD/IEC61987/iec61987.nsf/Classes/0112-2---61987%23ABC622 | https://cdd.iec.ch/cdd/iec61987/iec61987.nsf/PropertiesAllVersions/0112-2---61987%23ABD255,https://cdd.iec.ch/cdd/iec61987/iec61987.nsf/PropertiesAllVersions/0112-2---61987%23ABD263,https://cdd.iec.ch/cdd/iec61987/iec61987.nsf/PropertiesAllVersions/0112-2---61987%23ABB946,https://cdd.iec.ch/cdd/iec61987/iec61987.nsf/PropertiesAllVersions/0112-2---61987%23ABD256,https://cdd.iec.ch/cdd/iec61987/iec61987.nsf/PropertiesAllVersions/0112-2---61987%23ABB503,https://cdd.iec.ch/cdd/iec61987/iec61987.nsf/PropertiesAllVersions/0112-2---61987%23ABD481,https://cdd.iec.ch/cdd/iec61987/iec61987.nsf/PropertiesAllVersions/0112-2---61987%23ABB970,https://cdd.iec.ch/cdd/iec61987/iec61987.nsf/PropertiesAllVersions/0112-2---61987%23ABC832 | 0112-2---61987#ABC832,0112-2---61987#ABD255,0112-2---61987#ABD263,0112-2---61987#ABB946,0112-2---61987#ABD256,0112-2---61987#ABB503,0112-2---61987#ABD481,0112-2---61987#ABB970
0112/2///61987#ABD356 | 001 | 01 | 0112/2///61987#ABD356#001 | Pneumatic linear actuator |  |  |  | linear actuator that uses a pneumatic signal to control its motion |  |  | ANSI/ISA-75.05.01-2000 |  | ITEM_CLASS |  |  |  |  | 0112/2///61987#ABU513 - reference to Operating LOP for actuator |  |  |  |  | Standard |  |  |  | 2018-03-28 | 2013-09-02 | 2016-05-02 | 2016-05-02 |  | SC65E – IEC 61987 | C00019 | 001-01 (2018-03-28 07:25:59 by BATCH 00000762) standard | 0112/2///61987#ABD354 | https://cdd.iec.ch/CDD/IEC61987/iec61987.nsf/Classes/0112-2---61987%23ABD356 | https://cdd.iec.ch/cdd/iec61987/iec61987.nsf/PropertiesAllVersions/0112-2---61987%23ABU524 | 0112-2---61987#ABU524
0112/2///61987#ABA020 | 002 | 01 | 0112/2///61987#ABA020#002 | Device LOP for variable area flow transmitter/gauge |  |  |  | list of properties characterizing a variable area flow transmitter or gauge |  |  |  |  | ITEM_CLASS | [5 empty] | 0112/2///61987#ABA648 - Variable area flow gauge0112/2///61987#ABA771 - Variable area flow transmitter |  |  |  | Standard |  |  |  | 2018-03-28 | 2013-09-27 | 2016-05-24 | 2016-05-24 |  | SC65E – IEC 61987 | C00004 |  | 0112/2///61987#ABV504 | https://cdd.iec.ch/CDD/IEC61987/iec61987.nsf/Classes/0112-2---61987%23ABA020 | https://cdd.iec.ch/cdd/iec61987/iec61987.nsf/PropertiesAllVersions/0112-2---61987%23ABC899,https://cdd.iec.ch/cdd/iec61987/iec61987.nsf/PropertiesAllVersions/0112-2---61987%23ABC730,https://cdd.iec.ch/cdd/iec61987/iec61987.nsf/PropertiesAllVersions/0112-2---61987%23ABC885,https://cdd.iec.ch/cdd/iec61987/iec61987.nsf/PropertiesAllVersions/0112-2---61987%23ABC923,https://cdd.iec.ch/cdd/iec61987/iec61987.nsf/PropertiesAllVersions/0112-2---61987%23ABB206,https://cdd.iec.ch/cdd/iec61987/iec61987.nsf/PropertiesAllVersions/0112-2---61987%23ABD108,https://cdd.iec.ch/cdd/iec61987/iec61987.nsf/PropertiesAllVersions/0112-2---61987%23ABC830,https://cdd.iec.ch/cdd/iec61987/iec61987.nsf/PropertiesAllVersions/0112-2---61987%23ABD124,https://cdd.iec.ch/cdd/iec61987/iec61987.nsf/PropertiesAllVersions/0112-2---61987%23ABD187,https://cdd.iec.ch/cdd/iec61987/iec61987.nsf/PropertiesAllVersions/0112-2---61987%23ABD063,https://cdd.iec.ch/cdd/iec61987/iec61987.nsf/PropertiesAllVersions/0112-2---61987%23ABD088,https://cdd.iec.ch/cdd/iec61987/iec61987.nsf/PropertiesAllVersions/0112-2---61987%23ABD153,https://cdd.iec.ch/cdd/iec61987/iec61987.nsf/PropertiesAllVersions/0112-2---61987%23ABC786,https://cdd.iec.ch/cdd/iec61987/iec61987.nsf/PropertiesAllVersions/0112-2---61987%23ABC795,https://cdd.iec.ch/cdd/iec61987/iec61987.nsf/PropertiesAllVersions/0112-2---61987%23ABA293,https://cdd.iec.ch/cdd/iec61987/iec61987.nsf/PropertiesAllVersions/0112-2---61987%23ABC710 | 0112-2---61987#ABD187,0112-2---61987#ABD088,0112-2---61987#ABC710,0112-2---61987#ABD124,0112-2---61987#ABD153,0112-2---61987#ABC795,0112-2---61987#ABC899,0112-2---61987#ABC885,0112-2---61987#ABC923,0112-2---61987#ABC830,0112-2---61987#ABC786,0112-2---61987#ABA293,0112-2---61987#ABD063,0112-2---61987#ABC730,0112-2---61987#ABB206,0112-2---61987#ABD108
0112/2///61987#ABD505 | 003 | 01 | 0112/2///61987#ABD505#003 | Deployment conditions [3] |  |  |  | properties characterizing the deployment of the device in the pipe or vessel in order to obtain the specified performance |  |  |  |  | ITEM_CLASS | [5 empty] | 0112/2///61987#ABD507 - Installation conditions [4]0112/2///61987#ABD824 - Installation conditions [6] |  |  | false | Standard |  | IEC 61987 | IEC | 2022-12-09 | 2017-12-07 | 2022-12-09 | 2022-12-09 |  | IEC/SC 65E | C00112 |  | 0112/2///61987#ABV501 | https://cdd.iec.ch/CDD/IEC61987/iec61987.nsf/Classes/0112-2---61987%23ABD505 | https://cdd.iec.ch/cdd/iec61987/iec61987.nsf/PropertiesAllVersions/0112-2---61987%23ABC025,https://cdd.iec.ch/cdd/iec61987/iec61987.nsf/PropertiesAllVersions/0112-2---61987%23ABA088,https://cdd.iec.ch/cdd/iec61987/iec61987.nsf/PropertiesAllVersions/0112-2---61987%23ABB024 | 0112-2---61987#ABC025,0112-2---61987#ABA088,0112-2---61987#ABB024
0112/2///61987#ABA811 | 002 | 01 | 0112/2///61987#ABA811#002 | Magnet level transmitter |  |  |  | is a float level transmitter that uses a magnet and resistors to determine the position of the float |  |  |  |  | ITEM_CLASS |  |  |  |  | 0112/2///61987#ABF870 - reference to Device LOP for float level transmitter/switch0112/2///61987#ABF910 - reference to Operating LOP for level measuring equipment |  |  |  |  | Standard |  |  |  | 2018-03-28 | 2013-08-27 | 2016-05-24 | 2016-05-24 |  | SC65E – IEC 61987 | C00004 |  | 0112/2///61987#ABA809 | https://cdd.iec.ch/CDD/IEC61987/iec61987.nsf/Classes/0112-2---61987%23ABA811 |  | 0112-2---61987#ABF870
0112/2///61987#ABE354 | 001 | 01 | 0112/2///61987#ABE354#001 | Transfer radiation thermometer |  |  |  | radiation thermometer of high precision that are used to relay a temperature scale, with a small measurement uncertainty, from a national metrology institute to accredited and industrial calibration laboratories and to research laboratories | Precision radiation thermometers serve as transfer radiation thermometers for relaying the temperature scale, with a small measurement uncertainty, from the national metrology institutes (in Germany this is PTB, the National Institute for Science and Technology) to accredited and industrial calibration laboratories and to research laboratories. |  |  |  | ITEM_CLASS |  |  |  |  | 0112/2///61987#ABF896 - reference to Operating LOP for temperature measuring equipment0112/2///61987#ABF898 - reference to Device LOP for radiation thermometer |  |  |  |  | Standard |  |  |  | 2018-03-28 |  | 2016-05-24 | 2016-05-24 |  | SC65E – IEC 61987 | C00004 | 001-01 (2018-03-28 07:26:02 by BATCH 00000762) standard | 0112/2///61987#ABE341 | https://cdd.iec.ch/CDD/IEC61987/iec61987.nsf/Classes/0112-2---61987%23ABE354 |  | 0112-2---61987#ABF898
0112/2///61987#ABC501 | 004 | 01 | 0112/2///61987#ABC501#004 | Performance of indicator |  |  |  | properties characterizing the accuracy of the display unit |  |  |  |  | ITEM_CLASS | [5 empty] | 0112/2///61987#ABC494 - Performance [4]0112/2///61987#ABC498 - Performance [8]0112/2///61987#ABD971 - Performance [12]0112/2///61987#ABG229 - Performance [26]0112/2///61987#ABG232 - Performance [29]0112/2///61987#ABG233 - Performance [30] |  |  |  | Standard |  |  |  | 2018-03-28 | 2013-08-27 | 2018-03-20 | 2018-03-20 |  | SC65E – IEC 61987 | C00004 |  | 0112/2///61987#ABV501 | https://cdd.iec.ch/CDD/IEC61987/iec61987.nsf/Classes/0112-2---61987%23ABC501 | https://cdd.iec.ch/cdd/iec61987/iec61987.nsf/PropertiesAllVersions/0112-2---61987%23ABA901,https://cdd.iec.ch/cdd/iec61987/iec61987.nsf/PropertiesAllVersions/0112-2---61987%23ABB473,https://cdd.iec.ch/cdd/iec61987/iec61987.nsf/PropertiesAllVersions/0112-2---61987%23ABB666,https://cdd.iec.ch/cdd/iec61987/iec61987.nsf/PropertiesAllVersions/0112-2---61987%23ABB667 | 0112-2---61987#ABA901,0112-2---61987#ABB473,0112-2---61987#ABB666,0112-2---61987#ABB667
0112/2///61987#ABC630 | 003 | 01 | 0112/2///61987#ABC630#003 | Structural design of a remote seal [1] |  |  |  | properties characterizing the constructional details of a remote seal |  |  |  |  | ITEM_CLASS | [5 empty] | 0112/2///61987#ABC620 - Structural design [differential pressure transmitter]0112/2///61987#ABC622 - Structural design [differential pressure gauge]0112/2///61987#ABG407 - Structural design [hydrostatic pressure level transmitter]0112/2///61987#ABC619 - Structural design [absolute/gauge pressure transmitter]0112/2///61987#ABC621 - Structural design [absolute/gauge pressure gauge] |  |  |  | Standard |  |  |  | 2018-03-28 | 2013-09-27 | 2018-03-20 | 2018-03-20 |  | SC65E – IEC 61987 | C00004 |  | 0112/2///61987#ABV501 | https://cdd.iec.ch/CDD/IEC61987/iec61987.nsf/Classes/0112-2---61987%23ABC630 | https://cdd.iec.ch/cdd/iec61987/iec61987.nsf/PropertiesAllVersions/0112-2---61987%23ABA636,https://cdd.iec.ch/cdd/iec61987/iec61987.nsf/PropertiesAllVersions/0112-2---61987%23ABB031,https://cdd.iec.ch/cdd/iec61987/iec61987.nsf/PropertiesAllVersions/0112-2---61987%23ABB029,https://cdd.iec.ch/cdd/iec61987/iec61987.nsf/PropertiesAllVersions/0112-2---61987%23ABB030,https://cdd.iec.ch/cdd/iec61987/iec61987.nsf/PropertiesAllVersions/0112-2---61987%23ABC783,https://cdd.iec.ch/cdd/iec61987/iec61987.nsf/PropertiesAllVersions/0112-2---61987%23ABC826,https://cdd.iec.ch/cdd/iec61987/iec61987.nsf/PropertiesAllVersions/0112-2---61987%23ABD203,https://cdd.iec.ch/cdd/iec61987/iec61987.nsf/PropertiesAllVersions/0112-2---61987%23ABC978,https://cdd.iec.ch/cdd/iec61987/iec61987.nsf/PropertiesAllVersions/0112-2---61987%23ABC977,https://cdd.iec.ch/cdd/iec61987/iec61987.nsf/PropertiesAllVersions/0112-2---61987%23ABD011,https://cdd.iec.ch/cdd/iec61987/iec61987.nsf/PropertiesAllVersions/0112-2---61987%23ABB040,https://cdd.iec.ch/cdd/iec61987/iec61987.nsf/PropertiesAllVersions/0112-2---61987%23ABB074,https://cdd.iec.ch/cdd/iec61987/iec61987.nsf/PropertiesAllVersions/0112-2---61987%23ABB949,https://cdd.iec.ch/cdd/iec61987/iec61987.nsf/PropertiesAllVersions/0112-2---61987%23ABB136,https://cdd.iec.ch/cdd/iec61987/iec61987.nsf/PropertiesAllVersions/0112-2---61987%23ABB521,https://cdd.iec.ch/cdd/iec61987/iec61987.nsf/PropertiesAllVersions/0112-2---61987%23ABA147,https://cdd.iec.ch/cdd/iec61987/iec61987.nsf/PropertiesAllVersions/0112-2---61987%23ABA633,https://cdd.iec.ch/cdd/iec61987/iec61987.nsf/PropertiesAllVersions/0112-2---61987%23ABC917,https://cdd.iec.ch/cdd/iec61987/iec61987.nsf/PropertiesAllVersions/0112-2---61987%23ABC828,https://cdd.iec.ch/cdd/iec61987/iec61987.nsf/PropertiesAllVersions/0112-2---61987%23ABC784 | 0112-2---61987#ABC828,0112-2---61987#ABC826,0112-2---61987#ABD011,0112-2---61987#ABA633,0112-2---61987#ABB040,0112-2---61987#ABB074,0112-2---61987#ABA147,0112-2---61987#ABB030,0112-2---61987#ABD203,0112-2---61987#ABC978,0112-2---61987#ABB136,0112-2---61987#ABB521,0112-2---61987#ABC917,0112-2---61987#ABC784,0112-2---61987#ABB031,0112-2---61987#ABC977,0112-2---61987#ABB949,0112-2---61987#ABA636,0112-2---61987#ABB029,0112-2---61987#ABC783
0112/2///61987#ABA756 | 002 | 01 | 0112/2///61987#ABA756#002 | Refractive index density transmitter |  |  |  | density transmitter that measures the refractive index of a liquid and outputs a signal representative of density |  |  |  |  | ITEM_CLASS |  |  |  |  | 0112/2///61987#ABF920 - reference to Operating LOP for density measuring equipment |  |  |  |  | Standard |  |  |  | 2018-03-28 | 2013-08-27 | 2018-03-20 | 2018-03-20 |  | SC65E – IEC 61987 | C00017 |  | 0112/2///61987#ABA754 | https://cdd.iec.ch/CDD/IEC61987/iec61987.nsf/Classes/0112-2---61987%23ABA756 | https://cdd.iec.ch/cdd/iec61987/iec61987.nsf/PropertiesAllVersions/0112-2---61987%23ABF912 | 0112-2---61987#ABF912,0112-2---61987#ABF920
0112/2///61987#ABA018 | 002 | 01 | 0112/2///61987#ABA018#002 | Device LOP for turbine/propeller/Woltmann flow transmitter/gauge |  |  |  | list of properties characterizing a turbine, propeller, and Woltmann flow transmitter or gauge |  |  |  |  | ITEM_CLASS | [5 empty] | 0112/2///61987#ABA647 - Turbine flow gauge0112/2///61987#ABA797 - Propeller flow transmitter0112/2///61987#ABA799 - Turbine flow transmitter |  |  |  | Standard |  |  |  | 2018-03-28 | 2013-09-27 | 2016-05-24 | 2016-05-24 |  | SC65E – IEC 61987 | C00004 |  | 0112/2///61987#ABV504 | https://cdd.iec.ch/CDD/IEC61987/iec61987.nsf/Classes/0112-2---61987%23ABA018 | https://cdd.iec.ch/cdd/iec61987/iec61987.nsf/PropertiesAllVersions/0112-2---61987%23ABC899,https://cdd.iec.ch/cdd/iec61987/iec61987.nsf/PropertiesAllVersions/0112-2---61987%23ABC730,https://cdd.iec.ch/cdd/iec61987/iec61987.nsf/PropertiesAllVersions/0112-2---61987%23ABC885,https://cdd.iec.ch/cdd/iec61987/iec61987.nsf/PropertiesAllVersions/0112-2---61987%23ABC925,https://cdd.iec.ch/cdd/iec61987/iec61987.nsf/PropertiesAllVersions/0112-2---61987%23ABB206,https://cdd.iec.ch/cdd/iec61987/iec61987.nsf/PropertiesAllVersions/0112-2---61987%23ABD109,https://cdd.iec.ch/cdd/iec61987/iec61987.nsf/PropertiesAllVersions/0112-2---61987%23ABC830,https://cdd.iec.ch/cdd/iec61987/iec61987.nsf/PropertiesAllVersions/0112-2---61987%23ABD124,https://cdd.iec.ch/cdd/iec61987/iec61987.nsf/PropertiesAllVersions/0112-2---61987%23ABD187,https://cdd.iec.ch/cdd/iec61987/iec61987.nsf/PropertiesAllVersions/0112-2---61987%23ABD061,https://cdd.iec.ch/cdd/iec61987/iec61987.nsf/PropertiesAllVersions/0112-2---61987%23ABD088,https://cdd.iec.ch/cdd/iec61987/iec61987.nsf/PropertiesAllVersions/0112-2---61987%23ABD154,https://cdd.iec.ch/cdd/iec61987/iec61987.nsf/PropertiesAllVersions/0112-2---61987%23ABC786,https://cdd.iec.ch/cdd/iec61987/iec61987.nsf/PropertiesAllVersions/0112-2---61987%23ABC795,https://cdd.iec.ch/cdd/iec61987/iec61987.nsf/PropertiesAllVersions/0112-2---61987%23ABA293,https://cdd.iec.ch/cdd/iec61987/iec61987.nsf/PropertiesAllVersions/0112-2---61987%23ABC710 | 0112-2---61987#ABD187,0112-2---61987#ABC925,0112-2---61987#ABC830,0112-2---61987#ABD154,0112-2---61987#ABC786,0112-2---61987#ABA293,0112-2---61987#ABC710,0112-2---61987#ABC885,0112-2---61987#ABD109,0112-2---61987#ABC795,0112-2---61987#ABC730,0112-2---61987#ABD124,0112-2---61987#ABD061,0112-2---61987#ABD088,0112-2---61987#ABC899,0112-2---61987#ABB206
0112/2///61987#ABD926 | 001 | 02 | 0112/2///61987#ABD926#001 | Material of upper shaft bearing |  |  |  | properties characterizing the material of which a upper shaft bearing is made |  |  |  |  | ITEM_CLASS | [5 empty] | 0112/2///61987#ABE026 - Structural design of a ball valve0112/2///61987#ABE027 - Structural design of a butterfly valve0112/2///61987#ABE036 - Structural design of an eccentric plug valve |  |  |  | Standard |  |  |  | 2018-03-28 | 2013-09-02 | 2013-09-02 | 2014-06-18 |  | SC65E – IEC 61987 | C00009 |  | 0112/2///61987#ABV501 | https://cdd.iec.ch/CDD/IEC61987/iec61987.nsf/Classes/0112-2---61987%23ABD926 | https://cdd.iec.ch/cdd/iec61987/iec61987.nsf/PropertiesAllVersions/0112-2---61987%23ABB455,https://cdd.iec.ch/cdd/iec61987/iec61987.nsf/PropertiesAllVersions/0112-2---61987%23ABI460,https://cdd.iec.ch/cdd/iec61987/iec61987.nsf/PropertiesAllVersions/0112-2---61987%23ABA908,https://cdd.iec.ch/cdd/iec61987/iec61987.nsf/PropertiesAllVersions/0112-2---61987%23ABA907 | 0112-2---61987#ABB455,0112-2---61987#ABI460,0112-2---61987#ABA908,0112-2---61987#ABA907
0112/2///61987#ABH622 | 001 | 01 | 0112/2///61987#ABH622#001 | Calibration of ullage |  |  |  | properties characterizing the calibration of ullage output values of a device |  |  |  |  | ITEM_CLASS | [5 empty] | 0112/2///61987#ABH561 - Calibration |  |  |  | Standard |  |  |  | 2019-03-08 | 2017-12-07 | 2019-03-08 | 2019-03-08 |  | SC65E – IEC 61987 | C00018 | 001-01 (2019-03-08 15:35:12 by BATCH 00000766) standard | 0112/2///61987#ABV501 | https://cdd.iec.ch/CDD/IEC61987/iec61987.nsf/Classes/0112-2---61987%23ABH622 | https://cdd.iec.ch/cdd/iec61987/iec61987.nsf/PropertiesAllVersions/0112-2---61987%23ABH594,https://cdd.iec.ch/cdd/iec61987/iec61987.nsf/PropertiesAllVersions/0112-2---61987%23ABH752 | 0112-2---61987#ABH594,0112-2---61987#ABH752
0112/2///61987#ABH813 | 001 | 01 | 0112/2///61987#ABH813#001 | Hazardous goods |  |  |  | properties characterizing hazardous goods |  |  |  |  | ITEM_CLASS | [5 empty] | 0112/2///61987#ABH806 - Storage0112/2///61987#ABI413 - Packaging and transportation |  |  |  | Standard |  |  |  | 2019-03-08 | 2017-12-07 | 2019-03-08 | 2019-03-08 |  | SC65E – IEC 61987 | C0018 | 001-01 (2019-03-08 15:35:12 by BATCH 00000766) standard | 0112/2///61987#ABV501 | https://cdd.iec.ch/CDD/IEC61987/iec61987.nsf/Classes/0112-2---61987%23ABH813 | https://cdd.iec.ch/cdd/iec61987/iec61987.nsf/PropertiesAllVersions/0112-2---61987%23ABH814,https://cdd.iec.ch/cdd/iec61987/iec61987.nsf/PropertiesAllVersions/0112-2---61987%23ABH815,https://cdd.iec.ch/cdd/iec61987/iec61987.nsf/PropertiesAllVersions/0112-2---61987%23ABH816,https://cdd.iec.ch/cdd/iec61987/iec61987.nsf/PropertiesAllVersions/0112-2---61987%23ABH817,https://cdd.iec.ch/cdd/iec61987/iec61987.nsf/PropertiesAllVersions/0112-2---61987%23ABH818,https://cdd.iec.ch/cdd/iec61987/iec61987.nsf/PropertiesAllVersions/0112-2---61987%23ABH819,https://cdd.iec.ch/cdd/iec61987/iec61987.nsf/PropertiesAllVersions/0112-2---61987%23ABH820,https://cdd.iec.ch/cdd/iec61987/iec61987.nsf/PropertiesAllVersions/0112-2---61987%23ABH821,https://cdd.iec.ch/cdd/iec61987/iec61987.nsf/PropertiesAllVersions/0112-2---61987%23ABH822,https://cdd.iec.ch/cdd/iec61987/iec61987.nsf/PropertiesAllVersions/0112-2---61987%23ABH823,https://cdd.iec.ch/cdd/iec61987/iec61987.nsf/PropertiesAllVersions/0112-2---61987%23ABH824 | 0112-2---61987#ABH816,0112-2---61987#ABH817,0112-2---61987#ABH818,0112-2---61987#ABH820,0112-2---61987#ABH821,0112-2---61987#ABH823,0112-2---61987#ABH814,0112-2---61987#ABH815,0112-2---61987#ABH819,0112-2---61987#ABH822,0112-2---61987#ABH824
0112/2///61987#ABA778 | 003 | 01 | 0112/2///61987#ABA778#003 | Head-type flow transmitter |  |  |  | pressure-type flow transmitter that measures the difference in head across an obstruction or restriction and outputs a signal representative of flow |  |  |  |  | ITEM_CLASS |  |  |  |  | 0112/2///61987#ABU125 - reference to Operating LOP for flow measuring equipment |  |  |  |  | Standard |  |  |  | 2018-03-28 | 2013-08-27 | 2016-05-24 | 2016-05-24 |  | SC65E – IEC 61987 | C00004 |  | 0112/2///61987#ABA766 | https://cdd.iec.ch/CDD/IEC61987/iec61987.nsf/Classes/0112-2---61987%23ABA778
0112/2///61987#ABC550 | 001 | 02 | 0112/2///61987#ABC550#001 | Pulse generator |  |  |  | properties characterizing a device or a device component to generate electrical pulses |  |  |  |  | ITEM_CLASS | [5 empty] | 0112/2///61987#ABC627 - Structural design of a helix flow transmitter or gauge0112/2///61987#ABC628 - Structural design of a positive displacement flow transmitter or gauge0112/2///61987#ABC632 - Structural design of a piston flow transmitter or gauge0112/2///61987#ABC633 - Structural design of a rotating element flow transmitter or gauge0112/2///61987#ABC640 - Structural design of an (oval) gear flow transmitter or gauge |  |  |  | Standard |  |  |  | 2018-03-28 | 2013-08-27 | 2013-08-27 | 2014-06-18 |  | SC65E – IEC 61987 | C00004 |  | 0112/2///61987#ABV501 | https://cdd.iec.ch/CDD/IEC61987/iec61987.nsf/Classes/0112-2---61987%23ABC550 | https://cdd.iec.ch/cdd/iec61987/iec61987.nsf/PropertiesAllVersions/0112-2---61987%23ABB124,https://cdd.iec.ch/cdd/iec61987/iec61987.nsf/PropertiesAllVersions/0112-2---61987%23ABB125 | 0112-2---61987#ABB124,0112-2---61987#ABB125
0112/2///61987#ABD985 | 002 | 01 | 0112/2///61987#ABD985#002 | Pressure-temperature design conditions [2] |  |  |  | properties characterizing process safety conditions of process equipment used |  |  |  |  | ITEM_CLASS | [5 empty] | 0112/2///61987#ABD950 - Operating conditions for device design [2] |  |  |  | Standard |  |  |  | 2018-03-28 | 2013-09-02 | 2018-03-20 | 2018-03-20 |  | SC65E – IEC 61987 | C00004 |  | 0112/2///61987#ABV501 | https://cdd.iec.ch/CDD/IEC61987/iec61987.nsf/Classes/0112-2---61987%23ABD985 | https://cdd.iec.ch/cdd/iec61987/iec61987.nsf/PropertiesAllVersions/0112-2---61987%23ABA591,https://cdd.iec.ch/cdd/iec61987/iec61987.nsf/PropertiesAllVersions/0112-2---61987%23ABA136,https://cdd.iec.ch/cdd/iec61987/iec61987.nsf/PropertiesAllVersions/0112-2---61987%23ABC818 | 0112-2---61987#ABA591,0112-2---61987#ABA136,0112-2---61987#ABC818
0112/2///61987#ABG315 | 001 | 01 | 0112/2///61987#ABG315#001 | Dynamic behaviour [3] |  |  |  | properties characterizing the dynamic response of a device output |  |  |  |  | ITEM_CLASS | [5 empty] | 0112/2///61987#ABG309 - Percentage performance [6] |  |  |  | Standard |  | IEC 61987 | IEC | 2018-03-28 | 2017-09-22 | 2017-09-22 | 2017-09-22 |  | SC65E – IEC 61987 | C00019 | 001-01 (2018-03-28 07:26:08 by BATCH 00000762) standard | 0112/2///61987#ABV501 | https://cdd.iec.ch/CDD/IEC61987/iec61987.nsf/Classes/0112-2---61987%23ABG315 | https://cdd.iec.ch/cdd/iec61987/iec61987.nsf/PropertiesAllVersions/0112-2---61987%23ABA569,https://cdd.iec.ch/cdd/iec61987/iec61987.nsf/PropertiesAllVersions/0112-2---61987%23ABB717,https://cdd.iec.ch/cdd/iec61987/iec61987.nsf/PropertiesAllVersions/0112-2---61987%23ABA570,https://cdd.iec.ch/cdd/iec61987/iec61987.nsf/PropertiesAllVersions/0112-2---61987%23ABB718,https://cdd.iec.ch/cdd/iec61987/iec61987.nsf/PropertiesAllVersions/0112-2---61987%23ABB719 | 0112-2---61987#ABA569,0112-2---61987#ABB717,0112-2---61987#ABA570,0112-2---61987#ABB718,0112-2---61987#ABB719
0112/2///61987#ABC286 | 001 | 02 | 0112/2///61987#ABC286#001 | Influence of process temperature at selected test point |  |  |  | properties characterizing the influence of process temperature for selected process temperatures |  | PROLIST-Id: Prol_neu-xxx725 |  |  | ITEM_CLASS | [5 empty] | 0112/2///61987#ABC276 - Influence of external quantities expressed as a percentage0112/2///61987#ABC277 - Influence of external quantities expressed as a percentage for pressure0112/2///61987#ABG313 - Influence of external quantities expressed as a percentage [3]0112/2///61987#ABG314 - Influence of external quantities expressed as a percentage [4]0112/2///61987#ABJ593 - Influence of external quantities expressed as a percentage [5] |  |  |  | Standard |  |  |  | 2018-03-28 | 2013-08-27 | 2013-08-27 | 2014-06-18 |  | SC65E – IEC 61987 | C00004 |  | 0112/2///61987#ABV501 | https://cdd.iec.ch/CDD/IEC61987/iec61987.nsf/Classes/0112-2---61987%23ABC286 | https://cdd.iec.ch/cdd/iec61987/iec61987.nsf/PropertiesAllVersions/0112-2---61987%23ABB677,https://cdd.iec.ch/cdd/iec61987/iec61987.nsf/PropertiesAllVersions/0112-2---61987%23ABB678,https://cdd.iec.ch/cdd/iec61987/iec61987.nsf/PropertiesAllVersions/0112-2---61987%23ABB679 | 0112-2---61987#ABB677,0112-2---61987#ABB678,0112-2---61987#ABB679
0112/2///61987#ABC341 | 001 | 02 | 0112/2///61987#ABC341#001 | Material of ball/needle |  |  |  | properties characterizing the material of a ball or needle of a valve |  |  |  |  | ITEM_CLASS | [5 empty] | 0112/2///61987#ABC677 - Valve |  |  |  | Standard |  |  |  | 2018-03-28 | 2013-08-27 | 2013-08-27 | 2014-06-18 |  | SC65E – IEC 61987 | C00019 |  | 0112/2///61987#ABV501 | https://cdd.iec.ch/CDD/IEC61987/iec61987.nsf/Classes/0112-2---61987%23ABC341 | https://cdd.iec.ch/cdd/iec61987/iec61987.nsf/PropertiesAllVersions/0112-2---61987%23ABB455,https://cdd.iec.ch/cdd/iec61987/iec61987.nsf/PropertiesAllVersions/0112-2---61987%23ABI460,https://cdd.iec.ch/cdd/iec61987/iec61987.nsf/PropertiesAllVersions/0112-2---61987%23ABA908,https://cdd.iec.ch/cdd/iec61987/iec61987.nsf/PropertiesAllVersions/0112-2---61987%23ABA907 | 0112-2---61987#ABB455,0112-2---61987#ABI460,0112-2---61987#ABA908,0112-2---61987#ABA907
0112/2///61987#ABC601 | 001 | 02 | 0112/2///61987#ABC601#001 | Special regulation |  |  |  | properties characterizing special standards or other regulations to be applied |  |  |  |  | ITEM_CLASS | [5 empty] | 0112/2///61987#ABC138 - Battery |  |  |  | Standard |  |  |  | 2018-03-28 | 2013-08-27 | 2013-08-27 | 2014-06-18 |  | SC65E – IEC 61987 | C00004 |  | 0112/2///61987#ABV501 | https://cdd.iec.ch/CDD/IEC61987/iec61987.nsf/Classes/0112-2---61987%23ABC601 | https://cdd.iec.ch/cdd/iec61987/iec61987.nsf/PropertiesAllVersions/0112-2---61987%23ABB508,https://cdd.iec.ch/cdd/iec61987/iec61987.nsf/PropertiesAllVersions/0112-2---61987%23ABB509 | 0112-2---61987#ABB508,0112-2---61987#ABB509
0112/2///61987#ABD990 | 001 | 02 | 0112/2///61987#ABD990#001 | Process conditions for final control elements |  |  |  | properties characterizing the range of process conditions for final control elements |  |  |  |  | ITEM_CLASS | [5 empty] | 0112/2///61987#ABD987 - Process case [valves] |  |  |  | Standard |  |  |  | 2018-03-28 | 2013-09-02 | 2013-09-02 | 2014-06-18 |  | SC65E – IEC 61987 | C00009 |  | 0112/2///61987#ABV501 | https://cdd.iec.ch/CDD/IEC61987/iec61987.nsf/Classes/0112-2---61987%23ABD990 | https://cdd.iec.ch/cdd/iec61987/iec61987.nsf/PropertiesAllVersions/0112-2---61987%23ABD672,https://cdd.iec.ch/cdd/iec61987/iec61987.nsf/PropertiesAllVersions/0112-2---61987%23ABE244,https://cdd.iec.ch/cdd/iec61987/iec61987.nsf/PropertiesAllVersions/0112-2---61987%23ABD673,https://cdd.iec.ch/cdd/iec61987/iec61987.nsf/PropertiesAllVersions/0112-2---61987%23ABE245,https://cdd.iec.ch/cdd/iec61987/iec61987.nsf/PropertiesAllVersions/0112-2---61987%23ABE072 | 0112-2---61987#ABD672,0112-2---61987#ABE244,0112-2---61987#ABD673,0112-2---61987#ABE245,0112-2---61987#ABE072
0112/2///61987#ABG426 | 001 | 01 | 0112/2///61987#ABG426#001 | Structural design [thermal level switch] |  |  |  | properties characterizing the constructional details of a device |  |  |  |  | ITEM_CLASS | [5 empty] | 0112/2///61987#ABG381 - Mechanical and electrical construction [thermal level switch] |  |  |  | Standard |  | IEC 61987 | IEC | 2018-03-28 | 2014-12-17 | 2018-03-20 | 2018-03-20 |  | SC65E – IEC 61987 | C00018 | 001-01 (2018-03-28 07:26:11 by BATCH 00000762) standard | 0112/2///61987#ABV501 | https://cdd.iec.ch/CDD/IEC61987/iec61987.nsf/Classes/0112-2---61987%23ABG426 | https://cdd.iec.ch/cdd/iec61987/iec61987.nsf/PropertiesAllVersions/0112-2---61987%23ABF767,https://cdd.iec.ch/cdd/iec61987/iec61987.nsf/PropertiesAllVersions/0112-2---61987%23ABF374,https://cdd.iec.ch/cdd/iec61987/iec61987.nsf/PropertiesAllVersions/0112-2---61987%23ABF796,https://cdd.iec.ch/cdd/iec61987/iec61987.nsf/PropertiesAllVersions/0112-2---61987%23ABD284 | 0112-2---61987#ABF767,0112-2---61987#ABF374,0112-2---61987#ABF796,0112-2---61987#ABD284
0112/2///61987#ABE363 | 002 | 01 | 0112/2///61987#ABE363#002 | Non-contact temperature transmitter |  |  |  | temperature transmitter, the sensing element of which has no physical contact to the media or object being measured |  |  |  |  | ITEM_CLASS |  |  |  |  | 0112/2///61987#ABF896 - reference to Operating LOP for temperature measuring equipment |  |  |  |  | Standard |  |  |  | 2018-03-28 |  | 2016-05-24 | 2016-05-24 |  | SC65E – IEC 61987 | C00004 |  | 0112/2///61987#ABA835 | https://cdd.iec.ch/CDD/IEC61987/iec61987.nsf/Classes/0112-2---61987%23ABE363 |  | 0112-2---61987#ABF896
0112/2///61987#ABE751 | 002 | 01 | 0112/2///61987#ABE751#002 | Device LOP for stilling well |  |  |  | list of properties characterizing a stilling well |  |  |  |  | ITEM_CLASS | [5 empty] | 0112/2///61987#ABE452 - Stilling well |  |  |  | Standard |  | IEC 61987 | IEC | 2022-09-08 | 2017-12-07 | 2022-09-08 | 2022-09-08 |  | IEC/SC 65E | C00121 |  | 0112/2///61987#ABV504 | https://cdd.iec.ch/CDD/IEC61987/iec61987.nsf/Classes/0112-2---61987%23ABE751 | https://cdd.iec.ch/cdd/iec61987/iec61987.nsf/PropertiesAllVersions/0112-2---61987%23ABC899,https://cdd.iec.ch/cdd/iec61987/iec61987.nsf/PropertiesAllVersions/0112-2---61987%23ABC730,https://cdd.iec.ch/cdd/iec61987/iec61987.nsf/PropertiesAllVersions/0112-2---61987%23ABD192,https://cdd.iec.ch/cdd/iec61987/iec61987.nsf/PropertiesAllVersions/0112-2---61987%23ABG944,https://cdd.iec.ch/cdd/iec61987/iec61987.nsf/PropertiesAllVersions/0112-2---61987%23ABC786,https://cdd.iec.ch/cdd/iec61987/iec61987.nsf/PropertiesAllVersions/0112-2---61987%23ABC795,https://cdd.iec.ch/cdd/iec61987/iec61987.nsf/PropertiesAllVersions/0112-2---61987%23ABA293,https://cdd.iec.ch/cdd/iec61987/iec61987.nsf/PropertiesAllVersions/0112-2---61987%23ABC710 | 0112-2---61987#ABC710,0112-2---61987#ABC899,0112-2---61987#ABC730,0112-2---61987#ABD192,0112-2---61987#ABG944,0112-2---61987#ABC786,0112-2---61987#ABC795,0112-2---61987#ABA293
0112/2///61987#ABD928 | 002 | 01 | 0112/2///61987#ABD928#002 | Material of wedge sealing edge |  |  |  | properties characterizing the material of which a wedge sealing edge is made |  |  |  |  | ITEM_CLASS | [5 empty] | - |  |  |  | Standard |  |  |  | 2018-03-28 | 2018-03-28 | 2018-03-28 | 2018-03-28 |  | SC65E – IEC 61987 | C00009 |  | 0112/2///61987#ABV501 | https://cdd.iec.ch/CDD/IEC61987/iec61987.nsf/Classes/0112-2---61987%23ABD928 | https://cdd.iec.ch/cdd/iec61987/iec61987.nsf/PropertiesAllVersions/0112-2---61987%23ABB455,https://cdd.iec.ch/cdd/iec61987/iec61987.nsf/PropertiesAllVersions/0112-2---61987%23ABI460,https://cdd.iec.ch/cdd/iec61987/iec61987.nsf/PropertiesAllVersions/0112-2---61987%23ABA908,https://cdd.iec.ch/cdd/iec61987/iec61987.nsf/PropertiesAllVersions/0112-2---61987%23ABA907 | 0112-2---61987#ABB455,0112-2---61987#ABI460,0112-2---61987#ABA908,0112-2---61987#ABA907
0112/2///61987#ABF630 | 001 | 01 | 0112/2///61987#ABF630#001 | Temperature gauge input |  |  |  | properties characterizing an input for temperature gauges |  | Polymorphic element: ABF630, Id: 3 |  |  | ITEM_CLASS | [5 empty] | 0112/2///61987#ABG356 - Temperature measurement [2] |  |  |  | Standard |  | IEC 61987 | IEC | 2018-03-28 | 2017-09-22 | 2017-09-22 | 2017-09-22 |  | SC65E – IEC 61987 | C00019 | 001-01 (2018-03-28 07:26:06 by BATCH 00000762) standard | 0112/2///61987#ABV501 | https://cdd.iec.ch/CDD/IEC61987/iec61987.nsf/Classes/0112-2---61987%23ABF630 | https://cdd.iec.ch/cdd/iec61987/iec61987.nsf/PropertiesAllVersions/0112-2---61987%23ABB197,https://cdd.iec.ch/cdd/iec61987/iec61987.nsf/PropertiesAllVersions/0112-2---61987%23ABB015,https://cdd.iec.ch/cdd/iec61987/iec61987.nsf/PropertiesAllVersions/0112-2---61987%23ABF757 | 0112-2---61987#ABB197,0112-2---61987#ABB015,0112-2---61987#ABF757
0112/2///61987#ABA776 | 003 | 01 | 0112/2///61987#ABA776#003 | Target flow transmitter |  |  |  | force-balance flow transmitter that uses a target as primary element |  |  |  |  | ITEM_CLASS |  |  |  |  | 0112/2///61987#ABU125 - reference to Operating LOP for flow measuring equipment |  |  |  |  | Standard |  |  |  | 2018-03-28 | 2013-08-27 | 2016-05-24 | 2016-05-24 |  | SC65E – IEC 61987 | C00004 |  | 0112/2///61987#ABA774 | https://cdd.iec.ch/CDD/IEC61987/iec61987.nsf/Classes/0112-2---61987%23ABA776
0112/2///61987#ABA883 | 002 | 01 | 0112/2///61987#ABA883#002 | Head-mounted flow transmitter |  |  |  | separate flow transmitter designed for mounting in a connection head |  |  |  |  | ITEM_CLASS |  |  |  |  | 0112/2///61987#ABE645 - reference to Generic OLOP for system components0112/2///61987#ABU345 - reference to Device LOP for remote/separate transmitter |  |  |  |  | Standard |  |  |  | 2018-03-28 | 2013-08-27 | 2016-05-24 | 2016-05-24 |  | SC65E – IEC 61987 | C00004 |  | 0112/2///61987#ABA882 | https://cdd.iec.ch/CDD/IEC61987/iec61987.nsf/Classes/0112-2---61987%23ABA883 |  | 0112-2---61987#ABU345
0112/2///61987#ABO062 | 001 | 01 | 0112/2///61987#ABO062#001 | Power supply |  |  |  | infrastructure device that can convert, rectify, regulate or otherwise modify the form of energy from the power source to provide suitable energy for a system or elements of a system |  |  | IEC 61987-1, ed. 1.0 (2006-12), 3.34 (mod) |  | ITEM_CLASS |  |  |  |  | 0112/2///61987#ABP285 - reference to Operating LOP for infrastructure devices |  |  |  | false | Standard |  | IEC 61987-31 | IEC | 2022-10-26 | 2022-10-26 | 2022-10-26 | 2022-10-26 |  | IEC/SC 65E | C00127 | 001-01 (2022-10-26 07:15:17 by BATCH 00000802) standard | 0112/2///61987#ABN977 | https://cdd.iec.ch/CDD/IEC61987/iec61987.nsf/Classes/0112-2---61987%23ABO062 |  | 0112-2---61987#ABP285
0112/2///61987#ABC416 | 001 | 02 | 0112/2///61987#ABC416#001 | Measuring range for dynamic viscosity |  |  |  | properties characterizing a dynamic viscosity measuring range |  |  |  |  | ITEM_CLASS | [5 empty] | 0112/2///61987#ABC211 - Dynamic viscosity measurement |  |  |  | Standard |  |  |  | 2018-03-28 | 2013-08-27 | 2013-08-27 | 2014-06-18 |  | SC65E – IEC 61987 | C00004 |  | 0112/2///61987#ABV501 | https://cdd.iec.ch/CDD/IEC61987/iec61987.nsf/Classes/0112-2---61987%23ABC416 | https://cdd.iec.ch/cdd/iec61987/iec61987.nsf/PropertiesAllVersions/0112-2---61987%23ABA445,https://cdd.iec.ch/cdd/iec61987/iec61987.nsf/PropertiesAllVersions/0112-2---61987%23ABA446,https://cdd.iec.ch/cdd/iec61987/iec61987.nsf/PropertiesAllVersions/0112-2---61987%23ABB561,https://cdd.iec.ch/cdd/iec61987/iec61987.nsf/PropertiesAllVersions/0112-2---61987%23ABA967 | 0112-2---61987#ABA446,0112-2---61987#ABB561,0112-2---61987#ABA967,0112-2---61987#ABA445
0112/2///61987#ABE914 | 001 | 01 | 0112/2///61987#ABE914#001 | Assigned ullage pulse value | Assigned freeboard pulse value |  |  | properties characterizing a pulse values configured at the factory for ullage |  | Polymorphic element: ABE914, Id: 9 |  |  | ITEM_CLASS | [5 empty] | 0112/2///61987#ABG099 - Assigned variable [19]0112/2///61987#ABG101 - Assigned variable [21] |  |  |  | Standard |  | IEC 61987 | IEC | 2018-03-28 | 2018-03-28 | 2018-03-28 | 2018-03-28 |  | SC65E – IEC 61987 | C00018 | 001-01 (2018-03-28 07:26:04 by BATCH 00000762) standard | 0112/2///61987#ABV501 | https://cdd.iec.ch/CDD/IEC61987/iec61987.nsf/Classes/0112-2---61987%23ABE914 | https://cdd.iec.ch/cdd/iec61987/iec61987.nsf/PropertiesAllVersions/0112-2---61987%23ABE919,https://cdd.iec.ch/cdd/iec61987/iec61987.nsf/PropertiesAllVersions/0112-2---61987%23ABE920,https://cdd.iec.ch/cdd/iec61987/iec61987.nsf/PropertiesAllVersions/0112-2---61987%23ABE926,https://cdd.iec.ch/cdd/iec61987/iec61987.nsf/PropertiesAllVersions/0112-2---61987%23ABE929,https://cdd.iec.ch/cdd/iec61987/iec61987.nsf/PropertiesAllVersions/0112-2---61987%23ABE930,https://cdd.iec.ch/cdd/iec61987/iec61987.nsf/PropertiesAllVersions/0112-2---61987%23ABE936 | 0112-2---61987#ABE929,0112-2---61987#ABE930,0112-2---61987#ABE936,0112-2---61987#ABE919,0112-2---61987#ABE920,0112-2---61987#ABE926
0112/2///61987#ABF051 | 001 | 01 | 0112/2///61987#ABF051#001 | Material of support bracket |  |  |  | properties characterizing the material of which the support bracket is made |  |  |  |  | ITEM_CLASS | [5 empty] | 0112/2///61987#ABF050 - Horizontal float switch |  |  |  | Standard |  | IEC 61987 | IEC | 2018-03-28 | 2018-03-28 | 2018-03-28 | 2018-03-28 |  | SC65E – IEC 61987 | C00018 | 001-01 (2018-03-28 07:26:05 by BATCH 00000762) standard | 0112/2///61987#ABV501 | https://cdd.iec.ch/CDD/IEC61987/iec61987.nsf/Classes/0112-2---61987%23ABF051 | https://cdd.iec.ch/cdd/iec61987/iec61987.nsf/PropertiesAllVersions/0112-2---61987%23ABB455,https://cdd.iec.ch/cdd/iec61987/iec61987.nsf/PropertiesAllVersions/0112-2---61987%23ABI460,https://cdd.iec.ch/cdd/iec61987/iec61987.nsf/PropertiesAllVersions/0112-2---61987%23ABA908,https://cdd.iec.ch/cdd/iec61987/iec61987.nsf/PropertiesAllVersions/0112-2---61987%23ABA907 | 0112-2---61987#ABB455,0112-2---61987#ABI460,0112-2---61987#ABA908,0112-2---61987#ABA907
0112/2///61987#ABG396 | 001 | 01 | 0112/2///61987#ABG396#001 | Mechanical and electrical construction [density transmitter] |  |  |  | properties characterizing the constructional details of the device and its parts |  |  | IEC 61987-1, 5.8 |  | ITEM_CLASS | [5 empty] | 0112/2///61987#ABF865 - Device LOP for density transmitter |  |  |  | Standard |  | IEC 61987 | IEC | 2018-03-28 | 2014-12-17 | 2018-03-20 | 2018-03-20 |  | SC65E – IEC 61987 | C00017 | 001-01 (2018-03-28 07:26:09 by BATCH 00000762) standard | 0112/2///61987#ABV501 | https://cdd.iec.ch/CDD/IEC61987/iec61987.nsf/Classes/0112-2---61987%23ABG396 | https://cdd.iec.ch/cdd/iec61987/iec61987.nsf/PropertiesAllVersions/0112-2---61987%23ABD114,https://cdd.iec.ch/cdd/iec61987/iec61987.nsf/PropertiesAllVersions/0112-2---61987%23ABH001,https://cdd.iec.ch/cdd/iec61987/iec61987.nsf/PropertiesAllVersions/0112-2---61987%23ABB139,https://cdd.iec.ch/cdd/iec61987/iec61987.nsf/PropertiesAllVersions/0112-2---61987%23ABC862,https://cdd.iec.ch/cdd/iec61987/iec61987.nsf/PropertiesAllVersions/0112-2---61987%23ABC789 | 0112-2---61987#ABD114,0112-2---61987#ABH001,0112-2---61987#ABB139,0112-2---61987#ABC862,0112-2---61987#ABC789
0112/2///61987#ABA710 | 002 | 01 | 0112/2///61987#ABA710#002 | Tilt level switch |  |  |  | float level switch that uses the tilting of the float by rising or falling level to detect a level regime |  |  |  |  | ITEM_CLASS |  |  |  |  | 0112/2///61987#ABF870 - reference to Device LOP for float level transmitter/switch0112/2///61987#ABF910 - reference to Operating LOP for level measuring equipment |  |  |  |  | Standard |  |  |  | 2018-03-28 | 2013-08-27 | 2016-05-24 | 2016-05-24 |  | SC65E – IEC 61987 | C00004 |  | 0112/2///61987#ABA708 | https://cdd.iec.ch/CDD/IEC61987/iec61987.nsf/Classes/0112-2---61987%23ABA710 |  | 0112-2---61987#ABF870
0112/2///61987#ABA884 | 002 | 01 | 0112/2///61987#ABA884#002 | Primary element |  |  |  | instrument component that quantitatively converts the measured variable energy into a form suitable for measurement |  |  |  |  | ITEM_CLASS | [9 empty] | Standard |  |  |  | 2018-03-28 | 2013-08-27 | 2016-05-24 | 2016-05-24 |  | SC65E – IEC 61987 | C00004 |  | 0112/2///61987#ABA845 | https://cdd.iec.ch/CDD/IEC61987/iec61987.nsf/Classes/0112-2---61987%23ABA884
0112/2///61987#ABA022 | 002 | 01 | 0112/2///61987#ABA022#002 | Device LOP for vortex flow transmitter |  |  |  | list of properties characterizing a vortex flow transmitter |  |  |  |  | ITEM_CLASS | [5 empty] | 0112/2///61987#ABA802 - Vortex flow transmitter |  |  |  | Standard |  |  |  | 2018-03-28 | 2013-09-27 | 2016-05-24 | 2016-05-24 |  | SC65E – IEC 61987 | C00004 |  | 0112/2///61987#ABV504 | https://cdd.iec.ch/CDD/IEC61987/iec61987.nsf/Classes/0112-2---61987%23ABA022 | https://cdd.iec.ch/cdd/iec61987/iec61987.nsf/PropertiesAllVersions/0112-2---61987%23ABC899,https://cdd.iec.ch/cdd/iec61987/iec61987.nsf/PropertiesAllVersions/0112-2---61987%23ABC730,https://cdd.iec.ch/cdd/iec61987/iec61987.nsf/PropertiesAllVersions/0112-2---61987%23ABC885,https://cdd.iec.ch/cdd/iec61987/iec61987.nsf/PropertiesAllVersions/0112-2---61987%23ABC923,https://cdd.iec.ch/cdd/iec61987/iec61987.nsf/PropertiesAllVersions/0112-2---61987%23ABB206,https://cdd.iec.ch/cdd/iec61987/iec61987.nsf/PropertiesAllVersions/0112-2---61987%23ABD108,https://cdd.iec.ch/cdd/iec61987/iec61987.nsf/PropertiesAllVersions/0112-2---61987%23ABC830,https://cdd.iec.ch/cdd/iec61987/iec61987.nsf/PropertiesAllVersions/0112-2---61987%23ABD123,https://cdd.iec.ch/cdd/iec61987/iec61987.nsf/PropertiesAllVersions/0112-2---61987%23ABD187,https://cdd.iec.ch/cdd/iec61987/iec61987.nsf/PropertiesAllVersions/0112-2---61987%23ABD064,https://cdd.iec.ch/cdd/iec61987/iec61987.nsf/PropertiesAllVersions/0112-2---61987%23ABD088,https://cdd.iec.ch/cdd/iec61987/iec61987.nsf/PropertiesAllVersions/0112-2---61987%23ABD153,https://cdd.iec.ch/cdd/iec61987/iec61987.nsf/PropertiesAllVersions/0112-2---61987%23ABC786,https://cdd.iec.ch/cdd/iec61987/iec61987.nsf/PropertiesAllVersions/0112-2---61987%23ABC795,https://cdd.iec.ch/cdd/iec61987/iec61987.nsf/PropertiesAllVersions/0112-2---61987%23ABA293,https://cdd.iec.ch/cdd/iec61987/iec61987.nsf/PropertiesAllVersions/0112-2---61987%23ABC710 | 0112-2---61987#ABC830,0112-2---61987#ABD187,0112-2---61987#ABD153,0112-2---61987#ABD108,0112-2---61987#ABC885,0112-2---61987#ABB206,0112-2---61987#ABD123,0112-2---61987#ABD064,0112-2---61987#ABA293,0112-2---61987#ABC730,0112-2---61987#ABC786,0112-2---61987#ABC795,0112-2---61987#ABC710,0112-2---61987#ABC923,0112-2---61987#ABD088,0112-2---61987#ABC899
0112/2///61987#ABC383 | 001 | 02 | 0112/2///61987#ABC383#001 | Material of probe head |  |  |  | properties characterizing the material of a probe head |  |  |  |  | ITEM_CLASS | [5 empty] | 0112/2///61987#ABC243 - Fixed electromagnetic insertion flow transmitter0112/2///61987#ABC301 - Insertion thermal mass flow transmitter0112/2///61987#ABC582 - Retractable electromagnetic insertion flow transmitter0112/2///61987#ABC583 - Retractable thermal mass flow transmitter |  |  |  | Standard |  |  |  | 2018-03-28 | 2013-08-27 | 2013-08-27 | 2014-06-18 |  | SC65E – IEC 61987 | C00019 |  | 0112/2///61987#ABV501 | https://cdd.iec.ch/CDD/IEC61987/iec61987.nsf/Classes/0112-2---61987%23ABC383 | https://cdd.iec.ch/cdd/iec61987/iec61987.nsf/PropertiesAllVersions/0112-2---61987%23ABB455,https://cdd.iec.ch/cdd/iec61987/iec61987.nsf/PropertiesAllVersions/0112-2---61987%23ABI460,https://cdd.iec.ch/cdd/iec61987/iec61987.nsf/PropertiesAllVersions/0112-2---61987%23ABA908,https://cdd.iec.ch/cdd/iec61987/iec61987.nsf/PropertiesAllVersions/0112-2---61987%23ABA907 | 0112-2---61987#ABI460,0112-2---61987#ABA908,0112-2---61987#ABA907,0112-2---61987#ABB455
0112/2///61987#ABC574 | 002 | 01 | 0112/2///61987#ABC574#002 | Reference process conditions |  |  |  | properties characterizing the reference conditions of the process under which the performance of a device was tested |  |  |  |  | ITEM_CLASS | [5 empty] | 0112/2///61987#ABC564 - Reference conditions for the performance variable [1]0112/2///61987#ABC570 - Reference conditions of the device [1] |  |  |  | Standard |  |  |  | 2018-03-28 | 2013-08-27 | 2016-05-24 | 2016-05-24 |  | SC65E – IEC 61987 | C00004 |  | 0112/2///61987#ABV501 | https://cdd.iec.ch/CDD/IEC61987/iec61987.nsf/Classes/0112-2---61987%23ABC574 | https://cdd.iec.ch/cdd/iec61987/iec61987.nsf/PropertiesAllVersions/0112-2---61987%23ABB001,https://cdd.iec.ch/cdd/iec61987/iec61987.nsf/PropertiesAllVersions/0112-2---61987%23ABB002,https://cdd.iec.ch/cdd/iec61987/iec61987.nsf/PropertiesAllVersions/0112-2---61987%23ABB003,https://cdd.iec.ch/cdd/iec61987/iec61987.nsf/PropertiesAllVersions/0112-2---61987%23ABB188,https://cdd.iec.ch/cdd/iec61987/iec61987.nsf/PropertiesAllVersions/0112-2---61987%23ABB004,https://cdd.iec.ch/cdd/iec61987/iec61987.nsf/PropertiesAllVersions/0112-2---61987%23ABB641,https://cdd.iec.ch/cdd/iec61987/iec61987.nsf/PropertiesAllVersions/0112-2---61987%23ABB643,https://cdd.iec.ch/cdd/iec61987/iec61987.nsf/PropertiesAllVersions/0112-2---61987%23ABB644,https://cdd.iec.ch/cdd/iec61987/iec61987.nsf/PropertiesAllVersions/0112-2---61987%23ABB645,https://cdd.iec.ch/cdd/iec61987/iec61987.nsf/PropertiesAllVersions/0112-2---61987%23ABD453,https://cdd.iec.ch/cdd/iec61987/iec61987.nsf/PropertiesAllVersions/0112-2---61987%23ABD537,https://cdd.iec.ch/cdd/iec61987/iec61987.nsf/PropertiesAllVersions/0112-2---61987%23ABD536,https://cdd.iec.ch/cdd/iec61987/iec61987.nsf/PropertiesAllVersions/0112-2---61987%23ABD454,https://cdd.iec.ch/cdd/iec61987/iec61987.nsf/PropertiesAllVersions/0112-2---61987%23ABD455,https://cdd.iec.ch/cdd/iec61987/iec61987.nsf/PropertiesAllVersions/0112-2---61987%23ABB454,https://cdd.iec.ch/cdd/iec61987/iec61987.nsf/PropertiesAllVersions/0112-2---61987%23ABB278 | 0112-2---61987#ABB003,0112-2---61987#ABB641,0112-2---61987#ABB644,0112-2---61987#ABD453,0112-2---61987#ABD537,0112-2---61987#ABD536,0112-2---61987#ABB001,0112-2---61987#ABB188,0112-2---61987#ABB004,0112-2---61987#ABD455,0112-2---61987#ABB278,0112-2---61987#ABB002,0112-2---61987#ABD454,0112-2---61987#ABB454,0112-2---61987#ABB643,0112-2---61987#ABB645
0112/2///61987#ABE562 | 001 | 01 | 0112/2///61987#ABE562#001 | Parameters of restriction orifice/diffuser |  |  |  | properties characterizing the configuration of a restriction orifice or diffuser according to its specific values |  |  |  |  | ITEM_CLASS | [5 empty] | 0112/2///61987#ABE633 - Device LOP for restriction orifice/diffuser |  |  |  | Standard |  | IEC 61987 | IEC | 2018-03-28 | 2014-07-25 | 2018-03-20 | 2018-03-20 |  | SC65E – IEC 61987 | C00016 | 001-01 (2018-03-28 07:26:03 by BATCH 00000762) standard | 0112/2///61987#ABV501 | https://cdd.iec.ch/CDD/IEC61987/iec61987.nsf/Classes/0112-2---61987%23ABE562 | https://cdd.iec.ch/cdd/iec61987/iec61987.nsf/PropertiesAllVersions/0112-2---61987%23ABB271,https://cdd.iec.ch/cdd/iec61987/iec61987.nsf/PropertiesAllVersions/0112-2---61987%23ABD696,https://cdd.iec.ch/cdd/iec61987/iec61987.nsf/PropertiesAllVersions/0112-2---61987%23ABD695,https://cdd.iec.ch/cdd/iec61987/iec61987.nsf/PropertiesAllVersions/0112-2---61987%23ABD666,https://cdd.iec.ch/cdd/iec61987/iec61987.nsf/PropertiesAllVersions/0112-2---61987%23ABE667,https://cdd.iec.ch/cdd/iec61987/iec61987.nsf/PropertiesAllVersions/0112-2---61987%23ABE668,https://cdd.iec.ch/cdd/iec61987/iec61987.nsf/PropertiesAllVersions/0112-2---61987%23ABE669,https://cdd.iec.ch/cdd/iec61987/iec61987.nsf/PropertiesAllVersions/0112-2---61987%23ABB290,https://cdd.iec.ch/cdd/iec61987/iec61987.nsf/PropertiesAllVersions/0112-2---61987%23ABB291,https://cdd.iec.ch/cdd/iec61987/iec61987.nsf/PropertiesAllVersions/0112-2---61987%23ABA324,https://cdd.iec.ch/cdd/iec61987/iec61987.nsf/PropertiesAllVersions/0112-2---61987%23ABA326,https://cdd.iec.ch/cdd/iec61987/iec61987.nsf/PropertiesAllVersions/0112-2---61987%23ABA327,https://cdd.iec.ch/cdd/iec61987/iec61987.nsf/PropertiesAllVersions/0112-2---61987%23ABH430,https://cdd.iec.ch/cdd/iec61987/iec61987.nsf/PropertiesAllVersions/0112-2---61987%23ABA328,https://cdd.iec.ch/cdd/iec61987/iec61987.nsf/PropertiesAllVersions/0112-2---61987%23ABA330,https://cdd.iec.ch/cdd/iec61987/iec61987.nsf/PropertiesAllVersions/0112-2---61987%23ABB781,https://cdd.iec.ch/cdd/iec61987/iec61987.nsf/PropertiesAllVersions/0112-2---61987%23ABH519,https://cdd.iec.ch/cdd/iec61987/iec61987.nsf/PropertiesAllVersions/0112-2---61987%23ABB332 | 0112-2---61987#ABB271,0112-2---61987#ABB290,0112-2---61987#ABH430,0112-2---61987#ABH519,0112-2---61987#ABD696,0112-2---61987#ABE667,0112-2---61987#ABE668,0112-2---61987#ABA326,0112-2---61987#ABA327,0112-2---61987#ABA330,0112-2---61987#ABD695,0112-2---61987#ABD666,0112-2---61987#ABE669,0112-2---61987#ABB291,0112-2---61987#ABA324,0112-2---61987#ABB781,0112-2---61987#ABB332,0112-2---61987#ABA328
0112/2///61987#ABE607 | 002 | 01 | 0112/2///61987#ABE607#002 | Solenoid valve housing |  |  |  | properties characterizing the mechanical and electronic design of a solenoid valve |  |  |  |  | ITEM_CLASS | [5 empty] | 0112/2///61987#ABE604 - Structural design [solenoid valve] |  |  |  | Standard |  | IEC 61987 | IEC | 2020-02-24 | 2017-12-07 | 2020-02-24 | 2020-02-24 |  | SC65E – IEC 61987 | C00091 |  | 0112/2///61987#ABV501 | https://cdd.iec.ch/CDD/IEC61987/iec61987.nsf/Classes/0112-2---61987%23ABE607 | https://cdd.iec.ch/cdd/iec61987/iec61987.nsf/PropertiesAllVersions/0112-2---61987%23ABB440,https://cdd.iec.ch/cdd/iec61987/iec61987.nsf/PropertiesAllVersions/0112-2---61987%23ABA178,https://cdd.iec.ch/cdd/iec61987/iec61987.nsf/PropertiesAllVersions/0112-2---61987%23ABA184,https://cdd.iec.ch/cdd/iec61987/iec61987.nsf/PropertiesAllVersions/0112-2---61987%23ABB502,https://cdd.iec.ch/cdd/iec61987/iec61987.nsf/PropertiesAllVersions/0112-2---61987%23ABB074,https://cdd.iec.ch/cdd/iec61987/iec61987.nsf/PropertiesAllVersions/0112-2---61987%23ABA156,https://cdd.iec.ch/cdd/iec61987/iec61987.nsf/PropertiesAllVersions/0112-2---61987%23ABA157,https://cdd.iec.ch/cdd/iec61987/iec61987.nsf/PropertiesAllVersions/0112-2---61987%23ABB393,https://cdd.iec.ch/cdd/iec61987/iec61987.nsf/PropertiesAllVersions/0112-2---61987%23ABA952,https://cdd.iec.ch/cdd/iec61987/iec61987.nsf/PropertiesAllVersions/0112-2---61987%23ABA553,https://cdd.iec.ch/cdd/iec61987/iec61987.nsf/PropertiesAllVersions/0112-2---61987%23ABA640,https://cdd.iec.ch/cdd/iec61987/iec61987.nsf/PropertiesAllVersions/0112-2---61987%23ABA573,https://cdd.iec.ch/cdd/iec61987/iec61987.nsf/PropertiesAllVersions/0112-2---61987%23ABA574,https://cdd.iec.ch/cdd/iec61987/iec61987.nsf/PropertiesAllVersions/0112-2---61987%23ABA582,https://cdd.iec.ch/cdd/iec61987/iec61987.nsf/PropertiesAllVersions/0112-2---61987%23ABB932,https://cdd.iec.ch/cdd/iec61987/iec61987.nsf/PropertiesAllVersions/0112-2---61987%23ABA910,https://cdd.iec.ch/cdd/iec61987/iec61987.nsf/PropertiesAllVersions/0112-2---61987%23ABA158,https://cdd.iec.ch/cdd/iec61987/iec61987.nsf/PropertiesAllVersions/0112-2---61987%23ABA916,https://cdd.iec.ch/cdd/iec61987/iec61987.nsf/PropertiesAllVersions/0112-2---61987%23ABA917,https://cdd.iec.ch/cdd/iec61987/iec61987.nsf/PropertiesAllVersions/0112-2---61987%23ABB010,https://cdd.iec.ch/cdd/iec61987/iec61987.nsf/PropertiesAllVersions/0112-2---61987%23ABA558,https://cdd.iec.ch/cdd/iec61987/iec61987.nsf/PropertiesAllVersions/0112-2---61987%23ABA179,https://cdd.iec.ch/cdd/iec61987/iec61987.nsf/PropertiesAllVersions/0112-2---61987%23ABB386,https://cdd.iec.ch/cdd/iec61987/iec61987.nsf/PropertiesAllVersions/0112-2---61987%23ABA589,https://cdd.iec.ch/cdd/iec61987/iec61987.nsf/PropertiesAllVersions/0112-2---61987%23ABA193,https://cdd.iec.ch/cdd/iec61987/iec61987.nsf/PropertiesAllVersions/0112-2---61987%23ABB009,https://cdd.iec.ch/cdd/iec61987/iec61987.nsf/PropertiesAllVersions/0112-2---61987%23ABA614,https://cdd.iec.ch/cdd/iec61987/iec61987.nsf/PropertiesAllVersions/0112-2---61987%23ABA155,https://cdd.iec.ch/cdd/iec61987/iec61987.nsf/PropertiesAllVersions/0112-2---61987%23ABA559,https://cdd.iec.ch/cdd/iec61987/iec61987.nsf/PropertiesAllVersions/0112-2---61987%23ABD005,https://cdd.iec.ch/cdd/iec61987/iec61987.nsf/PropertiesAllVersions/0112-2---61987%23ABD006,https://cdd.iec.ch/cdd/iec61987/iec61987.nsf/PropertiesAllVersions/0112-2---61987%23ABB177,https://cdd.iec.ch/cdd/iec61987/iec61987.nsf/PropertiesAllVersions/0112-2---61987%23ABC803,https://cdd.iec.ch/cdd/iec61987/iec61987.nsf/PropertiesAllVersions/0112-2---61987%23ABC012,https://cdd.iec.ch/cdd/iec61987/iec61987.nsf/PropertiesAllVersions/0112-2---61987%23ABC861 | 0112-2---61987#ABB177,0112-2---61987#ABC012,0112-2---61987#ABA640,0112-2---61987#ABA582,0112-2---61987#ABA559,0112-2---61987#ABD006,0112-2---61987#ABC861,0112-2---61987#ABB010,0112-2---61987#ABA179,0112-2---61987#ABA917,0112-2---61987#ABA558,0112-2---61987#ABA184,0112-2---61987#ABA157,0112-2---61987#ABB393,0112-2---61987#ABA573,0112-2---61987#ABB932,0112-2---61987#ABA916,0112-2---61987#ABB386,0112-2---61987#ABD005,0112-2---61987#ABB502,0112-2---61987#ABB074,0112-2---61987#ABC803,0112-2---61987#ABA574,0112-2---61987#ABA614,0112-2---61987#ABA553,0112-2---61987#ABA952,0112-2---61987#ABA910,0112-2---61987#ABB009,0112-2---61987#ABA178,0112-2---61987#ABA156,0112-2---61987#ABA589,0112-2---61987#ABA193,0112-2---61987#ABA155,0112-2---61987#ABB440,0112-2---61987#ABA158
0112/2///61987#ABO023 | 001 | 01 | 0112/2///61987#ABO023#001 | Indicating device for a pneumatic signal |  |  |  | indicating device that displays the value or status of a pneumatic signal |  |  |  |  | ITEM_CLASS |  |  |  |  | 0112/2///61987#ABP285 - reference to Operating LOP for infrastructure devices |  |  |  | true | Standard |  | IEC 61987-31 | IEC | 2022-10-26 | 2022-10-26 | 2022-10-26 | 2022-10-26 |  | IEC/SC 65E | C00127 | 001-01 (2022-10-26 07:15:16 by BATCH 00000802) standard | 0112/2///61987#ABO021 | https://cdd.iec.ch/CDD/IEC61987/iec61987.nsf/Classes/0112-2---61987%23ABO023
0112/2///61987#ABC245 | 001 | 02 | 0112/2///61987#ABC245#001 | Flow tube of an electromagnetic flow transmitter |  |  |  | properties characterizing the flow tube of an electromagnetic flowmeter |  |  |  |  | ITEM_CLASS | [5 empty] | 0112/2///61987#ABC642 - Structural design of an electromagnetic flow transmitter |  |  |  | Standard |  |  |  | 2018-03-28 | 2013-08-27 | 2013-08-27 | 2014-06-18 |  | SC65E – IEC 61987 | C00004 |  | 0112/2///61987#ABV501 | https://cdd.iec.ch/CDD/IEC61987/iec61987.nsf/Classes/0112-2---61987%23ABC245 | https://cdd.iec.ch/cdd/iec61987/iec61987.nsf/PropertiesAllVersions/0112-2---61987%23ABB467,https://cdd.iec.ch/cdd/iec61987/iec61987.nsf/PropertiesAllVersions/0112-2---61987%23ABB418 | 0112-2---61987#ABB467,0112-2---61987#ABB418
0112/2///61987#ABG369 | 001 | 01 | 0112/2///61987#ABG369#001 | Mechanical and electrical construction [nuclear level transmitter/switch] |  |  |  | properties characterizing the constructional details of the device and its parts |  |  | IEC 61987-1, 5.8 |  | ITEM_CLASS | [5 empty] | 0112/2///61987#ABE746 - Device LOP for nuclear level transmitter/switch |  |  |  | Standard |  | IEC 61987 | IEC | 2018-03-28 | 2014-12-17 | 2018-03-20 | 2018-03-20 |  | SC65E – IEC 61987 | C00018 | 001-01 (2018-03-28 07:26:09 by BATCH 00000762) standard | 0112/2///61987#ABV501 | https://cdd.iec.ch/CDD/IEC61987/iec61987.nsf/Classes/0112-2---61987%23ABG369 | https://cdd.iec.ch/cdd/iec61987/iec61987.nsf/PropertiesAllVersions/0112-2---61987%23ABD534,https://cdd.iec.ch/cdd/iec61987/iec61987.nsf/PropertiesAllVersions/0112-2---61987%23ABG974,https://cdd.iec.ch/cdd/iec61987/iec61987.nsf/PropertiesAllVersions/0112-2---61987%23ABB139,https://cdd.iec.ch/cdd/iec61987/iec61987.nsf/PropertiesAllVersions/0112-2---61987%23ABC862,https://cdd.iec.ch/cdd/iec61987/iec61987.nsf/PropertiesAllVersions/0112-2---61987%23ABC790 | 0112-2---61987#ABB139,0112-2---61987#ABC862,0112-2---61987#ABC790,0112-2---61987#ABD534,0112-2---61987#ABG974
0112/2///61987#ABA661 | 003 | 01 | 0112/2///61987#ABA661#003 | Draft pressure gauge |  |  |  | pressure gauge specially designed to indicate and measure small changes in pressure as found in flue gas systems, ventilation systems, etc. |  |  |  |  | ITEM_CLASS |  |  |  |  | 0112/2///61987#ABU134 - reference to Operating LOP for pressure measuring equipment |  |  |  |  | Standard |  |  |  | 2018-03-28 | 2013-08-27 | 2016-05-24 | 2016-05-24 |  | SC65E – IEC 61987 | C00004 |  | 0112/2///61987#ABA652 | https://cdd.iec.ch/CDD/IEC61987/iec61987.nsf/Classes/0112-2---61987%23ABA661 |  | 0112-2---61987#ABU134
0112/2///61987#ABA767 | 003 | 01 | 0112/2///61987#ABA767#003 | Differential pressure flow transmitter |  |  |  | pressure-type flow transmitter that measures the differential pressure across a primary element in order to measure flow |  |  |  |  | ITEM_CLASS |  |  |  |  | 0112/2///61987#ABU125 - reference to Operating LOP for flow measuring equipment |  |  |  |  | Standard |  |  |  | 2018-03-28 | 2013-08-27 | 2016-05-24 | 2016-05-24 |  | SC65E – IEC 61987 | C00004 |  | 0112/2///61987#ABA766 | https://cdd.iec.ch/CDD/IEC61987/iec61987.nsf/Classes/0112-2---61987%23ABA767
0112/2///61987#ABC154 | 001 | 02 | 0112/2///61987#ABC154#001 | Capsule/probe remote seal |  |  |  | properties characterizing the constructional details of an capsule/probe remote seal |  |  |  |  | ITEM_CLASS | [5 empty] | 0112/2///61987#ABC630 - Structural design of a remote seal [1]0112/2///61987#ABC631 - Structural design of a remote seal [2] |  |  |  | Standard |  |  |  | 2018-03-28 | 2013-09-27 | 2013-09-27 | 2014-06-18 |  | SC65E – IEC 61987 | C00004 |  | 0112/2///61987#ABV501 | https://cdd.iec.ch/CDD/IEC61987/iec61987.nsf/Classes/0112-2---61987%23ABC154 | https://cdd.iec.ch/cdd/iec61987/iec61987.nsf/PropertiesAllVersions/0112-2---61987%23ABB046,https://cdd.iec.ch/cdd/iec61987/iec61987.nsf/PropertiesAllVersions/0112-2---61987%23ABB047,https://cdd.iec.ch/cdd/iec61987/iec61987.nsf/PropertiesAllVersions/0112-2---61987%23ABC983 | 0112-2---61987#ABB046,0112-2---61987#ABB047,0112-2---61987#ABC983
0112/2///61987#ABC516 | 002 | 01 | 0112/2///61987#ABC516#002 | Pneumatic/hydraulic output [1] |  |  |  | properties characterizing a pneumatic or hydraulic output |  | 8 ABC516.8 |  |  | ITEM_CLASS | [5 empty] | 0112/2///61987#ABC667 - Type of output [4] |  |  |  | Standard |  |  |  | 2018-03-28 | 2013-09-27 | 2016-05-24 | 2016-05-24 |  | SC65E – IEC 61987 | C00004 |  | 0112/2///61987#ABV501 | https://cdd.iec.ch/CDD/IEC61987/iec61987.nsf/Classes/0112-2---61987%23ABC516 | https://cdd.iec.ch/cdd/iec61987/iec61987.nsf/PropertiesAllVersions/0112-2---61987%23ABU220,https://cdd.iec.ch/cdd/iec61987/iec61987.nsf/PropertiesAllVersions/0112-2---61987%23ABD145 | 0112-2---61987#ABU220,0112-2---61987#ABD145
0112/2///61987#ABG468 | 001 | 01 | 0112/2///61987#ABG468#001 | Operating conditions for device design [temperature] |  |  |  | properties characterizing the nominal conditions at a measuring point |  |  |  |  | ITEM_CLASS | [5 empty] | 0112/2///61987#ABF867 - Operating LOP for temperature measuring equipment |  |  |  | Standard |  | IEC 61987 | IEC | 2018-03-28 | 2014-12-17 | 2016-05-24 | 2016-05-24 |  | SC65E | C00019 | 001-01 (2018-03-28 07:26:11 by BATCH 00000762) standard | 0112/2///61987#ABV501 | https://cdd.iec.ch/CDD/IEC61987/iec61987.nsf/Classes/0112-2---61987%23ABG468 | https://cdd.iec.ch/cdd/iec61987/iec61987.nsf/PropertiesAllVersions/0112-2---61987%23ABD393,https://cdd.iec.ch/cdd/iec61987/iec61987.nsf/PropertiesAllVersions/0112-2---61987%23ABD394,https://cdd.iec.ch/cdd/iec61987/iec61987.nsf/PropertiesAllVersions/0112-2---61987%23ABD395,https://cdd.iec.ch/cdd/iec61987/iec61987.nsf/PropertiesAllVersions/0112-2---61987%23ABB087,https://cdd.iec.ch/cdd/iec61987/iec61987.nsf/PropertiesAllVersions/0112-2---61987%23ABC936,https://cdd.iec.ch/cdd/iec61987/iec61987.nsf/PropertiesAllVersions/0112-2---61987%23ABC858,https://cdd.iec.ch/cdd/iec61987/iec61987.nsf/PropertiesAllVersions/0112-2---61987%23ABH033,https://cdd.iec.ch/cdd/iec61987/iec61987.nsf/PropertiesAllVersions/0112-2---61987%23ABH037 | 0112-2---61987#ABH037,0112-2---61987#ABD393,0112-2---61987#ABD394,0112-2---61987#ABD395,0112-2---61987#ABB087,0112-2---61987#ABC936,0112-2---61987#ABC858,0112-2---61987#ABH033
0112/2///61987#ABP289 | 001 | 01 | 0112/2///61987#ABP289#001 | Deployment design conditions [infrastructure device] |  |  |  | properties characterizing the deployment of an infrastructure device in order to obtain the specified performance |  |  |  |  | ITEM_CLASS | [5 empty] | 0112/2///61987#ABP290 - Installation design conditions [infrastructure device] |  |  | false | Standard |  | IEC 61987 | IEC | 2023-01-23 | 2023-01-23 | 2023-01-23 | 2023-01-23 |  | IEC/SC 65E | C00128 | 001-01 (2023-01-23 14:53:34 by BATCH 00000807) standard | 0112/2///61987#ABV501 | https://cdd.iec.ch/CDD/IEC61987/iec61987.nsf/Classes/0112-2---61987%23ABP289 | https://cdd.iec.ch/cdd/iec61987/iec61987.nsf/PropertiesAllVersions/0112-2---61987%23ABA590 | 0112-2---61987#ABA590
0112/2///61987#ABI711 | 001 | 01 | 0112/2///61987#ABI711#001 | Standard parameters |  |  |  | properties characterizing a set of parameters to be found in every function and technology block type |  |  |  |  | ITEM_CLASS | [5 empty] | 0112/2///61987#ABH841 - Device (resource) block0112/2///61987#ABH843 - Flow technology block0112/2///61987#ABH849 - Level technology block0112/2///61987#ABH867 - Pressure technology block0112/2///61987#ABH869 - Temperature technology block0112/2///61987#ABH876 - Analog input function block0112/2///61987#ABH878 - Discrete input function block0112/2///61987#ABH885 - Control function block0112/2///61987#ABH888 - Analog output function block0112/2///61987#ABH890 - Discrete output function block0112/2///61987#ABH901 - Pulse input function block0112/2///61987#ABH904 - Calculation function block0112/2///61987#ABH913 - Other function block0112/2///61987#ABI752 - On-off actuation technology block0112/2///61987#ABI807 - Density technology block0112/2///61987#ABI812 - Modulation actuation technology block0112/2///61987#ABJ615 - Other measurement technology block |  |  |  | Standard |  |  |  | 2019-03-08 | 2017-12-07 | 2019-03-08 | 2019-03-08 |  | SC65E – IEC 61987 | C00018 | 001-01 (2019-03-08 15:35:13 by BATCH 00000766) standard | 0112/2///61987#ABV501 | https://cdd.iec.ch/CDD/IEC61987/iec61987.nsf/Classes/0112-2---61987%23ABI711 | https://cdd.iec.ch/cdd/iec61987/iec61987.nsf/PropertiesAllVersions/0112-2---61987%23ABI971,https://cdd.iec.ch/cdd/iec61987/iec61987.nsf/PropertiesAllVersions/0112-2---61987%23ABB271,https://cdd.iec.ch/cdd/iec61987/iec61987.nsf/PropertiesAllVersions/0112-2---61987%23ABI972,https://cdd.iec.ch/cdd/iec61987/iec61987.nsf/PropertiesAllVersions/0112-2---61987%23ABI580,https://cdd.iec.ch/cdd/iec61987/iec61987.nsf/PropertiesAllVersions/0112-2---61987%23ABJ352,https://cdd.iec.ch/cdd/iec61987/iec61987.nsf/PropertiesAllVersions/0112-2---61987%23ABI649,https://cdd.iec.ch/cdd/iec61987/iec61987.nsf/PropertiesAllVersions/0112-2---61987%23ABJ353,https://cdd.iec.ch/cdd/iec61987/iec61987.nsf/PropertiesAllVersions/0112-2---61987%23ABJ721,https://cdd.iec.ch/cdd/iec61987/iec61987.nsf/PropertiesAllVersions/0112-2---61987%23ABJ434,https://cdd.iec.ch/cdd/iec61987/iec61987.nsf/PropertiesAllVersions/0112-2---61987%23ABJ722,https://cdd.iec.ch/cdd/iec61987/iec61987.nsf/PropertiesAllVersions/0112-2---61987%23ABJ723,https://cdd.iec.ch/cdd/iec61987/iec61987.nsf/PropertiesAllVersions/0112-2---61987%23ABJ435 | 0112-2---61987#ABB271,0112-2---61987#ABI972,0112-2---61987#ABJ721,0112-2---61987#ABJ434,0112-2---61987#ABJ722,0112-2---61987#ABI971,0112-2---61987#ABI580,0112-2---61987#ABJ352,0112-2---61987#ABI649,0112-2---61987#ABJ353,0112-2---61987#ABJ723,0112-2---61987#ABJ435
0112/2///61987#ABA791 | 003 | 01 | 0112/2///61987#ABA791#003 | Doppler flow transmitter |  |  |  | velocity flow transmitter that uses the Doppler effect to measure flow |  |  |  |  | ITEM_CLASS |  |  |  |  | 0112/2///61987#ABU125 - reference to Operating LOP for flow measuring equipment |  |  |  |  | Standard |  |  |  | 2018-03-28 | 2013-08-27 | 2016-05-24 | 2016-05-24 |  | SC65E – IEC 61987 | C00004 |  | 0112/2///61987#ABA790 | https://cdd.iec.ch/CDD/IEC61987/iec61987.nsf/Classes/0112-2---61987%23ABA791
0112/2///61987#ABE350 | 001 | 01 | 0112/2///61987#ABE350#001 | Ratio radiation thermometer with double detectors |  |  |  | ratio radiation thermometer with a double (sandwich detector) that has two sensitive layers with different spectral sensitivities |  |  |  |  | ITEM_CLASS |  |  |  |  | 0112/2///61987#ABF896 - reference to Operating LOP for temperature measuring equipment0112/2///61987#ABF898 - reference to Device LOP for radiation thermometer |  |  |  |  | Standard |  |  |  | 2018-03-28 |  | 2016-05-24 | 2016-05-24 |  | SC65E – IEC 61987 | C00004 | 001-01 (2018-03-28 07:26:02 by BATCH 00000762) standard | 0112/2///61987#ABE347 | https://cdd.iec.ch/CDD/IEC61987/iec61987.nsf/Classes/0112-2---61987%23ABE350
0112/2///61987#ABC058 | 001 | 02 | 0112/2///61987#ABC058#001 | Absolute performance for density |  |  |  | properties characterizing the accuracy of a density measurement, expressed in engineering units |  | 15 ABC058.15 |  |  | ITEM_CLASS | [5 empty] | 0112/2///61987#ABC672 - Type of performance variable [2]0112/2///61987#ABG277 - Type of performance variable [11]0112/2///61987#ABG278 - Type of performance variable [12] |  |  |  | Standard |  |  |  | 2018-03-28 | 2013-08-27 | 2013-08-27 | 2014-06-18 |  | SC65E – IEC 61987 | C00004 |  | 0112/2///61987#ABV501 | https://cdd.iec.ch/CDD/IEC61987/iec61987.nsf/Classes/0112-2---61987%23ABC058 | https://cdd.iec.ch/cdd/iec61987/iec61987.nsf/PropertiesAllVersions/0112-2---61987%23ABB782,https://cdd.iec.ch/cdd/iec61987/iec61987.nsf/PropertiesAllVersions/0112-2---61987%23ABD535,https://cdd.iec.ch/cdd/iec61987/iec61987.nsf/PropertiesAllVersions/0112-2---61987%23ABB224,https://cdd.iec.ch/cdd/iec61987/iec61987.nsf/PropertiesAllVersions/0112-2---61987%23ABB741,https://cdd.iec.ch/cdd/iec61987/iec61987.nsf/PropertiesAllVersions/0112-2---61987%23ABB742,https://cdd.iec.ch/cdd/iec61987/iec61987.nsf/PropertiesAllVersions/0112-2---61987%23ABB770,https://cdd.iec.ch/cdd/iec61987/iec61987.nsf/PropertiesAllVersions/0112-2---61987%23ABB743,https://cdd.iec.ch/cdd/iec61987/iec61987.nsf/PropertiesAllVersions/0112-2---61987%23ABC700,https://cdd.iec.ch/cdd/iec61987/iec61987.nsf/PropertiesAllVersions/0112-2---61987%23ABB519,https://cdd.iec.ch/cdd/iec61987/iec61987.nsf/PropertiesAllVersions/0112-2---61987%23ABB774,https://cdd.iec.ch/cdd/iec61987/iec61987.nsf/PropertiesAllVersions/0112-2---61987%23ABB775,https://cdd.iec.ch/cdd/iec61987/iec61987.nsf/PropertiesAllVersions/0112-2---61987%23ABB776,https://cdd.iec.ch/cdd/iec61987/iec61987.nsf/PropertiesAllVersions/0112-2---61987%23ABC912,https://cdd.iec.ch/cdd/iec61987/iec61987.nsf/PropertiesAllVersions/0112-2---61987%23ABC840,https://cdd.iec.ch/cdd/iec61987/iec61987.nsf/PropertiesAllVersions/0112-2---61987%23ABC954 | 0112-2---61987#ABC912,0112-2---61987#ABC840,0112-2---61987#ABB743,0112-2---61987#ABB519,0112-2---61987#ABB774,0112-2---61987#ABC954,0112-2---61987#ABB741,0112-2---61987#ABC700,0112-2---61987#ABB775,0112-2---61987#ABB776,0112-2---61987#ABB782,0112-2---61987#ABB224,0112-2---61987#ABB770,0112-2---61987#ABD535,0112-2---61987#ABB742
0112/2///61987#ABC347 | 001 | 02 | 0112/2///61987#ABC347#001 | Material of body/lower housing |  |  |  | properties characterizing the material of the body or the lower part of the housing of a remote seal assembly |  |  |  |  | ITEM_CLASS | [5 empty] | 0112/2///61987#ABC630 - Structural design of a remote seal [1]0112/2///61987#ABC631 - Structural design of a remote seal [2] |  |  |  | Standard |  |  |  | 2018-03-28 | 2013-09-27 | 2013-09-27 | 2014-06-18 |  | SC65E – IEC 61987 | C00018 |  | 0112/2///61987#ABV501 | https://cdd.iec.ch/CDD/IEC61987/iec61987.nsf/Classes/0112-2---61987%23ABC347 | https://cdd.iec.ch/cdd/iec61987/iec61987.nsf/PropertiesAllVersions/0112-2---61987%23ABB455,https://cdd.iec.ch/cdd/iec61987/iec61987.nsf/PropertiesAllVersions/0112-2---61987%23ABI460,https://cdd.iec.ch/cdd/iec61987/iec61987.nsf/PropertiesAllVersions/0112-2---61987%23ABA908,https://cdd.iec.ch/cdd/iec61987/iec61987.nsf/PropertiesAllVersions/0112-2---61987%23ABA907 | 0112-2---61987#ABA908,0112-2---61987#ABA907,0112-2---61987#ABB455,0112-2---61987#ABI460
0112/2///61987#ABC365 | 001 | 02 | 0112/2///61987#ABC365#001 | Material of flow tube probe seal |  |  |  | properties characterizing the material of which the flow tube probe seal is made |  |  |  |  | ITEM_CLASS | [5 empty] | 0112/2///61987#ABC288 - Inline thermal mass flow transmitter |  |  |  | Standard |  |  |  | 2018-03-28 | 2013-08-27 | 2013-08-27 | 2014-06-18 |  | SC65E – IEC 61987 | C00019 |  | 0112/2///61987#ABV501 | https://cdd.iec.ch/CDD/IEC61987/iec61987.nsf/Classes/0112-2---61987%23ABC365 | https://cdd.iec.ch/cdd/iec61987/iec61987.nsf/PropertiesAllVersions/0112-2---61987%23ABB455,https://cdd.iec.ch/cdd/iec61987/iec61987.nsf/PropertiesAllVersions/0112-2---61987%23ABI460,https://cdd.iec.ch/cdd/iec61987/iec61987.nsf/PropertiesAllVersions/0112-2---61987%23ABA908,https://cdd.iec.ch/cdd/iec61987/iec61987.nsf/PropertiesAllVersions/0112-2---61987%23ABA907 | 0112-2---61987#ABB455,0112-2---61987#ABI460,0112-2---61987#ABA908,0112-2---61987#ABA907
0112/2///61987#ABD937 | 001 | 02 | 0112/2///61987#ABD937#001 | Mechanical and electrical construction [eccentric plug valve] |  |  |  | properties characterizing the constructional details of the device and its parts |  |  | IEC 61987-1, 5.8 |  | ITEM_CLASS | [5 empty] | 0112/2///61987#ABE315 - Device LOP for eccentric plug valve |  |  |  | Standard |  |  |  | 2018-03-28 | 2013-09-02 | 2013-09-02 | 2014-06-18 |  | SC65E – IEC 61987 | C00009 |  | 0112/2///61987#ABV501 | https://cdd.iec.ch/CDD/IEC61987/iec61987.nsf/Classes/0112-2---61987%23ABD937 | https://cdd.iec.ch/cdd/iec61987/iec61987.nsf/PropertiesAllVersions/0112-2---61987%23ABE392,https://cdd.iec.ch/cdd/iec61987/iec61987.nsf/PropertiesAllVersions/0112-2---61987%23ABE281,https://cdd.iec.ch/cdd/iec61987/iec61987.nsf/PropertiesAllVersions/0112-2---61987%23ABB139,https://cdd.iec.ch/cdd/iec61987/iec61987.nsf/PropertiesAllVersions/0112-2---61987%23ABE112,https://cdd.iec.ch/cdd/iec61987/iec61987.nsf/PropertiesAllVersions/0112-2---61987%23ABE075 | 0112-2---61987#ABE281,0112-2---61987#ABB139,0112-2---61987#ABE112,0112-2---61987#ABE075,0112-2---61987#ABE392
0112/2///61987#ABF368 | 001 | 01 | 0112/2///61987#ABF368#001 | Displacer support |  |  |  | properties characterizing the displacer support |  |  |  |  | ITEM_CLASS | [5 empty] | 0112/2///61987#ABF342 - Structural design of a displacer lever transmitter/switch0112/2///61987#ABF631 - Structural design of a buoyancy density transmitter |  |  |  | Standard |  | IEC 61987 | IEC | 2018-03-28 | 2018-03-28 | 2018-03-28 | 2018-03-28 |  | SC65E – IEC 61987 | C00018 | 001-01 (2018-03-28 07:26:06 by BATCH 00000762) standard | 0112/2///61987#ABV501 | https://cdd.iec.ch/CDD/IEC61987/iec61987.nsf/Classes/0112-2---61987%23ABF368 | https://cdd.iec.ch/cdd/iec61987/iec61987.nsf/PropertiesAllVersions/0112-2---61987%23ABF369,https://cdd.iec.ch/cdd/iec61987/iec61987.nsf/PropertiesAllVersions/0112-2---61987%23ABA640,https://cdd.iec.ch/cdd/iec61987/iec61987.nsf/PropertiesAllVersions/0112-2---61987%23ABB932,https://cdd.iec.ch/cdd/iec61987/iec61987.nsf/PropertiesAllVersions/0112-2---61987%23ABF794,https://cdd.iec.ch/cdd/iec61987/iec61987.nsf/PropertiesAllVersions/0112-2---61987%23ABF372,https://cdd.iec.ch/cdd/iec61987/iec61987.nsf/PropertiesAllVersions/0112-2---61987%23ABF795,https://cdd.iec.ch/cdd/iec61987/iec61987.nsf/PropertiesAllVersions/0112-2---61987%23ABE884 | 0112-2---61987#ABF794,0112-2---61987#ABF372,0112-2---61987#ABF795,0112-2---61987#ABE884,0112-2---61987#ABF369,0112-2---61987#ABA640,0112-2---61987#ABB932
0112/2///61987#ABA762 | 003 | 01 | 0112/2///61987#ABA762#003 | Mass flow transmitter |  |  |  | flow transmitter that outputs a signal that is directly representative of a mass flow |  |  |  |  | ITEM_CLASS |  |  |  |  | 0112/2///61987#ABU125 - reference to Operating LOP for flow measuring equipment |  |  |  |  | Standard |  |  |  | 2018-03-28 | 2013-08-27 | 2016-05-24 | 2016-05-24 |  | SC65E – IEC 61987 | C00004 |  | 0112/2///61987#ABA761 | https://cdd.iec.ch/CDD/IEC61987/iec61987.nsf/Classes/0112-2---61987%23ABA762 |  | 0112-2---61987#ABU125
0112/2///61987#ABE346 | 001 | 01 | 0112/2///61987#ABE346#001 | Intensity comparison thermometer |  |  |  | radiance thermometer that compares the radiation produced by a hot object with the radiation produced by a hot filament, the temperature measured corresponding to the temperature of the hot filament when the intensities are equal |  |  |  |  | ITEM_CLASS |  |  |  |  | 0112/2///61987#ABF896 - reference to Operating LOP for temperature measuring equipment0112/2///61987#ABF898 - reference to Device LOP for radiation thermometer |  |  |  |  | Standard |  |  |  | 2018-03-28 |  | 2016-05-24 | 2016-05-24 |  | SC65E – IEC 61987 | C00004 | 001-01 (2018-03-28 07:26:02 by BATCH 00000762) standard | 0112/2///61987#ABE342 | https://cdd.iec.ch/CDD/IEC61987/iec61987.nsf/Classes/0112-2---61987%23ABE346
0112/2///61987#ABC438 | 002 | 01 | 0112/2///61987#ABC438#002 | Mechanical and electrical construction [absolute/gauge pressure transmitter] |  |  |  | properties characterizing the constructional details of the device and its parts |  |  | IEC 61987-1, 5.8 |  | ITEM_CLASS | [5 empty] | 0112/2///61987#ABA029 - Device LOP for absolute/gauge pressure transmitter |  |  |  | Standard |  |  |  | 2018-03-28 | 2013-09-27 | 2016-05-24 | 2016-05-24 |  | SC65E – IEC 61987 | C00004 |  | 0112/2///61987#ABV501 | https://cdd.iec.ch/CDD/IEC61987/iec61987.nsf/Classes/0112-2---61987%23ABC438 | https://cdd.iec.ch/cdd/iec61987/iec61987.nsf/PropertiesAllVersions/0112-2---61987%23ABD534,https://cdd.iec.ch/cdd/iec61987/iec61987.nsf/PropertiesAllVersions/0112-2---61987%23ABD245,https://cdd.iec.ch/cdd/iec61987/iec61987.nsf/PropertiesAllVersions/0112-2---61987%23ABB139,https://cdd.iec.ch/cdd/iec61987/iec61987.nsf/PropertiesAllVersions/0112-2---61987%23ABC862,https://cdd.iec.ch/cdd/iec61987/iec61987.nsf/PropertiesAllVersions/0112-2---61987%23ABC789 | 0112-2---61987#ABD534,0112-2---61987#ABD245,0112-2---61987#ABB139,0112-2---61987#ABC862,0112-2---61987#ABC789
0112/2///61987#ABC511 | 006 | 01 | 0112/2///61987#ABC511#006 | Physical layer |  |  |  | properties characterizing the physical layer used by the digital communication interface |  |  |  |  | ITEM_CLASS | [5 empty] | 0112/2///61987#ABC201 - Digital communication interface |  |  |  | Standard |  | IEC 61987 | IEC | 2022-06-28 | 2017-12-07 | 2022-06-28 | 2022-06-28 |  | IEC SC65E | C00112 |  | 0112/2///61987#ABV501 | https://cdd.iec.ch/CDD/IEC61987/iec61987.nsf/Classes/0112-2---61987%23ABC511 | https://cdd.iec.ch/cdd/iec61987/iec61987.nsf/PropertiesAllVersions/0112-2---61987%23ABA058,https://cdd.iec.ch/cdd/iec61987/iec61987.nsf/PropertiesAllVersions/0112-2---61987%23ABA059,https://cdd.iec.ch/cdd/iec61987/iec61987.nsf/PropertiesAllVersions/0112-2---61987%23ABC769,https://cdd.iec.ch/cdd/iec61987/iec61987.nsf/PropertiesAllVersions/0112-2---61987%23ABB239,https://cdd.iec.ch/cdd/iec61987/iec61987.nsf/PropertiesAllVersions/0112-2---61987%23ABB240,https://cdd.iec.ch/cdd/iec61987/iec61987.nsf/PropertiesAllVersions/0112-2---61987%23ABA061,https://cdd.iec.ch/cdd/iec61987/iec61987.nsf/PropertiesAllVersions/0112-2---61987%23ABD328,https://cdd.iec.ch/cdd/iec61987/iec61987.nsf/PropertiesAllVersions/0112-2---61987%23ABB247,https://cdd.iec.ch/cdd/iec61987/iec61987.nsf/PropertiesAllVersions/0112-2---61987%23ABD092,https://cdd.iec.ch/cdd/iec61987/iec61987.nsf/PropertiesAllVersions/0112-2---61987%23ABB248,https://cdd.iec.ch/cdd/iec61987/iec61987.nsf/PropertiesAllVersions/0112-2---61987%23ABD329 | 0112-2---61987#ABD329,0112-2---61987#ABA059,0112-2---61987#ABB240,0112-2---61987#ABA061,0112-2---61987#ABD328,0112-2---61987#ABD092,0112-2---61987#ABB248,0112-2---61987#ABA058,0112-2---61987#ABC769,0112-2---61987#ABB239,0112-2---61987#ABB247
0112/2///61987#ABF927 | 001 | 01 | 0112/2///61987#ABF927#001 | Input [20] |  |  |  | properties characterizing a measured variable, the size of which is to be acquired and indicated by the measurement as well as any auxiliary signal inputs |  |  | from IEC 61987-1, 5.4 |  | ITEM_CLASS | [5 empty] | 0112/2///61987#ABE756 - Device LOP for separate level transmitter/switching unit |  |  |  | Standard |  | IEC 61987 | IEC | 2018-03-28 | 2014-12-17 | 2018-03-20 | 2018-03-20 |  | SC65E – IEC 61987 | C00018 | 001-01 (2018-03-28 07:26:06 by BATCH 00000762) standard | 0112/2///61987#ABV501 | https://cdd.iec.ch/CDD/IEC61987/iec61987.nsf/Classes/0112-2---61987%23ABF927 | https://cdd.iec.ch/cdd/iec61987/iec61987.nsf/PropertiesAllVersions/0112-2---61987%23ABB065,https://cdd.iec.ch/cdd/iec61987/iec61987.nsf/PropertiesAllVersions/0112-2---61987%23ABG503,https://cdd.iec.ch/cdd/iec61987/iec61987.nsf/PropertiesAllVersions/0112-2---61987%23ABA340,https://cdd.iec.ch/cdd/iec61987/iec61987.nsf/PropertiesAllVersions/0112-2---61987%23ABG612 | 0112-2---61987#ABB065,0112-2---61987#ABG503,0112-2---61987#ABA340,0112-2---61987#ABG612
0112/2///61987#ABF941 | 001 | 01 | 0112/2///61987#ABF941#001 | Input [34] |  |  |  | properties characterizing a measured variable, the size of which is to be acquired and indicated by the measurement as well as any auxiliary signal inputs |  |  | from IEC 61987-1, 5.4 |  | ITEM_CLASS | [5 empty] | 0112/2///61987#ABE760 - Device LOP for contact temperature transmitter0112/2///61987#ABE767 - Device LOP for temperature transmitter |  |  |  | Standard |  | IEC 61987 | IEC | 2018-03-28 | 2014-12-17 | 2016-05-24 | 2016-05-24 |  | SC65E – IEC 61987 | C00019 | 001-01 (2018-03-28 07:26:06 by BATCH 00000762) standard | 0112/2///61987#ABV501 | https://cdd.iec.ch/CDD/IEC61987/iec61987.nsf/Classes/0112-2---61987%23ABF941 | https://cdd.iec.ch/cdd/iec61987/iec61987.nsf/PropertiesAllVersions/0112-2---61987%23ABB065,https://cdd.iec.ch/cdd/iec61987/iec61987.nsf/PropertiesAllVersions/0112-2---61987%23ABG509,https://cdd.iec.ch/cdd/iec61987/iec61987.nsf/PropertiesAllVersions/0112-2---61987%23ABA340,https://cdd.iec.ch/cdd/iec61987/iec61987.nsf/PropertiesAllVersions/0112-2---61987%23ABG615 | 0112-2---61987#ABG615,0112-2---61987#ABB065,0112-2---61987#ABG509,0112-2---61987#ABA340
0112/2///61987#ABI485 | 001 | 01 | 0112/2///61987#ABI485#001 | Event triggered maintenance/service |  |  |  | properties characterizing an event triggered maintenance/service |  |  |  |  | ITEM_CLASS | [5 empty] | 0112/2///61987#ABI470 - Maintenance/service and repair |  |  |  | Standard |  |  |  | 2019-03-08 | 2017-12-07 | 2019-03-08 | 2019-03-08 |  | SC65E – IEC 61987 | C00018 | 001-01 (2019-03-08 15:35:13 by BATCH 00000766) standard | 0112/2///61987#ABV501 | https://cdd.iec.ch/CDD/IEC61987/iec61987.nsf/Classes/0112-2---61987%23ABI485 | https://cdd.iec.ch/cdd/iec61987/iec61987.nsf/PropertiesAllVersions/0112-2---61987%23ABI523,https://cdd.iec.ch/cdd/iec61987/iec61987.nsf/PropertiesAllVersions/0112-2---61987%23ABI533,https://cdd.iec.ch/cdd/iec61987/iec61987.nsf/PropertiesAllVersions/0112-2---61987%23ABI534,https://cdd.iec.ch/cdd/iec61987/iec61987.nsf/PropertiesAllVersions/0112-2---61987%23ABI543,https://cdd.iec.ch/cdd/iec61987/iec61987.nsf/PropertiesAllVersions/0112-2---61987%23ABI544,https://cdd.iec.ch/cdd/iec61987/iec61987.nsf/PropertiesAllVersions/0112-2---61987%23ABI545,https://cdd.iec.ch/cdd/iec61987/iec61987.nsf/PropertiesAllVersions/0112-2---61987%23ABI535,https://cdd.iec.ch/cdd/iec61987/iec61987.nsf/PropertiesAllVersions/0112-2---61987%23ABI524,https://cdd.iec.ch/cdd/iec61987/iec61987.nsf/PropertiesAllVersions/0112-2---61987%23ABI536,https://cdd.iec.ch/cdd/iec61987/iec61987.nsf/PropertiesAllVersions/0112-2---61987%23ABI537,https://cdd.iec.ch/cdd/iec61987/iec61987.nsf/PropertiesAllVersions/0112-2---61987%23ABI498,https://cdd.iec.ch/cdd/iec61987/iec61987.nsf/PropertiesAllVersions/0112-2---61987%23ABI559,https://cdd.iec.ch/cdd/iec61987/iec61987.nsf/PropertiesAllVersions/0112-2---61987%23ABI538,https://cdd.iec.ch/cdd/iec61987/iec61987.nsf/PropertiesAllVersions/0112-2---61987%23ABI495,https://cdd.iec.ch/cdd/iec61987/iec61987.nsf/PropertiesAllVersions/0112-2---61987%23ABI556,https://cdd.iec.ch/cdd/iec61987/iec61987.nsf/PropertiesAllVersions/0112-2---61987%23ABI539,https://cdd.iec.ch/cdd/iec61987/iec61987.nsf/PropertiesAllVersions/0112-2---61987%23ABI527,https://cdd.iec.ch/cdd/iec61987/iec61987.nsf/PropertiesAllVersions/0112-2---61987%23ABI509,https://cdd.iec.ch/cdd/iec61987/iec61987.nsf/PropertiesAllVersions/0112-2---61987%23ABI528,https://cdd.iec.ch/cdd/iec61987/iec61987.nsf/PropertiesAllVersions/0112-2---61987%23ABI529 | 0112-2---61987#ABI543,0112-2---61987#ABI524,0112-2---61987#ABI536,0112-2---61987#ABI498,0112-2---61987#ABI527,0112-2---61987#ABI533,0112-2---61987#ABI545,0112-2---61987#ABI559,0112-2---61987#ABI556,0112-2---61987#ABI539,0112-2---61987#ABI529,0112-2---61987#ABI534,0112-2---61987#ABI544,0112-2---61987#ABI538,0112-2---61987#ABI509,0112-2---61987#ABI523,0112-2---61987#ABI535,0112-2---61987#ABI537,0112-2---61987#ABI495,0112-2---61987#ABI528
0112/2///61987#ABA746 | 002 | 01 | 0112/2///61987#ABA746#002 | TC differential temperature switch |  |  |  | differential temperature switch that uses a thermocouple (TC) sensing element to detect a temperature regime |  |  |  |  | ITEM_CLASS | [9 empty] | Standard |  |  |  | 2018-03-28 | 2013-08-27 | 2016-05-24 | 2016-05-24 |  | SC65E – IEC 61987 | C00004 |  | 0112/2///61987#ABA742 | https://cdd.iec.ch/CDD/IEC61987/iec61987.nsf/Classes/0112-2---61987%23ABA746
0112/2///61987#ABA766 | 003 | 01 | 0112/2///61987#ABA766#003 | Pressure-type flow transmitter |  |  |  | flow transmitter that measures the pressure exerted by a fluid in order to calculate its flow rate |  |  |  |  | ITEM_CLASS |  |  |  |  | 0112/2///61987#ABU125 - reference to Operating LOP for flow measuring equipment |  |  |  |  | Standard |  |  |  | 2018-03-28 | 2013-08-27 | 2016-05-24 | 2016-05-24 |  | SC65E – IEC 61987 | C00004 |  | 0112/2///61987#ABA761 | https://cdd.iec.ch/CDD/IEC61987/iec61987.nsf/Classes/0112-2---61987%23ABA766 |  | 0112-2---61987#ABU125
0112/2///61987#ABC334 | 003 | 01 | 0112/2///61987#ABC334#003 | Manufacturer-specific output [2] |  |  |  | properties characterizing a manufacturer-specific output |  |  |  |  | ITEM_CLASS | [5 empty] | 0112/2///61987#ABC666 - Type of output [3]0112/2///61987#ABC667 - Type of output [4] |  |  | false | Standard |  | IEC 61987 | IEC | 2022-12-09 | 2017-12-07 | 2022-12-09 | 2022-12-09 |  | IEC/SC 65E | C00112 |  | 0112/2///61987#ABV501 | https://cdd.iec.ch/CDD/IEC61987/iec61987.nsf/Classes/0112-2---61987%23ABC334 | https://cdd.iec.ch/cdd/iec61987/iec61987.nsf/PropertiesAllVersions/0112-2---61987%23ABB631,https://cdd.iec.ch/cdd/iec61987/iec61987.nsf/PropertiesAllVersions/0112-2---61987%23ABU210,https://cdd.iec.ch/cdd/iec61987/iec61987.nsf/PropertiesAllVersions/0112-2---61987%23ABC965 | 0112-2---61987#ABU210,0112-2---61987#ABC965,0112-2---61987#ABB631
0112/2///61987#ABC506 | 002 | 01 | 0112/2///61987#ABC506#002 | Performance variable [4] |  |  |  | properties characterizing the performance of a device with respect to a particular process variable |  |  |  |  | ITEM_CLASS | [5 empty] | 0112/2///61987#ABC495 - Performance [5] |  |  |  | Standard |  |  |  | 2018-03-28 | 2013-08-27 | 2016-05-24 | 2016-05-24 |  | SC65E – IEC 61987 | C00004 |  | 0112/2///61987#ABV501 | https://cdd.iec.ch/CDD/IEC61987/iec61987.nsf/Classes/0112-2---61987%23ABC506 | https://cdd.iec.ch/cdd/iec61987/iec61987.nsf/PropertiesAllVersions/0112-2---61987%23ABB271,https://cdd.iec.ch/cdd/iec61987/iec61987.nsf/PropertiesAllVersions/0112-2---61987%23ABA577,https://cdd.iec.ch/cdd/iec61987/iec61987.nsf/PropertiesAllVersions/0112-2---61987%23ABD195,https://cdd.iec.ch/cdd/iec61987/iec61987.nsf/PropertiesAllVersions/0112-2---61987%23ABU363 | 0112-2---61987#ABB271,0112-2---61987#ABA577,0112-2---61987#ABD195,0112-2---61987#ABU363
0112/2///61987#ABD848 | 002 | 01 | 0112/2///61987#ABD848#002 | Dial indicator [3] |  |  |  | properties characterizing a mechanical dial indicator supplied with the device |  |  |  |  | ITEM_CLASS | [5 empty] | 0112/2///61987#ABE023 - Structural design [positioner]0112/2///61987#ABE609 - Structural design [filter regulator]0112/2///61987#ABE617 - Structural design [I/P converter] |  |  |  | Standard |  |  |  | 2018-03-28 | 2013-09-02 | 2018-03-20 | 2018-03-20 |  | SC65E – IEC 61987 | C00009 |  | 0112/2///61987#ABV501 | https://cdd.iec.ch/CDD/IEC61987/iec61987.nsf/Classes/0112-2---61987%23ABD848 | https://cdd.iec.ch/cdd/iec61987/iec61987.nsf/PropertiesAllVersions/0112-2---61987%23ABA194,https://cdd.iec.ch/cdd/iec61987/iec61987.nsf/PropertiesAllVersions/0112-2---61987%23ABB393,https://cdd.iec.ch/cdd/iec61987/iec61987.nsf/PropertiesAllVersions/0112-2---61987%23ABA184,https://cdd.iec.ch/cdd/iec61987/iec61987.nsf/PropertiesAllVersions/0112-2---61987%23ABB502,https://cdd.iec.ch/cdd/iec61987/iec61987.nsf/PropertiesAllVersions/0112-2---61987%23ABB074,https://cdd.iec.ch/cdd/iec61987/iec61987.nsf/PropertiesAllVersions/0112-2---61987%23ABC785,https://cdd.iec.ch/cdd/iec61987/iec61987.nsf/PropertiesAllVersions/0112-2---61987%23ABA895,https://cdd.iec.ch/cdd/iec61987/iec61987.nsf/PropertiesAllVersions/0112-2---61987%23ABA198,https://cdd.iec.ch/cdd/iec61987/iec61987.nsf/PropertiesAllVersions/0112-2---61987%23ABA558,https://cdd.iec.ch/cdd/iec61987/iec61987.nsf/PropertiesAllVersions/0112-2---61987%23ABA179,https://cdd.iec.ch/cdd/iec61987/iec61987.nsf/PropertiesAllVersions/0112-2---61987%23ABB386,https://cdd.iec.ch/cdd/iec61987/iec61987.nsf/PropertiesAllVersions/0112-2---61987%23ABA155,https://cdd.iec.ch/cdd/iec61987/iec61987.nsf/PropertiesAllVersions/0112-2---61987%23ABD477,https://cdd.iec.ch/cdd/iec61987/iec61987.nsf/PropertiesAllVersions/0112-2---61987%23ABD466,https://cdd.iec.ch/cdd/iec61987/iec61987.nsf/PropertiesAllVersions/0112-2---61987%23ABD478,https://cdd.iec.ch/cdd/iec61987/iec61987.nsf/PropertiesAllVersions/0112-2---61987%23ABD479 | 0112-2---61987#ABB074,0112-2---61987#ABA895,0112-2---61987#ABB386,0112-2---61987#ABD466,0112-2---61987#ABD479,0112-2---61987#ABA194,0112-2---61987#ABB502,0112-2---61987#ABA198,0112-2---61987#ABA184,0112-2---61987#ABA179,0112-2---61987#ABA558,0112-2---61987#ABA155,0112-2---61987#ABD477,0112-2---61987#ABD478,0112-2---61987#ABB393,0112-2---61987#ABC785
0112/2///61987#ABI816 | 001 | 01 | 0112/2///61987#ABI816#001 | OUT |  |  |  | parameter with properties characterizing an analog block output |  |  |  |  | ITEM_CLASS | [5 empty] | 0112/2///61987#ABH885 - Control function block0112/2///61987#ABH888 - Analog output function block0112/2///61987#ABJ621 - OUTPUT0112/2///61987#ABJ625 - PULSE_OUTPUT |  |  |  | Standard |  |  |  | 2019-03-08 | 2017-12-07 | 2019-03-08 | 2019-03-08 |  | SC65E – IEC 61987 | C00018 | 001-01 (2019-03-08 15:35:13 by BATCH 00000766) standard | 0112/2///61987#ABV501 | https://cdd.iec.ch/CDD/IEC61987/iec61987.nsf/Classes/0112-2---61987%23ABI816 | https://cdd.iec.ch/cdd/iec61987/iec61987.nsf/PropertiesAllVersions/0112-2---61987%23ABJ685,https://cdd.iec.ch/cdd/iec61987/iec61987.nsf/PropertiesAllVersions/0112-2---61987%23ABJ645 | 0112-2---61987#ABJ685,0112-2---61987#ABJ645
0112/2///61987#ABP288 | 001 | 01 | 0112/2///61987#ABP288#001 | Environmental design conditions [infrastructure device] |  |  |  | properties characterizing environmental conditions under which an infrastructure device will be operated |  |  |  |  | ITEM_CLASS | [5 empty] | 0112/2///61987#ABP291 - Operating conditions for device design [infrastructure device] |  |  | false | Standard |  | IEC 61987 | IEC | 2023-01-23 | 2023-01-23 | 2023-01-23 | 2023-01-23 |  | IEC/SC 65E | C00128 | 001-01 (2023-01-23 14:53:34 by BATCH 00000807) standard | 0112/2///61987#ABV501 | https://cdd.iec.ch/CDD/IEC61987/iec61987.nsf/Classes/0112-2---61987%23ABP288 | https://cdd.iec.ch/cdd/iec61987/iec61987.nsf/PropertiesAllVersions/0112-2---61987%23ABE201,https://cdd.iec.ch/cdd/iec61987/iec61987.nsf/PropertiesAllVersions/0112-2---61987%23ABC946 | 0112-2---61987#ABE201,0112-2---61987#ABC946
0112/2///61987#ABP052 | 001 | 01 | 0112/2///61987#ABP052#001 | Output [I/O module] |  |  |  | properties characterizing the outputs provided by the device and their electrical properties |  |  |  |  | ITEM_CLASS | [5 empty] | 0112/2///61987#ABP026 - Device LOP for I/O modules |  |  | false | Standard |  | IEC 61987 | IEC | 2023-01-23 | 2023-01-23 | 2023-01-23 | 2023-01-23 |  | IEC/SC 65E | C00128 | 001-01 (2023-01-23 14:53:33 by BATCH 00000807) standard | 0112/2///61987#ABV501 | https://cdd.iec.ch/CDD/IEC61987/iec61987.nsf/Classes/0112-2---61987%23ABP052 | https://cdd.iec.ch/cdd/iec61987/iec61987.nsf/PropertiesAllVersions/0112-2---61987%23ABB271,https://cdd.iec.ch/cdd/iec61987/iec61987.nsf/PropertiesAllVersions/0112-2---61987%23ABA577,https://cdd.iec.ch/cdd/iec61987/iec61987.nsf/PropertiesAllVersions/0112-2---61987%23ABA607,https://cdd.iec.ch/cdd/iec61987/iec61987.nsf/PropertiesAllVersions/0112-2---61987%23ABA342,https://cdd.iec.ch/cdd/iec61987/iec61987.nsf/PropertiesAllVersions/0112-2---61987%23ABP286,https://cdd.iec.ch/cdd/iec61987/iec61987.nsf/PropertiesAllVersions/0112-2---61987%23ABP090,https://cdd.iec.ch/cdd/iec61987/iec61987.nsf/PropertiesAllVersions/0112-2---61987%23ABP287,https://cdd.iec.ch/cdd/iec61987/iec61987.nsf/PropertiesAllVersions/0112-2---61987%23ABA387,https://cdd.iec.ch/cdd/iec61987/iec61987.nsf/PropertiesAllVersions/0112-2---61987%23ABC891,https://cdd.iec.ch/cdd/iec61987/iec61987.nsf/PropertiesAllVersions/0112-2---61987%23ABP220,https://cdd.iec.ch/cdd/iec61987/iec61987.nsf/PropertiesAllVersions/0112-2---61987%23ABP224,https://cdd.iec.ch/cdd/iec61987/iec61987.nsf/PropertiesAllVersions/0112-2---61987%23ABP266,https://cdd.iec.ch/cdd/iec61987/iec61987.nsf/PropertiesAllVersions/0112-2---61987%23ABU435,https://cdd.iec.ch/cdd/iec61987/iec61987.nsf/PropertiesAllVersions/0112-2---61987%23ABU436,https://cdd.iec.ch/cdd/iec61987/iec61987.nsf/PropertiesAllVersions/0112-2---61987%23ABP227,https://cdd.iec.ch/cdd/iec61987/iec61987.nsf/PropertiesAllVersions/0112-2---61987%23ABP306,https://cdd.iec.ch/cdd/iec61987/iec61987.nsf/PropertiesAllVersions/0112-2---61987%23ABP252 | 0112-2---61987#ABA577,0112-2---61987#ABP090,0112-2---61987#ABP220,0112-2---61987#ABP224,0112-2---61987#ABU436,0112-2---61987#ABP227,0112-2---61987#ABB271,0112-2---61987#ABA607,0112-2---61987#ABC891,0112-2---61987#ABU435,0112-2---61987#ABP306,0112-2---61987#ABP286,0112-2---61987#ABP287,0112-2---61987#ABA387,0112-2---61987#ABP266,0112-2---61987#ABA342,0112-2---61987#ABP252
0112/2///61987#ABN999 | 001 | 01 | 0112/2///61987#ABN999#001 | Temperature controller |  |  |  | controller that takes the input from a temperature sensing element or transmitter and provides an output to a control element in order to reach or maintain a required temperature or setpoint |  |  |  |  | ITEM_CLASS |  |  |  |  | 0112/2///61987#ABP285 - reference to Operating LOP for infrastructure devices |  |  |  | true | Standard |  | IEC 61987-31 | IEC | 2022-10-26 | 2022-10-26 | 2022-10-26 | 2022-10-26 |  | IEC/SC 65E | C00127 | 001-01 (2022-10-26 07:15:16 by BATCH 00000802) standard | 0112/2///61987#ABN988 | https://cdd.iec.ch/CDD/IEC61987/iec61987.nsf/Classes/0112-2---61987%23ABN999
0112/2///61987#ABC170 | 001 | 03 | 0112/2///61987#ABC170#001 | Connecting cable |  |  |  | properties characterizing a connecting cable to a remote transmitter |  |  |  |  | ITEM_CLASS | [5 empty] | 0112/2///61987#ABC172 - Connection facility [1]0112/2///61987#ABC173 - Connection facility [2]0112/2///61987#ABF168 - Sonic probe0112/2///61987#ABF520 - Ultrasonic probe |  |  |  | Standard |  |  |  | 2018-03-28 | 2018-03-28 | 2018-03-28 | 2018-03-28 |  | SC65E – IEC 61987 | C00004 |  | 0112/2///61987#ABV501 | https://cdd.iec.ch/CDD/IEC61987/iec61987.nsf/Classes/0112-2---61987%23ABC170 | https://cdd.iec.ch/cdd/iec61987/iec61987.nsf/PropertiesAllVersions/0112-2---61987%23ABA620,https://cdd.iec.ch/cdd/iec61987/iec61987.nsf/PropertiesAllVersions/0112-2---61987%23ABA174,https://cdd.iec.ch/cdd/iec61987/iec61987.nsf/PropertiesAllVersions/0112-2---61987%23ABA175,https://cdd.iec.ch/cdd/iec61987/iec61987.nsf/PropertiesAllVersions/0112-2---61987%23ABB007,https://cdd.iec.ch/cdd/iec61987/iec61987.nsf/PropertiesAllVersions/0112-2---61987%23ABA604,https://cdd.iec.ch/cdd/iec61987/iec61987.nsf/PropertiesAllVersions/0112-2---61987%23ABA040,https://cdd.iec.ch/cdd/iec61987/iec61987.nsf/PropertiesAllVersions/0112-2---61987%23ABB439,https://cdd.iec.ch/cdd/iec61987/iec61987.nsf/PropertiesAllVersions/0112-2---61987%23ABB392,https://cdd.iec.ch/cdd/iec61987/iec61987.nsf/PropertiesAllVersions/0112-2---61987%23ABA619,https://cdd.iec.ch/cdd/iec61987/iec61987.nsf/PropertiesAllVersions/0112-2---61987%23ABA176 | 0112-2---61987#ABB007,0112-2---61987#ABB439,0112-2---61987#ABA619,0112-2---61987#ABA176,0112-2---61987#ABA620,0112-2---61987#ABA174,0112-2---61987#ABA175,0112-2---61987#ABA604,0112-2---61987#ABA040,0112-2---61987#ABB392
0112/2///61987#ABE816 | 001 | 01 | 0112/2///61987#ABE816#001 | Volume measurement |  |  |  | properties characterizing a volume measurement |  | Polymorphic element: ABE816, Id: 3 |  |  | ITEM_CLASS | [5 empty] | 0112/2///61987#ABF979 - Type of measured variable [7]0112/2///61987#ABF980 - Type of measured variable [8]0112/2///61987#ABF981 - Type of measured variable [9]0112/2///61987#ABF983 - Type of measured variable [11]0112/2///61987#ABF984 - Type of measured variable [12]0112/2///61987#ABG012 - Type of measured variable [40]0112/2///61987#ABG013 - Type of measured variable [41] |  |  |  | Standard |  | IEC 61987 | IEC | 2018-03-28 | 2018-03-28 | 2018-03-28 | 2018-03-28 |  | SC65E – IEC 61987 | C00018 | 001-01 (2018-03-28 07:26:04 by BATCH 00000762) standard | 0112/2///61987#ABV501 | https://cdd.iec.ch/CDD/IEC61987/iec61987.nsf/Classes/0112-2---61987%23ABE816 | https://cdd.iec.ch/cdd/iec61987/iec61987.nsf/PropertiesAllVersions/0112-2---61987%23ABB015,https://cdd.iec.ch/cdd/iec61987/iec61987.nsf/PropertiesAllVersions/0112-2---61987%23ABF657,https://cdd.iec.ch/cdd/iec61987/iec61987.nsf/PropertiesAllVersions/0112-2---61987%23ABA324,https://cdd.iec.ch/cdd/iec61987/iec61987.nsf/PropertiesAllVersions/0112-2---61987%23ABE890,https://cdd.iec.ch/cdd/iec61987/iec61987.nsf/PropertiesAllVersions/0112-2---61987%23ABA328,https://cdd.iec.ch/cdd/iec61987/iec61987.nsf/PropertiesAllVersions/0112-2---61987%23ABA330,https://cdd.iec.ch/cdd/iec61987/iec61987.nsf/PropertiesAllVersions/0112-2---61987%23ABB781,https://cdd.iec.ch/cdd/iec61987/iec61987.nsf/PropertiesAllVersions/0112-2---61987%23ABE889,https://cdd.iec.ch/cdd/iec61987/iec61987.nsf/PropertiesAllVersions/0112-2---61987%23ABE891,https://cdd.iec.ch/cdd/iec61987/iec61987.nsf/PropertiesAllVersions/0112-2---61987%23ABE892,https://cdd.iec.ch/cdd/iec61987/iec61987.nsf/PropertiesAllVersions/0112-2---61987%23ABE893,https://cdd.iec.ch/cdd/iec61987/iec61987.nsf/PropertiesAllVersions/0112-2---61987%23ABE894,https://cdd.iec.ch/cdd/iec61987/iec61987.nsf/PropertiesAllVersions/0112-2---61987%23ABE895,https://cdd.iec.ch/cdd/iec61987/iec61987.nsf/PropertiesAllVersions/0112-2---61987%23ABE896 | 0112-2---61987#ABF657,0112-2---61987#ABE893,0112-2---61987#ABE895,0112-2---61987#ABE896,0112-2---61987#ABB015,0112-2---61987#ABA324,0112-2---61987#ABA330,0112-2---61987#ABB781,0112-2---61987#ABE889,0112-2---61987#ABE891,0112-2---61987#ABE892,0112-2---61987#ABE894,0112-2---61987#ABE890,0112-2---61987#ABA328
0112/2///61987#ABF376 | 001 | 01 | 0112/2///61987#ABF376#001 | Cleaning in place conditions for optical devices |  |  |  | properties characterizing additional conditions for cleaning of optical devices |  |  |  |  | ITEM_CLASS | [5 empty] | 0112/2///61987#ABH046 - External cleaning in place conditions [1] |  |  |  | Standard |  | IEC 61987 | IEC | 2018-03-28 | 2014-12-17 | 2017-09-18 | 2017-09-18 |  | SC65E – IEC 61987 | C00018 | 001-01 (2018-03-28 07:26:06 by BATCH 00000762) standard | 0112/2///61987#ABV501 | https://cdd.iec.ch/CDD/IEC61987/iec61987.nsf/Classes/0112-2---61987%23ABF376 | https://cdd.iec.ch/cdd/iec61987/iec61987.nsf/PropertiesAllVersions/0112-2---61987%23ABF377 | 0112-2---61987#ABF377
0112/2///61987#ABF938 | 001 | 01 | 0112/2///61987#ABF938#001 | Input [31] |  |  |  | properties characterizing a measured variable, the size of which is to be acquired and indicated by the measurement as well as any auxiliary signal inputs |  |  | from IEC 61987-1, 5.4 |  | ITEM_CLASS | [5 empty] | 0112/2///61987#ABF858 - Device LOP for buoyancy density transmitter0112/2///61987#ABF859 - Device LOP for refractive index density transmitter0112/2///61987#ABF860 - Device LOP for vibrating tube density transmitter0112/2///61987#ABF861 - Device LOP for radiometric density transmitter0112/2///61987#ABF862 - Device LOP for vibrating fork/rod density transmitter0112/2///61987#ABF863 - Device LOP for ultrasonic density transmitter0112/2///61987#ABF864 - Device LOP for microwave density transmitter0112/2///61987#ABF865 - Device LOP for density transmitter0112/2///61987#ABF866 - Device LOP for separate density transmitter |  |  |  | Standard |  | IEC 61987 | IEC | 2018-03-28 | 2014-12-17 | 2018-03-20 | 2018-03-20 |  | SC65E – IEC 61987 | C00017 | 001-01 (2018-03-28 07:26:06 by BATCH 00000762) standard | 0112/2///61987#ABV501 | https://cdd.iec.ch/CDD/IEC61987/iec61987.nsf/Classes/0112-2---61987%23ABF938 | https://cdd.iec.ch/cdd/iec61987/iec61987.nsf/PropertiesAllVersions/0112-2---61987%23ABB065,https://cdd.iec.ch/cdd/iec61987/iec61987.nsf/PropertiesAllVersions/0112-2---61987%23ABG535,https://cdd.iec.ch/cdd/iec61987/iec61987.nsf/PropertiesAllVersions/0112-2---61987%23ABA340,https://cdd.iec.ch/cdd/iec61987/iec61987.nsf/PropertiesAllVersions/0112-2---61987%23ABG619 | 0112-2---61987#ABG535,0112-2---61987#ABA340,0112-2---61987#ABG619,0112-2---61987#ABB065
0112/2///61987#ABH644 | 001 | 01 | 0112/2///61987#ABH644#001 | Calibration point of voltage |  |  |  | properties characterizing the calibration of output values of a single voltage input value |  |  |  |  | ITEM_CLASS | [5 empty] | 0112/2///61987#ABH626 - Calibration of voltage |  |  |  | Standard |  |  |  | 2019-03-08 | 2017-12-07 | 2019-03-08 | 2019-03-08 |  | SC65E – IEC 61987 | C00018 | 001-01 (2019-03-08 15:35:12 by BATCH 00000766) standard | 0112/2///61987#ABV501 | https://cdd.iec.ch/CDD/IEC61987/iec61987.nsf/Classes/0112-2---61987%23ABH644 | https://cdd.iec.ch/cdd/iec61987/iec61987.nsf/PropertiesAllVersions/0112-2---61987%23ABH564,https://cdd.iec.ch/cdd/iec61987/iec61987.nsf/PropertiesAllVersions/0112-2---61987%23ABH677,https://cdd.iec.ch/cdd/iec61987/iec61987.nsf/PropertiesAllVersions/0112-2---61987%23ABH774 | 0112-2---61987#ABH564,0112-2---61987#ABH677,0112-2---61987#ABH774
0112/2///61987#ABP049 | 001 | 01 | 0112/2///61987#ABP049#001 | Mechanical and electrical construction [I/O module] |  |  |  | properties characterizing the constructional details of an I/O module and its parts |  |  |  |  | ITEM_CLASS | [5 empty] | 0112/2///61987#ABP026 - Device LOP for I/O modules |  |  | false | Standard |  | IEC 61987 | IEC | 2023-01-23 | 2023-01-23 | 2023-01-23 | 2023-01-23 |  | IEC/SC 65E | C00128 | 001-01 (2023-01-23 14:53:33 by BATCH 00000807) standard | 0112/2///61987#ABV501 | https://cdd.iec.ch/CDD/IEC61987/iec61987.nsf/Classes/0112-2---61987%23ABP049 | https://cdd.iec.ch/cdd/iec61987/iec61987.nsf/PropertiesAllVersions/0112-2---61987%23ABD534,https://cdd.iec.ch/cdd/iec61987/iec61987.nsf/PropertiesAllVersions/0112-2---61987%23ABP229,https://cdd.iec.ch/cdd/iec61987/iec61987.nsf/PropertiesAllVersions/0112-2---61987%23ABB139,https://cdd.iec.ch/cdd/iec61987/iec61987.nsf/PropertiesAllVersions/0112-2---61987%23ABC862 | 0112-2---61987#ABC862,0112-2---61987#ABD534,0112-2---61987#ABP229,0112-2---61987#ABB139
0112/2///61987#ABC498 | 002 | 01 | 0112/2///61987#ABC498#002 | Performance [8] |  |  |  | properties characterizing the performance of the device with regard to measurement accuracy and dynamic behaviour |  |  | from IEC 61987-1, 5.6 |  | ITEM_CLASS | [5 empty] | 0112/2///61987#ABA032 - Device LOP for absolute/gauge pressure gauge0112/2///61987#ABA034 - Device LOP for differential pressure gauge |  |  |  | Standard |  |  |  | 2018-03-28 | 2013-08-27 | 2016-05-24 | 2016-05-24 |  | SC65E – IEC 61987 | C00004 |  | 0112/2///61987#ABV501 | https://cdd.iec.ch/CDD/IEC61987/iec61987.nsf/Classes/0112-2---61987%23ABC498 | https://cdd.iec.ch/cdd/iec61987/iec61987.nsf/PropertiesAllVersions/0112-2---61987%23ABD485,https://cdd.iec.ch/cdd/iec61987/iec61987.nsf/PropertiesAllVersions/0112-2---61987%23ABB636,https://cdd.iec.ch/cdd/iec61987/iec61987.nsf/PropertiesAllVersions/0112-2---61987%23ABD138,https://cdd.iec.ch/cdd/iec61987/iec61987.nsf/PropertiesAllVersions/0112-2---61987%23ABD131 | 0112-2---61987#ABD131,0112-2---61987#ABD485,0112-2---61987#ABB636,0112-2---61987#ABD138
0112/2///61987#ABC553 | 002 | 01 | 0112/2///61987#ABC553#002 | Pulse output |  |  |  | properties characterizing the parameters of the pulse output |  | 8 ABC553.8 |  |  | ITEM_CLASS | [5 empty] | 0112/2///61987#ABC665 - Type of output [2]0112/2///61987#ABC666 - Type of output [3]0112/2///61987#ABC667 - Type of output [4]0112/2///61987#ABC668 - Type of output [5] |  |  |  | Standard |  |  |  | 2018-03-28 | 2013-08-27 | 2016-05-24 | 2016-05-24 |  | SC65E – IEC 61987 | C00004 |  | 0112/2///61987#ABV501 | https://cdd.iec.ch/CDD/IEC61987/iec61987.nsf/Classes/0112-2---61987%23ABC553 | https://cdd.iec.ch/cdd/iec61987/iec61987.nsf/PropertiesAllVersions/0112-2---61987%23ABU191,https://cdd.iec.ch/cdd/iec61987/iec61987.nsf/PropertiesAllVersions/0112-2---61987%23ABD185 | 0112-2---61987#ABU191,0112-2---61987#ABD185
0112/2///61987#ABC591 | 001 | 02 | 0112/2///61987#ABC591#001 | Set pointer |  |  |  | properties characterizing a set pointer to initiate a trip switch |  |  |  |  | ITEM_CLASS | [5 empty] | - |  |  |  | Standard |  |  |  | 2018-03-28 | 2013-09-27 | 2013-09-27 | 2014-06-18 |  | SC65E – IEC 61987 | C00004 |  | 0112/2///61987#ABV501 | https://cdd.iec.ch/CDD/IEC61987/iec61987.nsf/Classes/0112-2---61987%23ABC591 | https://cdd.iec.ch/cdd/iec61987/iec61987.nsf/PropertiesAllVersions/0112-2---61987%23ABA213,https://cdd.iec.ch/cdd/iec61987/iec61987.nsf/PropertiesAllVersions/0112-2---61987%23ABA214,https://cdd.iec.ch/cdd/iec61987/iec61987.nsf/PropertiesAllVersions/0112-2---61987%23ABA215 | 0112-2---61987#ABA213,0112-2---61987#ABA214,0112-2---61987#ABA215
0112/2///61987#ABN694 | 002 | 01 | 0112/2///61987#ABN694#002 | Specific machine vibration measurement variables |  |  |  | properties characterizing dynamic data which are the result of an oscillation measurement at machines with rotating movements |  |  |  |  | ITEM_CLASS | [5 empty] | 0112/2///61987#ABN682 - Continuous measurement variables |  |  | false | Standard |  | IEC 61987 | IEC | 2022-12-09 |  | 2022-12-09 | 2022-12-09 |  | IEC/SC 65E | C00112 |  | 0112/2///61987#ABV501 | https://cdd.iec.ch/CDD/IEC61987/iec61987.nsf/Classes/0112-2---61987%23ABN694 | https://cdd.iec.ch/cdd/iec61987/iec61987.nsf/PropertiesAllVersions/0112-2---61987%23ABN647,https://cdd.iec.ch/cdd/iec61987/iec61987.nsf/PropertiesAllVersions/0112-2---61987%23ABN651,https://cdd.iec.ch/cdd/iec61987/iec61987.nsf/PropertiesAllVersions/0112-2---61987%23ABN654,https://cdd.iec.ch/cdd/iec61987/iec61987.nsf/PropertiesAllVersions/0112-2---61987%23ABN648,https://cdd.iec.ch/cdd/iec61987/iec61987.nsf/PropertiesAllVersions/0112-2---61987%23ABN652,https://cdd.iec.ch/cdd/iec61987/iec61987.nsf/PropertiesAllVersions/0112-2---61987%23ABN655,https://cdd.iec.ch/cdd/iec61987/iec61987.nsf/PropertiesAllVersions/0112-2---61987%23ABN649,https://cdd.iec.ch/cdd/iec61987/iec61987.nsf/PropertiesAllVersions/0112-2---61987%23ABN653,https://cdd.iec.ch/cdd/iec61987/iec61987.nsf/PropertiesAllVersions/0112-2---61987%23ABN656,https://cdd.iec.ch/cdd/iec61987/iec61987.nsf/PropertiesAllVersions/0112-2---61987%23ABN650,https://cdd.iec.ch/cdd/iec61987/iec61987.nsf/PropertiesAllVersions/0112-2---61987%23ABN678,https://cdd.iec.ch/cdd/iec61987/iec61987.nsf/PropertiesAllVersions/0112-2---61987%23ABN657,https://cdd.iec.ch/cdd/iec61987/iec61987.nsf/PropertiesAllVersions/0112-2---61987%23ABN679,https://cdd.iec.ch/cdd/iec61987/iec61987.nsf/PropertiesAllVersions/0112-2---61987%23ABN680,https://cdd.iec.ch/cdd/iec61987/iec61987.nsf/PropertiesAllVersions/0112-2---61987%23ABN681,https://cdd.iec.ch/cdd/iec61987/iec61987.nsf/PropertiesAllVersions/0112-2---61987%23ABN658,https://cdd.iec.ch/cdd/iec61987/iec61987.nsf/PropertiesAllVersions/0112-2---61987%23ABN659,https://cdd.iec.ch/cdd/iec61987/iec61987.nsf/PropertiesAllVersions/0112-2---61987%23ABN660,https://cdd.iec.ch/cdd/iec61987/iec61987.nsf/PropertiesAllVersions/0112-2---61987%23ABN661,https://cdd.iec.ch/cdd/iec61987/iec61987.nsf/PropertiesAllVersions/0112-2---61987%23ABN662,https://cdd.iec.ch/cdd/iec61987/iec61987.nsf/PropertiesAllVersions/0112-2---61987%23ABN663,https://cdd.iec.ch/cdd/iec61987/iec61987.nsf/PropertiesAllVersions/0112-2---61987%23ABN664,https://cdd.iec.ch/cdd/iec61987/iec61987.nsf/PropertiesAllVersions/0112-2---61987%23ABN665,https://cdd.iec.ch/cdd/iec61987/iec61987.nsf/PropertiesAllVersions/0112-2---61987%23ABN666,https://cdd.iec.ch/cdd/iec61987/iec61987.nsf/PropertiesAllVersions/0112-2---61987%23ABN667,https://cdd.iec.ch/cdd/iec61987/iec61987.nsf/PropertiesAllVersions/0112-2---61987%23ABN668,https://cdd.iec.ch/cdd/iec61987/iec61987.nsf/PropertiesAllVersions/0112-2---61987%23ABN669,https://cdd.iec.ch/cdd/iec61987/iec61987.nsf/PropertiesAllVersions/0112-2---61987%23ABN670,https://cdd.iec.ch/cdd/iec61987/iec61987.nsf/PropertiesAllVersions/0112-2---61987%23ABN671,https://cdd.iec.ch/cdd/iec61987/iec61987.nsf/PropertiesAllVersions/0112-2---61987%23ABN672,https://cdd.iec.ch/cdd/iec61987/iec61987.nsf/PropertiesAllVersions/0112-2---61987%23ABN673,https://cdd.iec.ch/cdd/iec61987/iec61987.nsf/PropertiesAllVersions/0112-2---61987%23ABN674,https://cdd.iec.ch/cdd/iec61987/iec61987.nsf/PropertiesAllVersions/0112-2---61987%23ABN675,https://cdd.iec.ch/cdd/iec61987/iec61987.nsf/PropertiesAllVersions/0112-2---61987%23ABN676,https://cdd.iec.ch/cdd/iec61987/iec61987.nsf/PropertiesAllVersions/0112-2---61987%23ABF194,https://cdd.iec.ch/cdd/iec61987/iec61987.nsf/PropertiesAllVersions/0112-2---61987%23ABN677 | 0112-2---61987#ABN655,0112-2---61987#ABN657,0112-2---61987#ABN667,0112-2---61987#ABN671,0112-2---61987#ABN652,0112-2---61987#ABN664,0112-2---61987#ABN675,0112-2---61987#ABN650,0112-2---61987#ABN661,0112-2---61987#ABN674,0112-2---61987#ABN651,0112-2---61987#ABN660,0112-2---61987#ABN647,0112-2---61987#ABN654,0112-2---61987#ABN656,0112-2---61987#ABN681,0112-2---61987#ABN659,0112-2---61987#ABN662,0112-2---61987#ABN663,0112-2---61987#ABN665,0112-2---61987#ABN668,0112-2---61987#ABN673,0112-2---61987#ABN678,0112-2---61987#ABN676,0112-2---61987#ABN677,0112-2---61987#ABN648,0112-2---61987#ABN649,0112-2---61987#ABN679,0112-2---61987#ABN666,0112-2---61987#ABN669,0112-2---61987#ABN672,0112-2---61987#ABN653,0112-2---61987#ABN680,0112-2---61987#ABN658,0112-2---61987#ABN670,0112-2---61987#ABF194
0112/2///61987#ABH048 | 001 | 01 | 0112/2///61987#ABH048#001 | Frequency input [6] |  |  |  | properties characterizing an auxiliary frequency input |  | Polymorphic element: ABH048, Id: 4 |  |  | ITEM_CLASS | [5 empty] | 0112/2///61987#ABG070 - Type of auxiliary input [21] |  |  |  | Standard |  | IEC 61987 | IEC | 2018-03-28 | 2018-03-28 | 2018-03-28 | 2018-03-28 |  | SC65E – IEC 61987 | C00017 | 001-01 (2018-03-28 07:26:12 by BATCH 00000762) standard | 0112/2///61987#ABV501 | https://cdd.iec.ch/CDD/IEC61987/iec61987.nsf/Classes/0112-2---61987%23ABH048 | https://cdd.iec.ch/cdd/iec61987/iec61987.nsf/PropertiesAllVersions/0112-2---61987%23ABU651,https://cdd.iec.ch/cdd/iec61987/iec61987.nsf/PropertiesAllVersions/0112-2---61987%23ABC930,https://cdd.iec.ch/cdd/iec61987/iec61987.nsf/PropertiesAllVersions/0112-2---61987%23ABD185 | 0112-2---61987#ABU651,0112-2---61987#ABC930,0112-2---61987#ABD185
0112/2///61987#ABE446 | 001 | 01 | 0112/2///61987#ABE446#001 | Separate temperature transmitter |  |  |  | separate transmitter designed for temperature measurement |  |  |  |  | ITEM_CLASS |  |  |  |  | 0112/2///61987#ABE645 - reference to Generic OLOP for system components |  |  |  |  | Standard |  |  |  | 2018-03-28 |  | 2016-05-24 | 2016-05-24 |  | SC65E – IEC 61987 | C00004 | 001-01 (2018-03-28 07:26:02 by BATCH 00000762) standard | 0112/2///61987#ABA638 | https://cdd.iec.ch/CDD/IEC61987/iec61987.nsf/Classes/0112-2---61987%23ABE446 | https://cdd.iec.ch/cdd/iec61987/iec61987.nsf/PropertiesAllVersions/0112-2---61987%23ABF899 | 0112-2---61987#ABF899,0112-2---61987#ABE645
0112/2///61987#ABO043 | 001 | 01 | 0112/2///61987#ABO043#001 | Discrete input/output module | Binary I/O module |  |  | input/output module for discrete signals |  |  |  |  | ITEM_CLASS |  |  |  |  | 0112/2///61987#ABP230 - reference to Device LOP for I/O modules0112/2///61987#ABP285 - reference to Operating LOP for infrastructure devices |  |  |  | true | Standard |  | IEC 61987-31 | IEC | 2022-10-26 | 2022-10-26 | 2022-10-26 | 2022-10-26 |  | IEC/SC 65E | C00127 | 001-01 (2022-10-26 07:15:16 by BATCH 00000802) standard | 0112/2///61987#ABO041 | https://cdd.iec.ch/CDD/IEC61987/iec61987.nsf/Classes/0112-2---61987%23ABO043
0112/2///61987#ABE727 | 001 | 01 | 0112/2///61987#ABE727#001 | Operating LOP for level measuring equipment |  |  |  | list of properties characterizing the operating conditions of level measuring instruments |  |  |  |  | ITEM_CLASS | [5 empty] | 0112/2///61987#ABA649 - Level gauge0112/2///61987#ABA692 - Level sight indicator0112/2///61987#ABA703 - Level switch0112/2///61987#ABA803 - Level transmitter |  |  |  | Standard |  | IEC 61987 | IEC | 2018-03-28 | 2014-12-17 | 2018-03-20 | 2018-03-20 |  | SC65E – IEC 61987 | C00019 | 001-01 (2018-03-28 07:26:04 by BATCH 00000762) standard | 0112/2///61987#ABV503 | https://cdd.iec.ch/CDD/IEC61987/iec61987.nsf/Classes/0112-2---61987%23ABE727 | https://cdd.iec.ch/cdd/iec61987/iec61987.nsf/PropertiesAllVersions/0112-2---61987%23ABH440,https://cdd.iec.ch/cdd/iec61987/iec61987.nsf/PropertiesAllVersions/0112-2---61987%23ABC766,https://cdd.iec.ch/cdd/iec61987/iec61987.nsf/PropertiesAllVersions/0112-2---61987%23ABB164,https://cdd.iec.ch/cdd/iec61987/iec61987.nsf/PropertiesAllVersions/0112-2---61987%23ABH010,https://cdd.iec.ch/cdd/iec61987/iec61987.nsf/PropertiesAllVersions/0112-2---61987%23ABH027,https://cdd.iec.ch/cdd/iec61987/iec61987.nsf/PropertiesAllVersions/0112-2---61987%23ABH038,https://cdd.iec.ch/cdd/iec61987/iec61987.nsf/PropertiesAllVersions/0112-2---61987%23ABH279,https://cdd.iec.ch/cdd/iec61987/iec61987.nsf/PropertiesAllVersions/0112-2---61987%23ABH297,https://cdd.iec.ch/cdd/iec61987/iec61987.nsf/PropertiesAllVersions/0112-2---61987%23ABB348,https://cdd.iec.ch/cdd/iec61987/iec61987.nsf/PropertiesAllVersions/0112-2---61987%23ABD142 | 0112-2---61987#ABC766,0112-2---61987#ABB164,0112-2---61987#ABH027,0112-2---61987#ABH279,0112-2---61987#ABH440,0112-2---61987#ABH010,0112-2---61987#ABH038,0112-2---61987#ABH297,0112-2---61987#ABB348,0112-2---61987#ABD142
0112/2///61987#ABC339 | 001 | 02 | 0112/2///61987#ABC339#001 | Material of additional wetted part |  |  |  | properties characterizing the material of additional device or component parts that are in contact with the process material |  |  |  |  | ITEM_CLASS | [5 empty] | 0112/2///61987#ABC246 - Flowtube assembly0112/2///61987#ABC412 - Flow measuring chamber0112/2///61987#ABC643 - Structural design of an electromagnetic insertion flow transmitter0112/2///61987#ABD813 - Body of valve [3]0112/2///61987#ABD814 - Body of valve [1]0112/2///61987#ABE605 - Body of solenoid valve0112/2///61987#ABE614 - Structural design of a restriction orifice/diffuser0112/2///61987#ABF018 - Structural design of a free-space radar level transmitter0112/2///61987#ABF025 - Structural design of a float level transmitter and switch0112/2///61987#ABF117 - Structural design of a guided-wave radar level transmitter0112/2///61987#ABF136 - Structural design of a capacitance level transmitter/switch0112/2///61987#ABF154 - Structural design of a conductance level transmitter/switch0112/2///61987#ABF182 - Structural design of an ultrasonic level transmitter0112/2///61987#ABF183 - Structural design of a vibrating level switch0112/2///61987#ABF191 - Structural design of a rotary paddle switch0112/2///61987#ABF217 - Structural design of a magnetic level gauge0112/2///61987#ABF276 - Structural design of a sight level gauge0112/2///61987#ABF282 - Structural design of a sight level indicator0112/2///61987#ABF283 - Structural design of an optical level switch0112/2///61987#ABF285 - Structural design of a thermal level switch0112/2///61987#ABF319 - Structural design of a thermowell0112/2///61987#ABF341 - Structural design of a hydrostatic pressure level transmitter0112/2///61987#ABF342 - Structural design of a displacer lever transmitter/switch0112/2///61987#ABF343 - Structural design of a nuclear level transmitter/switch0112/2///61987#ABF431 - Structural design of a plumb bob level transmitter0112/2///61987#ABF432 - Structural design of a servo level transmitter0112/2///61987#ABF433 - Structural design of an ultrasonic level switch0112/2///61987#ABF513 - Structural design of temperature gauge0112/2///61987#ABF517 - Structural design of a microwave level switch0112/2///61987#ABF518 - Structural design of a laser level transmitter0112/2///61987#ABF632 - Structural design of a refractive index density transmitter0112/2///61987#ABF635 - Structural design of a vibrating fork/rod density transmitter0112/2///61987#ABH365 - Insertion type microwave density transmitter |  |  |  | Standard |  |  |  | 2018-03-28 | 2013-08-27 | 2013-08-27 | 2014-06-18 |  | SC65E – IEC 61987 | C00019 |  | 0112/2///61987#ABV501 | https://cdd.iec.ch/CDD/IEC61987/iec61987.nsf/Classes/0112-2---61987%23ABC339 | https://cdd.iec.ch/cdd/iec61987/iec61987.nsf/PropertiesAllVersions/0112-2---61987%23ABB458,https://cdd.iec.ch/cdd/iec61987/iec61987.nsf/PropertiesAllVersions/0112-2---61987%23ABB455,https://cdd.iec.ch/cdd/iec61987/iec61987.nsf/PropertiesAllVersions/0112-2---61987%23ABA908,https://cdd.iec.ch/cdd/iec61987/iec61987.nsf/PropertiesAllVersions/0112-2---61987%23ABA907 | 0112-2---61987#ABA907,0112-2---61987#ABB458,0112-2---61987#ABB455,0112-2---61987#ABA908
0112/2///61987#ABC436 | 002 | 01 | 0112/2///61987#ABC436#002 | Mechanical and electrical construction [helix flow transmitter/gauge] |  |  |  | properties characterizing the constructional details of the device and its parts |  |  | IEC 61987-1, 5.8 |  | ITEM_CLASS | [5 empty] | 0112/2///61987#ABA024 - Device LOP for helix flow transmitter/gauge |  |  |  | Standard |  |  |  | 2018-03-28 | 2013-08-27 | 2016-05-24 | 2016-05-24 |  | SC65E – IEC 61987 | C00004 |  | 0112/2///61987#ABV501 | https://cdd.iec.ch/CDD/IEC61987/iec61987.nsf/Classes/0112-2---61987%23ABC436 | https://cdd.iec.ch/cdd/iec61987/iec61987.nsf/PropertiesAllVersions/0112-2---61987%23ABD114,https://cdd.iec.ch/cdd/iec61987/iec61987.nsf/PropertiesAllVersions/0112-2---61987%23ABD243,https://cdd.iec.ch/cdd/iec61987/iec61987.nsf/PropertiesAllVersions/0112-2---61987%23ABB139,https://cdd.iec.ch/cdd/iec61987/iec61987.nsf/PropertiesAllVersions/0112-2---61987%23ABC862,https://cdd.iec.ch/cdd/iec61987/iec61987.nsf/PropertiesAllVersions/0112-2---61987%23ABC789 | 0112-2---61987#ABB139,0112-2---61987#ABC862,0112-2---61987#ABC789,0112-2---61987#ABD114,0112-2---61987#ABD243
0112/2///61987#ABF975 | 001 | 01 | 0112/2///61987#ABF975#001 | Measured variable [39] | process variable |  |  | properties characterizing a measured variable, the size of which is to be acquired and indicated by the device |  |  |  |  | ITEM_CLASS | [5 empty] | 0112/2///61987#ABF938 - Input [31] |  |  |  | Standard |  | IEC 61987 | IEC | 2018-03-28 | 2014-12-17 | 2018-03-20 | 2018-03-20 |  | SC65E – IEC 61987 | C00017 | 001-01 (2018-03-28 07:26:07 by BATCH 00000762) standard | 0112/2///61987#ABV501 | https://cdd.iec.ch/CDD/IEC61987/iec61987.nsf/Classes/0112-2---61987%23ABF975 | https://cdd.iec.ch/cdd/iec61987/iec61987.nsf/PropertiesAllVersions/0112-2---61987%23ABB271,https://cdd.iec.ch/cdd/iec61987/iec61987.nsf/PropertiesAllVersions/0112-2---61987%23ABA577,https://cdd.iec.ch/cdd/iec61987/iec61987.nsf/PropertiesAllVersions/0112-2---61987%23ABU648 | 0112-2---61987#ABB271,0112-2---61987#ABA577,0112-2---61987#ABU648
0112/2///61987#ABG144 | 002 | 01 | 0112/2///61987#ABG144#002 | Type of output [14] |  |  |  | administration block for polymorphism acting as proxy for the selected output type |  | Polymorphic element: ABG144, Id: 2 |  |  | ITEM_CLASS | [5 empty] | 0112/2///61987#ABG129 - Output [14] |  |  |  | Standard |  | IEC 61987 | IEC | 2020-02-28 | 2017-12-07 | 2020-02-28 | 2020-02-28 |  | SC65E – IEC 61987 | C00018 |  | 0112/2///61987#ABV501 | https://cdd.iec.ch/CDD/IEC61987/iec61987.nsf/Classes/0112-2---61987%23ABG144 | https://cdd.iec.ch/cdd/iec61987/iec61987.nsf/PropertiesAllVersions/0112-2---61987%23ABV004,https://cdd.iec.ch/cdd/iec61987/iec61987.nsf/PropertiesAllVersions/0112-2---61987%23ABN983,https://cdd.iec.ch/cdd/iec61987/iec61987.nsf/PropertiesAllVersions/0112-2---61987%23ABV011,https://cdd.iec.ch/cdd/iec61987/iec61987.nsf/PropertiesAllVersions/0112-2---61987%23ABV012,https://cdd.iec.ch/cdd/iec61987/iec61987.nsf/PropertiesAllVersions/0112-2---61987%23ABV013,https://cdd.iec.ch/cdd/iec61987/iec61987.nsf/PropertiesAllVersions/0112-2---61987%23ABV014,https://cdd.iec.ch/cdd/iec61987/iec61987.nsf/PropertiesAllVersions/0112-2---61987%23ABV015,https://cdd.iec.ch/cdd/iec61987/iec61987.nsf/PropertiesAllVersions/0112-2---61987%23ABV016,https://cdd.iec.ch/cdd/iec61987/iec61987.nsf/PropertiesAllVersions/0112-2---61987%23ABV017 | 0112-2---61987#ABV004,0112-2---61987#ABV012,0112-2---61987#ABV013,0112-2---61987#ABV015,0112-2---61987#ABV017,0112-2---61987#ABN983,0112-2---61987#ABV011,0112-2---61987#ABV014,0112-2---61987#ABV016
0112/2///61987#ABH462 | 001 | 01 | 0112/2///61987#ABH462#001 | Normal process conditions [11] |  |  |  | properties characterizing the range of process conditions within which a device is designed to operate within specified performance limits |  |  |  |  | ITEM_CLASS | [5 empty] | 0112/2///61987#ABH460 - Process design ratings [15] |  |  |  | Standard |  |  |  | 2018-03-28 |  | 2016-05-24 | 2016-05-24 |  | SC65E – IEC 61987 | C00019 | 001-01 (2018-03-28 07:26:12 by BATCH 00000762) standard | 0112/2///61987#ABV501 | https://cdd.iec.ch/CDD/IEC61987/iec61987.nsf/Classes/0112-2---61987%23ABH462 | https://cdd.iec.ch/cdd/iec61987/iec61987.nsf/PropertiesAllVersions/0112-2---61987%23ABH446,https://cdd.iec.ch/cdd/iec61987/iec61987.nsf/PropertiesAllVersions/0112-2---61987%23ABA954,https://cdd.iec.ch/cdd/iec61987/iec61987.nsf/PropertiesAllVersions/0112-2---61987%23ABB184,https://cdd.iec.ch/cdd/iec61987/iec61987.nsf/PropertiesAllVersions/0112-2---61987%23ABA955,https://cdd.iec.ch/cdd/iec61987/iec61987.nsf/PropertiesAllVersions/0112-2---61987%23ABB185,https://cdd.iec.ch/cdd/iec61987/iec61987.nsf/PropertiesAllVersions/0112-2---61987%23ABB997,https://cdd.iec.ch/cdd/iec61987/iec61987.nsf/PropertiesAllVersions/0112-2---61987%23ABB998,https://cdd.iec.ch/cdd/iec61987/iec61987.nsf/PropertiesAllVersions/0112-2---61987%23ABD425,https://cdd.iec.ch/cdd/iec61987/iec61987.nsf/PropertiesAllVersions/0112-2---61987%23ABA918,https://cdd.iec.ch/cdd/iec61987/iec61987.nsf/PropertiesAllVersions/0112-2---61987%23ABA919,https://cdd.iec.ch/cdd/iec61987/iec61987.nsf/PropertiesAllVersions/0112-2---61987%23ABA598,https://cdd.iec.ch/cdd/iec61987/iec61987.nsf/PropertiesAllVersions/0112-2---61987%23ABB055,https://cdd.iec.ch/cdd/iec61987/iec61987.nsf/PropertiesAllVersions/0112-2---61987%23ABB056,https://cdd.iec.ch/cdd/iec61987/iec61987.nsf/PropertiesAllVersions/0112-2---61987%23ABA110,https://cdd.iec.ch/cdd/iec61987/iec61987.nsf/PropertiesAllVersions/0112-2---61987%23ABA111,https://cdd.iec.ch/cdd/iec61987/iec61987.nsf/PropertiesAllVersions/0112-2---61987%23ABA112,https://cdd.iec.ch/cdd/iec61987/iec61987.nsf/PropertiesAllVersions/0112-2---61987%23ABA114,https://cdd.iec.ch/cdd/iec61987/iec61987.nsf/PropertiesAllVersions/0112-2---61987%23ABB057,https://cdd.iec.ch/cdd/iec61987/iec61987.nsf/PropertiesAllVersions/0112-2---61987%23ABB058,https://cdd.iec.ch/cdd/iec61987/iec61987.nsf/PropertiesAllVersions/0112-2---61987%23ABD422,https://cdd.iec.ch/cdd/iec61987/iec61987.nsf/PropertiesAllVersions/0112-2---61987%23ABD428,https://cdd.iec.ch/cdd/iec61987/iec61987.nsf/PropertiesAllVersions/0112-2---61987%23ABB027,https://cdd.iec.ch/cdd/iec61987/iec61987.nsf/PropertiesAllVersions/0112-2---61987%23ABB233,https://cdd.iec.ch/cdd/iec61987/iec61987.nsf/PropertiesAllVersions/0112-2---61987%23ABB035,https://cdd.iec.ch/cdd/iec61987/iec61987.nsf/PropertiesAllVersions/0112-2---61987%23ABB259,https://cdd.iec.ch/cdd/iec61987/iec61987.nsf/PropertiesAllVersions/0112-2---61987%23ABB231,https://cdd.iec.ch/cdd/iec61987/iec61987.nsf/PropertiesAllVersions/0112-2---61987%23ABB232,https://cdd.iec.ch/cdd/iec61987/iec61987.nsf/PropertiesAllVersions/0112-2---61987%23ABD439,https://cdd.iec.ch/cdd/iec61987/iec61987.nsf/PropertiesAllVersions/0112-2---61987%23ABD440,https://cdd.iec.ch/cdd/iec61987/iec61987.nsf/PropertiesAllVersions/0112-2---61987%23ABB433,https://cdd.iec.ch/cdd/iec61987/iec61987.nsf/PropertiesAllVersions/0112-2---61987%23ABB059,https://cdd.iec.ch/cdd/iec61987/iec61987.nsf/PropertiesAllVersions/0112-2---61987%23ABB434,https://cdd.iec.ch/cdd/iec61987/iec61987.nsf/PropertiesAllVersions/0112-2---61987%23ABB435,https://cdd.iec.ch/cdd/iec61987/iec61987.nsf/PropertiesAllVersions/0112-2---61987%23ABD426,https://cdd.iec.ch/cdd/iec61987/iec61987.nsf/PropertiesAllVersions/0112-2---61987%23ABD427,https://cdd.iec.ch/cdd/iec61987/iec61987.nsf/PropertiesAllVersions/0112-2---61987%23ABA642,https://cdd.iec.ch/cdd/iec61987/iec61987.nsf/PropertiesAllVersions/0112-2---61987%23ABA115,https://cdd.iec.ch/cdd/iec61987/iec61987.nsf/PropertiesAllVersions/0112-2---61987%23ABA116,https://cdd.iec.ch/cdd/iec61987/iec61987.nsf/PropertiesAllVersions/0112-2---61987%23ABD429,https://cdd.iec.ch/cdd/iec61987/iec61987.nsf/PropertiesAllVersions/0112-2---61987%23ABA297,https://cdd.iec.ch/cdd/iec61987/iec61987.nsf/PropertiesAllVersions/0112-2---61987%23ABH447,https://cdd.iec.ch/cdd/iec61987/iec61987.nsf/PropertiesAllVersions/0112-2---61987%23ABH456,https://cdd.iec.ch/cdd/iec61987/iec61987.nsf/PropertiesAllVersions/0112-2---61987%23ABH449 | 0112-2---61987#ABB434,0112-2---61987#ABD429,0112-2---61987#ABA297,0112-2---61987#ABB035,0112-2---61987#ABD439,0112-2---61987#ABA111,0112-2---61987#ABD428,0112-2---61987#ABB232,0112-2---61987#ABA642,0112-2---61987#ABD425,0112-2---61987#ABA918,0112-2---61987#ABB027,0112-2---61987#ABB231,0112-2---61987#ABD426,0112-2---61987#ABA954,0112-2---61987#ABB185,0112-2---61987#ABB055,0112-2---61987#ABA114,0112-2---61987#ABB259,0112-2---61987#ABD440,0112-2---61987#ABH456,0112-2---61987#ABB997,0112-2---61987#ABB998,0112-2---61987#ABB233,0112-2---61987#ABA116,0112-2---61987#ABH447,0112-2---61987#ABH449,0112-2---61987#ABB184,0112-2---61987#ABA110,0112-2---61987#ABB435,0112-2---61987#ABA955,0112-2---61987#ABD422,0112-2---61987#ABB058,0112-2---61987#ABB433,0112-2---61987#ABB059,0112-2---61987#ABA115,0112-2---61987#ABB056,0112-2---61987#ABA112,0112-2---61987#ABA598,0112-2---61987#ABB057,0112-2---61987#ABD427,0112-2---61987#ABH446,0112-2---61987#ABA919
0112/2///61987#ABG347 | 002 | 01 | 0112/2///61987#ABG347#002 | Normal process conditions [9] |  |  |  | properties characterizing the range of process conditions within which a device is designed to operate within specified performance limits |  |  |  |  | ITEM_CLASS | [5 empty] | 0112/2///61987#ABG340 - Process design ratings [12] |  |  |  | Standard |  | IEC 61987 | IEC | 2020-02-24 | 2017-12-07 | 2020-02-24 | 2020-02-24 |  | SC65E – IEC 61987 | C00091 |  | 0112/2///61987#ABV501 | https://cdd.iec.ch/CDD/IEC61987/iec61987.nsf/Classes/0112-2---61987%23ABG347 | https://cdd.iec.ch/cdd/iec61987/iec61987.nsf/PropertiesAllVersions/0112-2---61987%23ABH446,https://cdd.iec.ch/cdd/iec61987/iec61987.nsf/PropertiesAllVersions/0112-2---61987%23ABA954,https://cdd.iec.ch/cdd/iec61987/iec61987.nsf/PropertiesAllVersions/0112-2---61987%23ABB184,https://cdd.iec.ch/cdd/iec61987/iec61987.nsf/PropertiesAllVersions/0112-2---61987%23ABA955,https://cdd.iec.ch/cdd/iec61987/iec61987.nsf/PropertiesAllVersions/0112-2---61987%23ABB185,https://cdd.iec.ch/cdd/iec61987/iec61987.nsf/PropertiesAllVersions/0112-2---61987%23ABD425,https://cdd.iec.ch/cdd/iec61987/iec61987.nsf/PropertiesAllVersions/0112-2---61987%23ABA918,https://cdd.iec.ch/cdd/iec61987/iec61987.nsf/PropertiesAllVersions/0112-2---61987%23ABA919,https://cdd.iec.ch/cdd/iec61987/iec61987.nsf/PropertiesAllVersions/0112-2---61987%23ABA598,https://cdd.iec.ch/cdd/iec61987/iec61987.nsf/PropertiesAllVersions/0112-2---61987%23ABB055,https://cdd.iec.ch/cdd/iec61987/iec61987.nsf/PropertiesAllVersions/0112-2---61987%23ABB056,https://cdd.iec.ch/cdd/iec61987/iec61987.nsf/PropertiesAllVersions/0112-2---61987%23ABA110,https://cdd.iec.ch/cdd/iec61987/iec61987.nsf/PropertiesAllVersions/0112-2---61987%23ABA111,https://cdd.iec.ch/cdd/iec61987/iec61987.nsf/PropertiesAllVersions/0112-2---61987%23ABD422,https://cdd.iec.ch/cdd/iec61987/iec61987.nsf/PropertiesAllVersions/0112-2---61987%23ABD428,https://cdd.iec.ch/cdd/iec61987/iec61987.nsf/PropertiesAllVersions/0112-2---61987%23ABF531,https://cdd.iec.ch/cdd/iec61987/iec61987.nsf/PropertiesAllVersions/0112-2---61987%23ABF532,https://cdd.iec.ch/cdd/iec61987/iec61987.nsf/PropertiesAllVersions/0112-2---61987%23ABB027,https://cdd.iec.ch/cdd/iec61987/iec61987.nsf/PropertiesAllVersions/0112-2---61987%23ABB233,https://cdd.iec.ch/cdd/iec61987/iec61987.nsf/PropertiesAllVersions/0112-2---61987%23ABB035,https://cdd.iec.ch/cdd/iec61987/iec61987.nsf/PropertiesAllVersions/0112-2---61987%23ABB259,https://cdd.iec.ch/cdd/iec61987/iec61987.nsf/PropertiesAllVersions/0112-2---61987%23ABB231,https://cdd.iec.ch/cdd/iec61987/iec61987.nsf/PropertiesAllVersions/0112-2---61987%23ABB232,https://cdd.iec.ch/cdd/iec61987/iec61987.nsf/PropertiesAllVersions/0112-2---61987%23ABB433,https://cdd.iec.ch/cdd/iec61987/iec61987.nsf/PropertiesAllVersions/0112-2---61987%23ABB059,https://cdd.iec.ch/cdd/iec61987/iec61987.nsf/PropertiesAllVersions/0112-2---61987%23ABD426,https://cdd.iec.ch/cdd/iec61987/iec61987.nsf/PropertiesAllVersions/0112-2---61987%23ABD427,https://cdd.iec.ch/cdd/iec61987/iec61987.nsf/PropertiesAllVersions/0112-2---61987%23ABD429,https://cdd.iec.ch/cdd/iec61987/iec61987.nsf/PropertiesAllVersions/0112-2---61987%23ABA297,https://cdd.iec.ch/cdd/iec61987/iec61987.nsf/PropertiesAllVersions/0112-2---61987%23ABH447,https://cdd.iec.ch/cdd/iec61987/iec61987.nsf/PropertiesAllVersions/0112-2---61987%23ABH456,https://cdd.iec.ch/cdd/iec61987/iec61987.nsf/PropertiesAllVersions/0112-2---61987%23ABH449,https://cdd.iec.ch/cdd/iec61987/iec61987.nsf/PropertiesAllVersions/0112-2---61987%23ABN595,https://cdd.iec.ch/cdd/iec61987/iec61987.nsf/PropertiesAllVersions/0112-2---61987%23ABN596 | 0112-2---61987#ABB259,0112-2---61987#ABD429,0112-2---61987#ABH456,0112-2---61987#ABN596,0112-2---61987#ABH446,0112-2---61987#ABD425,0112-2---61987#ABA110,0112-2---61987#ABA955,0112-2---61987#ABF532,0112-2---61987#ABB027,0112-2---61987#ABB231,0112-2---61987#ABA297,0112-2---61987#ABB184,0112-2---61987#ABA111,0112-2---61987#ABF531,0112-2---61987#ABA918,0112-2---61987#ABB233,0112-2---61987#ABB232,0112-2---61987#ABD426,0112-2---61987#ABH449,0112-2---61987#ABB433,0112-2---61987#ABH447,0112-2---61987#ABA954,0112-2---61987#ABD422,0112-2---61987#ABD428,0112-2---61987#ABA598,0112-2---61987#ABB055,0112-2---61987#ABD427,0112-2---61987#ABB035,0112-2---61987#ABB059,0112-2---61987#ABN595,0112-2---61987#ABB185,0112-2---61987#ABA919,0112-2---61987#ABB056
0112/2///61987#ABI468 | 001 | 01 | 0112/2///61987#ABI468#001 | Installation |  |  |  | properties characterizing installation |  |  |  |  | ITEM_CLASS | [9 empty] | Standard |  |  |  | 2019-03-08 | 2017-12-07 | 2019-03-08 | 2019-03-08 |  | SC65E – IEC 61987 | C00018 | 001-01 (2019-03-08 15:35:13 by BATCH 00000766) standard | 0112/2///61987#ABH525 | https://cdd.iec.ch/CDD/IEC61987/iec61987.nsf/Classes/0112-2---61987%23ABI468 | https://cdd.iec.ch/cdd/iec61987/iec61987.nsf/PropertiesAllVersions/0112-2---61987%23ABA590,https://cdd.iec.ch/cdd/iec61987/iec61987.nsf/PropertiesAllVersions/0112-2---61987%23ABF215,https://cdd.iec.ch/cdd/iec61987/iec61987.nsf/PropertiesAllVersions/0112-2---61987%23ABH183,https://cdd.iec.ch/cdd/iec61987/iec61987.nsf/PropertiesAllVersions/0112-2---61987%23ABA184,https://cdd.iec.ch/cdd/iec61987/iec61987.nsf/PropertiesAllVersions/0112-2---61987%23ABI494,https://cdd.iec.ch/cdd/iec61987/iec61987.nsf/PropertiesAllVersions/0112-2---61987%23ABI555,https://cdd.iec.ch/cdd/iec61987/iec61987.nsf/PropertiesAllVersions/0112-2---61987%23ABI495,https://cdd.iec.ch/cdd/iec61987/iec61987.nsf/PropertiesAllVersions/0112-2---61987%23ABI556,https://cdd.iec.ch/cdd/iec61987/iec61987.nsf/PropertiesAllVersions/0112-2---61987%23ABI527,https://cdd.iec.ch/cdd/iec61987/iec61987.nsf/PropertiesAllVersions/0112-2---61987%23ABI528,https://cdd.iec.ch/cdd/iec61987/iec61987.nsf/PropertiesAllVersions/0112-2---61987%23ABI529 | 0112-2---61987#ABA590,0112-2---61987#ABH183,0112-2---61987#ABA184,0112-2---61987#ABI495,0112-2---61987#ABI556,0112-2---61987#ABI529,0112-2---61987#ABF215,0112-2---61987#ABI494,0112-2---61987#ABI555,0112-2---61987#ABI527,0112-2---61987#ABI528
0112/2///61987#ABC496 | 002 | 01 | 0112/2///61987#ABC496#002 | Performance [6] |  |  |  | properties characterizing the performance of the device with regard to measurement accuracy and dynamic behaviour |  |  | from IEC 61987-1, 5.6 |  | ITEM_CLASS | [5 empty] | 0112/2///61987#ABA029 - Device LOP for absolute/gauge pressure transmitter |  |  |  | Standard |  |  |  | 2018-03-28 | 2013-08-27 | 2016-05-24 | 2016-05-24 |  | SC65E – IEC 61987 | C00004 |  | 0112/2///61987#ABV501 | https://cdd.iec.ch/CDD/IEC61987/iec61987.nsf/Classes/0112-2---61987%23ABC496 | https://cdd.iec.ch/cdd/iec61987/iec61987.nsf/PropertiesAllVersions/0112-2---61987%23ABD196,https://cdd.iec.ch/cdd/iec61987/iec61987.nsf/PropertiesAllVersions/0112-2---61987%23ABB636,https://cdd.iec.ch/cdd/iec61987/iec61987.nsf/PropertiesAllVersions/0112-2---61987%23ABD137 | 0112-2---61987#ABD196,0112-2---61987#ABB636,0112-2---61987#ABD137
0112/2///61987#ABC575 | 001 | 02 | 0112/2///61987#ABC575#001 | Remote configuration |  |  |  | properties characterizing a means of remote configuration provided by a device |  | 18 ABC575.18 |  |  | ITEM_CLASS | [5 empty] | 0112/2///61987#ABC646 - Style of parametrization |  |  |  | Standard |  |  |  | 2018-03-28 | 2013-08-27 | 2013-08-27 | 2014-06-18 |  | SC65E – IEC 61987 | C00004 |  | 0112/2///61987#ABV501 | https://cdd.iec.ch/CDD/IEC61987/iec61987.nsf/Classes/0112-2---61987%23ABC575 | https://cdd.iec.ch/cdd/iec61987/iec61987.nsf/PropertiesAllVersions/0112-2---61987%23ABA519,https://cdd.iec.ch/cdd/iec61987/iec61987.nsf/PropertiesAllVersions/0112-2---61987%23ABD202 | 0112-2---61987#ABA519,0112-2---61987#ABD202
0112/2///61987#ABE042 | 001 | 02 | 0112/2///61987#ABE042#001 | Type of output [8] |  |  |  | administration block for polymorphism acting as proxy for the selected output type |  | 2 ABE042.2 |  |  | ITEM_CLASS | [5 empty] | 0112/2///61987#ABD957 - Output [8] |  |  |  | Standard |  |  |  | 2018-03-28 | 2013-09-02 | 2013-09-02 | 2014-06-18 |  | SC65E – IEC 61987 | C00004 |  | 0112/2///61987#ABV501 | https://cdd.iec.ch/CDD/IEC61987/iec61987.nsf/Classes/0112-2---61987%23ABE042 | https://cdd.iec.ch/cdd/iec61987/iec61987.nsf/PropertiesAllVersions/0112-2---61987%23ABU529,https://cdd.iec.ch/cdd/iec61987/iec61987.nsf/PropertiesAllVersions/0112-2---61987%23ABU533,https://cdd.iec.ch/cdd/iec61987/iec61987.nsf/PropertiesAllVersions/0112-2---61987%23ABU534,https://cdd.iec.ch/cdd/iec61987/iec61987.nsf/PropertiesAllVersions/0112-2---61987%23ABU535,https://cdd.iec.ch/cdd/iec61987/iec61987.nsf/PropertiesAllVersions/0112-2---61987%23ABU536,https://cdd.iec.ch/cdd/iec61987/iec61987.nsf/PropertiesAllVersions/0112-2---61987%23ABU537,https://cdd.iec.ch/cdd/iec61987/iec61987.nsf/PropertiesAllVersions/0112-2---61987%23ABU538,https://cdd.iec.ch/cdd/iec61987/iec61987.nsf/PropertiesAllVersions/0112-2---61987%23ABU539,https://cdd.iec.ch/cdd/iec61987/iec61987.nsf/PropertiesAllVersions/0112-2---61987%23ABU540,https://cdd.iec.ch/cdd/iec61987/iec61987.nsf/PropertiesAllVersions/0112-2---61987%23ABU541,https://cdd.iec.ch/cdd/iec61987/iec61987.nsf/PropertiesAllVersions/0112-2---61987%23ABU542,https://cdd.iec.ch/cdd/iec61987/iec61987.nsf/PropertiesAllVersions/0112-2---61987%23ABU543 | 0112-2---61987#ABU533,0112-2---61987#ABU534,0112-2---61987#ABU539,0112-2---61987#ABU542,0112-2---61987#ABU543,0112-2---61987#ABU540,0112-2---61987#ABU541,0112-2---61987#ABU529,0112-2---61987#ABU535,0112-2---61987#ABU536,0112-2---61987#ABU537,0112-2---61987#ABU538
0112/2///61987#ABF319 | 001 | 01 | 0112/2///61987#ABF319#001 | Structural design of a thermowell |  |  |  | properties characterizing the constructional details of a thermowell |  |  |  |  | ITEM_CLASS | [5 empty] | 0112/2///61987#ABG433 - Structural design [contact temperature transmitter]0112/2///61987#ABG436 - Structural design [insert/element]0112/2///61987#ABG439 - Structural design [thermowell]0112/2///61987#ABG440 - Structural design [temperature gauge] |  |  |  | Standard |  | IEC 61987 | IEC | 2018-03-28 | 2014-12-17 | 2016-05-24 | 2016-05-24 |  | SC65E – IEC 61987 | C00019 | 001-01 (2018-03-28 07:26:05 by BATCH 00000762) standard | 0112/2///61987#ABV501 | https://cdd.iec.ch/CDD/IEC61987/iec61987.nsf/Classes/0112-2---61987%23ABF319 | https://cdd.iec.ch/cdd/iec61987/iec61987.nsf/PropertiesAllVersions/0112-2---61987%23ABU431,https://cdd.iec.ch/cdd/iec61987/iec61987.nsf/PropertiesAllVersions/0112-2---61987%23ABF321,https://cdd.iec.ch/cdd/iec61987/iec61987.nsf/PropertiesAllVersions/0112-2---61987%23ABF320,https://cdd.iec.ch/cdd/iec61987/iec61987.nsf/PropertiesAllVersions/0112-2---61987%23ABF322,https://cdd.iec.ch/cdd/iec61987/iec61987.nsf/PropertiesAllVersions/0112-2---61987%23ABH374,https://cdd.iec.ch/cdd/iec61987/iec61987.nsf/PropertiesAllVersions/0112-2---61987%23ABF331,https://cdd.iec.ch/cdd/iec61987/iec61987.nsf/PropertiesAllVersions/0112-2---61987%23ABF333,https://cdd.iec.ch/cdd/iec61987/iec61987.nsf/PropertiesAllVersions/0112-2---61987%23ABF332,https://cdd.iec.ch/cdd/iec61987/iec61987.nsf/PropertiesAllVersions/0112-2---61987%23ABB932,https://cdd.iec.ch/cdd/iec61987/iec61987.nsf/PropertiesAllVersions/0112-2---61987%23ABA910,https://cdd.iec.ch/cdd/iec61987/iec61987.nsf/PropertiesAllVersions/0112-2---61987%23ABF323,https://cdd.iec.ch/cdd/iec61987/iec61987.nsf/PropertiesAllVersions/0112-2---61987%23ABE884,https://cdd.iec.ch/cdd/iec61987/iec61987.nsf/PropertiesAllVersions/0112-2---61987%23ABH375,https://cdd.iec.ch/cdd/iec61987/iec61987.nsf/PropertiesAllVersions/0112-2---61987%23ABF324,https://cdd.iec.ch/cdd/iec61987/iec61987.nsf/PropertiesAllVersions/0112-2---61987%23ABF510,https://cdd.iec.ch/cdd/iec61987/iec61987.nsf/PropertiesAllVersions/0112-2---61987%23ABC983,https://cdd.iec.ch/cdd/iec61987/iec61987.nsf/PropertiesAllVersions/0112-2---61987%23ABF511,https://cdd.iec.ch/cdd/iec61987/iec61987.nsf/PropertiesAllVersions/0112-2---61987%23ABF775,https://cdd.iec.ch/cdd/iec61987/iec61987.nsf/PropertiesAllVersions/0112-2---61987%23ABF776,https://cdd.iec.ch/cdd/iec61987/iec61987.nsf/PropertiesAllVersions/0112-2---61987%23ABF777,https://cdd.iec.ch/cdd/iec61987/iec61987.nsf/PropertiesAllVersions/0112-2---61987%23ABF330,https://cdd.iec.ch/cdd/iec61987/iec61987.nsf/PropertiesAllVersions/0112-2---61987%23ABF508,https://cdd.iec.ch/cdd/iec61987/iec61987.nsf/PropertiesAllVersions/0112-2---61987%23ABH376,https://cdd.iec.ch/cdd/iec61987/iec61987.nsf/PropertiesAllVersions/0112-2---61987%23ABH377,https://cdd.iec.ch/cdd/iec61987/iec61987.nsf/PropertiesAllVersions/0112-2---61987%23ABB521,https://cdd.iec.ch/cdd/iec61987/iec61987.nsf/PropertiesAllVersions/0112-2---61987%23ABA147,https://cdd.iec.ch/cdd/iec61987/iec61987.nsf/PropertiesAllVersions/0112-2---61987%23ABA633,https://cdd.iec.ch/cdd/iec61987/iec61987.nsf/PropertiesAllVersions/0112-2---61987%23ABB140,https://cdd.iec.ch/cdd/iec61987/iec61987.nsf/PropertiesAllVersions/0112-2---61987%23ABB396,https://cdd.iec.ch/cdd/iec61987/iec61987.nsf/PropertiesAllVersions/0112-2---61987%23ABV165,https://cdd.iec.ch/cdd/iec61987/iec61987.nsf/PropertiesAllVersions/0112-2---61987%23ABC028,https://cdd.iec.ch/cdd/iec61987/iec61987.nsf/PropertiesAllVersions/0112-2---61987%23ABB457,https://cdd.iec.ch/cdd/iec61987/iec61987.nsf/PropertiesAllVersions/0112-2---61987%23ABC969 | 0112-2---61987#ABA633,0112-2---61987#ABB140,0112-2---61987#ABB396,0112-2---61987#ABF331,0112-2---61987#ABF332,0112-2---61987#ABH375,0112-2---61987#ABC028,0112-2---61987#ABH374,0112-2---61987#ABC983,0112-2---61987#ABF511,0112-2---61987#ABC969,0112-2---61987#ABF333,0112-2---61987#ABA147,0112-2---61987#ABV165,0112-2---61987#ABU431,0112-2---61987#ABA910,0112-2---61987#ABF508,0112-2---61987#ABF330,0112-2---61987#ABF324,0112-2---61987#ABF510,0112-2---61987#ABF777,0112-2---61987#ABF776,0112-2---61987#ABH377,0112-2---61987#ABB457,0112-2---61987#ABF321,0112-2---61987#ABB932,0112-2---61987#ABE884,0112-2---61987#ABH376,0112-2---61987#ABB521,0112-2---61987#ABF320,0112-2---61987#ABF322,0112-2---61987#ABF775,0112-2---61987#ABF323
0112/2///61987#ABF353 | 001 | 01 | 0112/2///61987#ABF353#001 | Cable or tube |  |  |  | properties characterizing the cable or tube, respectively |  |  |  |  | ITEM_CLASS | [5 empty] | 0112/2///61987#ABF348 - Immersible probe or transmitter |  |  |  | Standard |  | IEC 61987 | IEC | 2018-03-28 | 2018-03-28 | 2018-03-28 | 2018-03-28 |  | SC65E – IEC 61987 | C00018 | 001-01 (2018-03-28 07:26:05 by BATCH 00000762) standard | 0112/2///61987#ABV501 | https://cdd.iec.ch/CDD/IEC61987/iec61987.nsf/Classes/0112-2---61987%23ABF353 | https://cdd.iec.ch/cdd/iec61987/iec61987.nsf/PropertiesAllVersions/0112-2---61987%23ABF354,https://cdd.iec.ch/cdd/iec61987/iec61987.nsf/PropertiesAllVersions/0112-2---61987%23ABA640,https://cdd.iec.ch/cdd/iec61987/iec61987.nsf/PropertiesAllVersions/0112-2---61987%23ABB952,https://cdd.iec.ch/cdd/iec61987/iec61987.nsf/PropertiesAllVersions/0112-2---61987%23ABF355,https://cdd.iec.ch/cdd/iec61987/iec61987.nsf/PropertiesAllVersions/0112-2---61987%23ABF356,https://cdd.iec.ch/cdd/iec61987/iec61987.nsf/PropertiesAllVersions/0112-2---61987%23ABF357,https://cdd.iec.ch/cdd/iec61987/iec61987.nsf/PropertiesAllVersions/0112-2---61987%23ABF786 | 0112-2---61987#ABA640,0112-2---61987#ABB952,0112-2---61987#ABF355,0112-2---61987#ABF356,0112-2---61987#ABF357,0112-2---61987#ABF786,0112-2---61987#ABF354
0112/2///61987#ABG247 | 001 | 01 | 0112/2///61987#ABG247#001 | Reference process conditions [3] |  |  |  | properties characterizing the reference conditions of the process under which the performance of a device was tested |  |  |  |  | ITEM_CLASS | [5 empty] | 0112/2///61987#ABG236 - Reference conditions of the device [7]0112/2///61987#ABG239 - Reference conditions of the device [10]0112/2///61987#ABG240 - Reference conditions of the device [11]0112/2///61987#ABG268 - Reference conditions for the performance variable [7]0112/2///61987#ABG271 - Reference conditions for the performance variable [10]0112/2///61987#ABG272 - Reference conditions for the performance variable [11] |  |  |  | Standard |  | IEC 61987 | IEC | 2018-03-28 | 2014-12-17 | 2016-05-24 | 2016-05-24 |  | SC65E – IEC 61987 | C00019 | 001-01 (2018-03-28 07:26:08 by BATCH 00000762) standard | 0112/2///61987#ABV501 | https://cdd.iec.ch/CDD/IEC61987/iec61987.nsf/Classes/0112-2---61987%23ABG247 | https://cdd.iec.ch/cdd/iec61987/iec61987.nsf/PropertiesAllVersions/0112-2---61987%23ABB001,https://cdd.iec.ch/cdd/iec61987/iec61987.nsf/PropertiesAllVersions/0112-2---61987%23ABB002,https://cdd.iec.ch/cdd/iec61987/iec61987.nsf/PropertiesAllVersions/0112-2---61987%23ABB278 | 0112-2---61987#ABB001,0112-2---61987#ABB002,0112-2---61987#ABB278
0112/2///61987#ABG408 | 001 | 01 | 0112/2///61987#ABG408#001 | Structural design [displacer level transmitter/switch] |  |  |  | properties characterizing the constructional details of a device |  |  |  |  | ITEM_CLASS | [5 empty] | 0112/2///61987#ABG363 - Mechanical and electrical construction [displacer level transmitter/switch] |  |  |  | Standard |  | IEC 61987 | IEC | 2018-03-28 | 2014-12-17 | 2018-03-20 | 2018-03-20 |  | SC65E – IEC 61987 | C00018 | 001-01 (2018-03-28 07:26:09 by BATCH 00000762) standard | 0112/2///61987#ABV501 | https://cdd.iec.ch/CDD/IEC61987/iec61987.nsf/Classes/0112-2---61987%23ABG408 | https://cdd.iec.ch/cdd/iec61987/iec61987.nsf/PropertiesAllVersions/0112-2---61987%23ABF781,https://cdd.iec.ch/cdd/iec61987/iec61987.nsf/PropertiesAllVersions/0112-2---61987%23ABF698,https://cdd.iec.ch/cdd/iec61987/iec61987.nsf/PropertiesAllVersions/0112-2---61987%23ABF696,https://cdd.iec.ch/cdd/iec61987/iec61987.nsf/PropertiesAllVersions/0112-2---61987%23ABF374,https://cdd.iec.ch/cdd/iec61987/iec61987.nsf/PropertiesAllVersions/0112-2---61987%23ABF796,https://cdd.iec.ch/cdd/iec61987/iec61987.nsf/PropertiesAllVersions/0112-2---61987%23ABB503,https://cdd.iec.ch/cdd/iec61987/iec61987.nsf/PropertiesAllVersions/0112-2---61987%23ABC825,https://cdd.iec.ch/cdd/iec61987/iec61987.nsf/PropertiesAllVersions/0112-2---61987%23ABD284 | 0112-2---61987#ABF781,0112-2---61987#ABF698,0112-2---61987#ABF696,0112-2---61987#ABF374,0112-2---61987#ABF796,0112-2---61987#ABB503,0112-2---61987#ABC825,0112-2---61987#ABD284
0112/2///61987#ABA647 | 003 | 01 | 0112/2///61987#ABA647#003 | Turbine flow gauge |  |  |  | flow gauge that uses a rotor that spins as the media passes through its blades to measure a flow rate or flow volume |  |  |  |  | ITEM_CLASS |  |  |  |  | 0112/2///61987#ABU125 - reference to Operating LOP for flow measuring equipment |  |  |  |  | Standard |  |  |  | 2018-03-28 | 2013-08-27 | 2016-05-24 | 2016-05-24 |  | SC65E – IEC 61987 | C00004 |  | 0112/2///61987#ABA644 | https://cdd.iec.ch/CDD/IEC61987/iec61987.nsf/Classes/0112-2---61987%23ABA647 | https://cdd.iec.ch/cdd/iec61987/iec61987.nsf/PropertiesAllVersions/0112-2---61987%23ABU244 | 0112-2---61987#ABU244,0112-2---61987#ABU125
0112/2///61987#ABO003 | 001 | 01 | 0112/2///61987#ABO003#001 | Electrical signal converter |  |  |  | converter that manipulates an electrical signal |  |  |  |  | ITEM_CLASS |  |  |  |  | 0112/2///61987#ABP285 - reference to Operating LOP for infrastructure devices |  |  |  | false | Standard |  | IEC 61987-31 | IEC | 2022-10-26 | 2022-10-26 | 2022-10-26 | 2022-10-26 |  | IEC/SC 65E | C00127 | 001-01 (2022-10-26 07:15:16 by BATCH 00000802) standard | 0112/2///61987#ABO002 | https://cdd.iec.ch/CDD/IEC61987/iec61987.nsf/Classes/0112-2---61987%23ABO003
0112/2///61987#ABO011 | 001 | 01 | 0112/2///61987#ABO011#001 | Voltage-to-current converter |  |  |  | electrical signal converter that converts a voltage input signal to a current output signal |  |  |  |  | ITEM_CLASS |  |  |  |  | 0112/2///61987#ABP285 - reference to Operating LOP for infrastructure devices |  |  |  | true | Standard |  | IEC 61987-31 | IEC | 2022-10-26 | 2022-10-26 | 2022-10-26 | 2022-10-26 |  | IEC/SC 65E | C00127 | 001-01 (2022-10-26 07:15:16 by BATCH 00000802) standard | 0112/2///61987#ABO003 | https://cdd.iec.ch/CDD/IEC61987/iec61987.nsf/Classes/0112-2---61987%23ABO011
0112/2///61987#ABC626 | 002 | 01 | 0112/2///61987#ABC626#002 | Structural design of a differential pressure transmitter |  |  |  | properties characterizing the constructional details of a differential pressure transmitter |  |  |  |  | ITEM_CLASS | [5 empty] | 0112/2///61987#ABC620 - Structural design [differential pressure transmitter] |  |  |  | Standard |  |  |  | 2020-02-28 | 2017-12-07 | 2020-02-28 | 2020-02-28 |  | SC65E – IEC 61987 | C00004 |  | 0112/2///61987#ABV501 | https://cdd.iec.ch/CDD/IEC61987/iec61987.nsf/Classes/0112-2---61987%23ABC626 | https://cdd.iec.ch/cdd/iec61987/iec61987.nsf/PropertiesAllVersions/0112-2---61987%23ABB102,https://cdd.iec.ch/cdd/iec61987/iec61987.nsf/PropertiesAllVersions/0112-2---61987%23ABU453,https://cdd.iec.ch/cdd/iec61987/iec61987.nsf/PropertiesAllVersions/0112-2---61987%23ABB048,https://cdd.iec.ch/cdd/iec61987/iec61987.nsf/PropertiesAllVersions/0112-2---61987%23ABD327,https://cdd.iec.ch/cdd/iec61987/iec61987.nsf/PropertiesAllVersions/0112-2---61987%23ABU386,https://cdd.iec.ch/cdd/iec61987/iec61987.nsf/PropertiesAllVersions/0112-2---61987%23ABN978,https://cdd.iec.ch/cdd/iec61987/iec61987.nsf/PropertiesAllVersions/0112-2---61987%23ABB101,https://cdd.iec.ch/cdd/iec61987/iec61987.nsf/PropertiesAllVersions/0112-2---61987%23ABD023,https://cdd.iec.ch/cdd/iec61987/iec61987.nsf/PropertiesAllVersions/0112-2---61987%23ABB099,https://cdd.iec.ch/cdd/iec61987/iec61987.nsf/PropertiesAllVersions/0112-2---61987%23ABB100,https://cdd.iec.ch/cdd/iec61987/iec61987.nsf/PropertiesAllVersions/0112-2---61987%23ABB074,https://cdd.iec.ch/cdd/iec61987/iec61987.nsf/PropertiesAllVersions/0112-2---61987%23ABA894,https://cdd.iec.ch/cdd/iec61987/iec61987.nsf/PropertiesAllVersions/0112-2---61987%23ABB419,https://cdd.iec.ch/cdd/iec61987/iec61987.nsf/PropertiesAllVersions/0112-2---61987%23ABD031,https://cdd.iec.ch/cdd/iec61987/iec61987.nsf/PropertiesAllVersions/0112-2---61987%23ABC990,https://cdd.iec.ch/cdd/iec61987/iec61987.nsf/PropertiesAllVersions/0112-2---61987%23ABB521,https://cdd.iec.ch/cdd/iec61987/iec61987.nsf/PropertiesAllVersions/0112-2---61987%23ABA147,https://cdd.iec.ch/cdd/iec61987/iec61987.nsf/PropertiesAllVersions/0112-2---61987%23ABA633,https://cdd.iec.ch/cdd/iec61987/iec61987.nsf/PropertiesAllVersions/0112-2---61987%23ABC028,https://cdd.iec.ch/cdd/iec61987/iec61987.nsf/PropertiesAllVersions/0112-2---61987%23ABC020 | 0112-2---61987#ABB099,0112-2---61987#ABB100,0112-2---61987#ABC028,0112-2---61987#ABB101,0112-2---61987#ABB419,0112-2---61987#ABA633,0112-2---61987#ABU453,0112-2---61987#ABB048,0112-2---61987#ABD327,0112-2---61987#ABD023,0112-2---61987#ABB074,0112-2---61987#ABA894,0112-2---61987#ABD031,0112-2---61987#ABA147,0112-2---61987#ABC020,0112-2---61987#ABB102,0112-2---61987#ABU386,0112-2---61987#ABN978,0112-2---61987#ABC990,0112-2---61987#ABB521
0112/2///61987#ABC633 | 002 | 01 | 0112/2///61987#ABC633#002 | Structural design of a rotating element flow transmitter or gauge |  |  |  | properties characterizing the constructional details of a velocity flow transmitter that uses the rotation of a vane (turbine or propeller) to measure flow | the fluid has an axial direction respective to the turbine or propeller |  |  |  | ITEM_CLASS | [5 empty] | 0112/2///61987#ABC612 - Structural design [rotating element flow transmitter/gauge] |  |  |  | Standard |  |  |  | 2018-03-28 | 2013-08-27 | 2016-05-24 | 2016-05-24 |  | SC65E – IEC 61987 | C00004 |  | 0112/2///61987#ABV501 | https://cdd.iec.ch/CDD/IEC61987/iec61987.nsf/Classes/0112-2---61987%23ABC633 | https://cdd.iec.ch/cdd/iec61987/iec61987.nsf/PropertiesAllVersions/0112-2---61987%23ABB128,https://cdd.iec.ch/cdd/iec61987/iec61987.nsf/PropertiesAllVersions/0112-2---61987%23ABB135,https://cdd.iec.ch/cdd/iec61987/iec61987.nsf/PropertiesAllVersions/0112-2---61987%23ABD180,https://cdd.iec.ch/cdd/iec61987/iec61987.nsf/PropertiesAllVersions/0112-2---61987%23ABC973,https://cdd.iec.ch/cdd/iec61987/iec61987.nsf/PropertiesAllVersions/0112-2---61987%23ABD019,https://cdd.iec.ch/cdd/iec61987/iec61987.nsf/PropertiesAllVersions/0112-2---61987%23ABD028,https://cdd.iec.ch/cdd/iec61987/iec61987.nsf/PropertiesAllVersions/0112-2---61987%23ABD029,https://cdd.iec.ch/cdd/iec61987/iec61987.nsf/PropertiesAllVersions/0112-2---61987%23ABC972,https://cdd.iec.ch/cdd/iec61987/iec61987.nsf/PropertiesAllVersions/0112-2---61987%23ABC974,https://cdd.iec.ch/cdd/iec61987/iec61987.nsf/PropertiesAllVersions/0112-2---61987%23ABB403,https://cdd.iec.ch/cdd/iec61987/iec61987.nsf/PropertiesAllVersions/0112-2---61987%23ABB402,https://cdd.iec.ch/cdd/iec61987/iec61987.nsf/PropertiesAllVersions/0112-2---61987%23ABA936 | 0112-2---61987#ABD180,0112-2---61987#ABD019,0112-2---61987#ABC972,0112-2---61987#ABB403,0112-2---61987#ABB402,0112-2---61987#ABA936,0112-2---61987#ABB128,0112-2---61987#ABB135,0112-2---61987#ABC973,0112-2---61987#ABD028,0112-2---61987#ABD029,0112-2---61987#ABC974
0112/2///61987#ABD948 | 003 | 01 | 0112/2///61987#ABD948#003 | Normal process design conditions [3] |  |  |  | properties characterizing the normal range of process conditions for which a device shall be designed and operate within its specifications |  |  |  |  | ITEM_CLASS | [5 empty] | 0112/2///61987#ABD991 - Process design conditions [valves] |  |  |  | Standard |  |  |  | 2018-03-28 | 2013-09-02 | 2018-03-20 | 2018-03-20 |  | SC65E – IEC 61987 | C00019 |  | 0112/2///61987#ABV501 | https://cdd.iec.ch/CDD/IEC61987/iec61987.nsf/Classes/0112-2---61987%23ABD948 | https://cdd.iec.ch/cdd/iec61987/iec61987.nsf/PropertiesAllVersions/0112-2---61987%23ABA954,https://cdd.iec.ch/cdd/iec61987/iec61987.nsf/PropertiesAllVersions/0112-2---61987%23ABB184,https://cdd.iec.ch/cdd/iec61987/iec61987.nsf/PropertiesAllVersions/0112-2---61987%23ABA955,https://cdd.iec.ch/cdd/iec61987/iec61987.nsf/PropertiesAllVersions/0112-2---61987%23ABB185,https://cdd.iec.ch/cdd/iec61987/iec61987.nsf/PropertiesAllVersions/0112-2---61987%23ABB997,https://cdd.iec.ch/cdd/iec61987/iec61987.nsf/PropertiesAllVersions/0112-2---61987%23ABB998,https://cdd.iec.ch/cdd/iec61987/iec61987.nsf/PropertiesAllVersions/0112-2---61987%23ABA918,https://cdd.iec.ch/cdd/iec61987/iec61987.nsf/PropertiesAllVersions/0112-2---61987%23ABA919,https://cdd.iec.ch/cdd/iec61987/iec61987.nsf/PropertiesAllVersions/0112-2---61987%23ABA598,https://cdd.iec.ch/cdd/iec61987/iec61987.nsf/PropertiesAllVersions/0112-2---61987%23ABB326,https://cdd.iec.ch/cdd/iec61987/iec61987.nsf/PropertiesAllVersions/0112-2---61987%23ABB327,https://cdd.iec.ch/cdd/iec61987/iec61987.nsf/PropertiesAllVersions/0112-2---61987%23ABB328,https://cdd.iec.ch/cdd/iec61987/iec61987.nsf/PropertiesAllVersions/0112-2---61987%23ABB329,https://cdd.iec.ch/cdd/iec61987/iec61987.nsf/PropertiesAllVersions/0112-2---61987%23ABB330,https://cdd.iec.ch/cdd/iec61987/iec61987.nsf/PropertiesAllVersions/0112-2---61987%23ABB331,https://cdd.iec.ch/cdd/iec61987/iec61987.nsf/PropertiesAllVersions/0112-2---61987%23ABA110,https://cdd.iec.ch/cdd/iec61987/iec61987.nsf/PropertiesAllVersions/0112-2---61987%23ABA111,https://cdd.iec.ch/cdd/iec61987/iec61987.nsf/PropertiesAllVersions/0112-2---61987%23ABA112,https://cdd.iec.ch/cdd/iec61987/iec61987.nsf/PropertiesAllVersions/0112-2---61987%23ABA114,https://cdd.iec.ch/cdd/iec61987/iec61987.nsf/PropertiesAllVersions/0112-2---61987%23ABB435,https://cdd.iec.ch/cdd/iec61987/iec61987.nsf/PropertiesAllVersions/0112-2---61987%23ABA642,https://cdd.iec.ch/cdd/iec61987/iec61987.nsf/PropertiesAllVersions/0112-2---61987%23ABA297 | 0112-2---61987#ABA297,0112-2---61987#ABA954,0112-2---61987#ABA955,0112-2---61987#ABB326,0112-2---61987#ABB329,0112-2---61987#ABB435,0112-2---61987#ABB997,0112-2---61987#ABA918,0112-2---61987#ABA112,0112-2---61987#ABA114,0112-2---61987#ABB185,0112-2---61987#ABA919,0112-2---61987#ABB327,0112-2---61987#ABB331,0112-2---61987#ABA110,0112-2---61987#ABA111,0112-2---61987#ABA642,0112-2---61987#ABB184,0112-2---61987#ABB998,0112-2---61987#ABA598,0112-2---61987#ABB328,0112-2---61987#ABB330
0112/2///61987#ABE812 | 001 | 01 | 0112/2///61987#ABE812#001 | Level measurement |  |  |  | properties characterizing a level measurement |  | Polymorphic element: ABE812, Id: 3 |  |  | ITEM_CLASS | [5 empty] | 0112/2///61987#ABF979 - Type of measured variable [7]0112/2///61987#ABF980 - Type of measured variable [8]0112/2///61987#ABF981 - Type of measured variable [9]0112/2///61987#ABF983 - Type of measured variable [11]0112/2///61987#ABF984 - Type of measured variable [12]0112/2///61987#ABG012 - Type of measured variable [40]0112/2///61987#ABG013 - Type of measured variable [41] |  |  |  | Standard |  | IEC 61987 | IEC | 2018-03-28 | 2018-03-28 | 2018-03-28 | 2018-03-28 |  | SC65E – IEC 61987 | C00018 | 001-01 (2018-03-28 07:26:04 by BATCH 00000762) standard | 0112/2///61987#ABV501 | https://cdd.iec.ch/CDD/IEC61987/iec61987.nsf/Classes/0112-2---61987%23ABE812 | https://cdd.iec.ch/cdd/iec61987/iec61987.nsf/PropertiesAllVersions/0112-2---61987%23ABE887,https://cdd.iec.ch/cdd/iec61987/iec61987.nsf/PropertiesAllVersions/0112-2---61987%23ABB015,https://cdd.iec.ch/cdd/iec61987/iec61987.nsf/PropertiesAllVersions/0112-2---61987%23ABF655,https://cdd.iec.ch/cdd/iec61987/iec61987.nsf/PropertiesAllVersions/0112-2---61987%23ABA324,https://cdd.iec.ch/cdd/iec61987/iec61987.nsf/PropertiesAllVersions/0112-2---61987%23ABE890,https://cdd.iec.ch/cdd/iec61987/iec61987.nsf/PropertiesAllVersions/0112-2---61987%23ABA328,https://cdd.iec.ch/cdd/iec61987/iec61987.nsf/PropertiesAllVersions/0112-2---61987%23ABA330,https://cdd.iec.ch/cdd/iec61987/iec61987.nsf/PropertiesAllVersions/0112-2---61987%23ABB781,https://cdd.iec.ch/cdd/iec61987/iec61987.nsf/PropertiesAllVersions/0112-2---61987%23ABE889,https://cdd.iec.ch/cdd/iec61987/iec61987.nsf/PropertiesAllVersions/0112-2---61987%23ABE891,https://cdd.iec.ch/cdd/iec61987/iec61987.nsf/PropertiesAllVersions/0112-2---61987%23ABE892,https://cdd.iec.ch/cdd/iec61987/iec61987.nsf/PropertiesAllVersions/0112-2---61987%23ABE893,https://cdd.iec.ch/cdd/iec61987/iec61987.nsf/PropertiesAllVersions/0112-2---61987%23ABE894,https://cdd.iec.ch/cdd/iec61987/iec61987.nsf/PropertiesAllVersions/0112-2---61987%23ABE895,https://cdd.iec.ch/cdd/iec61987/iec61987.nsf/PropertiesAllVersions/0112-2---61987%23ABE896 | 0112-2---61987#ABE893,0112-2---61987#ABE894,0112-2---61987#ABE887,0112-2---61987#ABE889,0112-2---61987#ABE896,0112-2---61987#ABE891,0112-2---61987#ABE895,0112-2---61987#ABA330,0112-2---61987#ABE892,0112-2---61987#ABB015,0112-2---61987#ABF655,0112-2---61987#ABA328,0112-2---61987#ABB781,0112-2---61987#ABA324,0112-2---61987#ABE890
0112/2///61987#ABA675 | 002 | 01 | 0112/2///61987#ABA675#002 | Glass thermometer |  |  |  | temperature gauge that uses the thermal expansion of a fluid to directly measure and indicate a temperature |  |  |  |  | ITEM_CLASS |  |  |  |  | 0112/2///61987#ABF896 - reference to Operating LOP for temperature measuring equipment0112/2///61987#ABF904 - reference to Device LOP for temperature gauge |  |  |  |  | Standard |  |  |  | 2018-03-28 | 2013-08-27 | 2016-05-24 | 2016-05-24 |  | SC65E – IEC 61987 | C00004 |  | 0112/2///61987#ABA672 | https://cdd.iec.ch/CDD/IEC61987/iec61987.nsf/Classes/0112-2---61987%23ABA675 |  | 0112-2---61987#ABF904,0112-2---61987#ABF896
0112/2///61987#ABA684 | 002 | 01 | 0112/2///61987#ABA684#002 | Measuring assembly |  |  |  | measuring instrument comprising several required and/or optional components which together function as a gauge, transmitter or switch | NOTE 1: The components can often be ordered separately and as such require their own DLOPs., NOTE 2: A measuring assembly may also be called a composite device. |  |  |  | ITEM_CLASS | [9 empty] | Standard |  |  |  | 2018-03-28 | 2013-08-27 | 2016-05-24 | 2016-05-24 |  | SC65E – IEC 61987 | C00004 |  | 0112/2///61987#ABA001 | https://cdd.iec.ch/CDD/IEC61987/iec61987.nsf/Classes/0112-2---61987%23ABA684
0112/2///61987#ABD361 | 001 | 01 | 0112/2///61987#ABD361#001 | Electrical rotary actuator |  |  |  | rotary actuator that uses an electrical signal to control its motion |  |  | ANSI/ISA-75.05.01-2000 |  | ITEM_CLASS |  |  |  |  | 0112/2///61987#ABU513 - reference to Operating LOP for actuator |  |  |  |  | Standard |  |  |  | 2018-03-28 | 2013-09-02 | 2016-05-02 | 2016-05-02 |  | SC65E – IEC 61987 | C00019 | 001-01 (2018-03-28 07:25:59 by BATCH 00000762) standard | 0112/2///61987#ABD360 | https://cdd.iec.ch/CDD/IEC61987/iec61987.nsf/Classes/0112-2---61987%23ABD361
0112/2///61987#ABI470 | 001 | 01 | 0112/2///61987#ABI470#001 | Maintenance/service and repair |  |  |  | properties characterizing maintenance/service and repair |  |  |  |  | ITEM_CLASS | [9 empty] | Standard |  |  |  | 2019-03-08 | 2017-12-07 | 2019-03-08 | 2019-03-08 |  | SC65E – IEC 61987 | C00018 | 001-01 (2019-03-08 15:35:13 by BATCH 00000766) standard | 0112/2///61987#ABH525 | https://cdd.iec.ch/CDD/IEC61987/iec61987.nsf/Classes/0112-2---61987%23ABI470 | https://cdd.iec.ch/cdd/iec61987/iec61987.nsf/PropertiesAllVersions/0112-2---61987%23ABI497,https://cdd.iec.ch/cdd/iec61987/iec61987.nsf/PropertiesAllVersions/0112-2---61987%23ABI558,https://cdd.iec.ch/cdd/iec61987/iec61987.nsf/PropertiesAllVersions/0112-2---61987%23ABI503,https://cdd.iec.ch/cdd/iec61987/iec61987.nsf/PropertiesAllVersions/0112-2---61987%23ABI564,https://cdd.iec.ch/cdd/iec61987/iec61987.nsf/PropertiesAllVersions/0112-2---61987%23ABI500,https://cdd.iec.ch/cdd/iec61987/iec61987.nsf/PropertiesAllVersions/0112-2---61987%23ABI561,https://cdd.iec.ch/cdd/iec61987/iec61987.nsf/PropertiesAllVersions/0112-2---61987%23ABI502,https://cdd.iec.ch/cdd/iec61987/iec61987.nsf/PropertiesAllVersions/0112-2---61987%23ABI563,https://cdd.iec.ch/cdd/iec61987/iec61987.nsf/PropertiesAllVersions/0112-2---61987%23ABI504,https://cdd.iec.ch/cdd/iec61987/iec61987.nsf/PropertiesAllVersions/0112-2---61987%23ABI565,https://cdd.iec.ch/cdd/iec61987/iec61987.nsf/PropertiesAllVersions/0112-2---61987%23ABI505,https://cdd.iec.ch/cdd/iec61987/iec61987.nsf/PropertiesAllVersions/0112-2---61987%23ABI566,https://cdd.iec.ch/cdd/iec61987/iec61987.nsf/PropertiesAllVersions/0112-2---61987%23ABI493,https://cdd.iec.ch/cdd/iec61987/iec61987.nsf/PropertiesAllVersions/0112-2---61987%23ABI554 | 0112-2---61987#ABI503,0112-2---61987#ABI500,0112-2---61987#ABI554,0112-2---61987#ABI497,0112-2---61987#ABI564,0112-2---61987#ABI566,0112-2---61987#ABI505,0112-2---61987#ABI563,0112-2---61987#ABI504,0112-2---61987#ABI565,0112-2---61987#ABI493,0112-2---61987#ABI558,0112-2---61987#ABI561,0112-2---61987#ABI502
0112/2///61987#ABC290 | 002 | 01 | 0112/2///61987#ABC290#002 | Input [1] |  |  |  | properties characterizing a measured variable, the size of which is to be acquired and indicated by the measurement as well as any auxiliary signal inputs |  |  | from IEC 61987-1, 5.4 |  | ITEM_CLASS | [5 empty] | 0112/2///61987#ABA005 - Device LOP for flow transmitter |  |  |  | Standard |  |  |  | 2018-03-28 | 2013-08-27 | 2016-05-24 | 2016-05-24 |  | SC65E – IEC 61987 | C00004 |  | 0112/2///61987#ABV501 | https://cdd.iec.ch/CDD/IEC61987/iec61987.nsf/Classes/0112-2---61987%23ABC290 | https://cdd.iec.ch/cdd/iec61987/iec61987.nsf/PropertiesAllVersions/0112-2---61987%23ABB065,https://cdd.iec.ch/cdd/iec61987/iec61987.nsf/PropertiesAllVersions/0112-2---61987%23ABD037,https://cdd.iec.ch/cdd/iec61987/iec61987.nsf/PropertiesAllVersions/0112-2---61987%23ABA340,https://cdd.iec.ch/cdd/iec61987/iec61987.nsf/PropertiesAllVersions/0112-2---61987%23ABC756 | 0112-2---61987#ABB065,0112-2---61987#ABD037,0112-2---61987#ABA340,0112-2---61987#ABC756
0112/2///61987#ABC505 | 002 | 01 | 0112/2///61987#ABC505#002 | Performance variable [3] |  |  |  | properties characterizing the performance of a device with respect to a particular process variable |  |  |  |  | ITEM_CLASS | [5 empty] | 0112/2///61987#ABC493 - Performance [3]0112/2///61987#ABC494 - Performance [4] |  |  |  | Standard |  |  |  | 2018-03-28 | 2013-08-27 | 2016-05-24 | 2016-05-24 |  | SC65E – IEC 61987 | C00004 |  | 0112/2///61987#ABV501 | https://cdd.iec.ch/CDD/IEC61987/iec61987.nsf/Classes/0112-2---61987%23ABC505 | https://cdd.iec.ch/cdd/iec61987/iec61987.nsf/PropertiesAllVersions/0112-2---61987%23ABB271,https://cdd.iec.ch/cdd/iec61987/iec61987.nsf/PropertiesAllVersions/0112-2---61987%23ABA577,https://cdd.iec.ch/cdd/iec61987/iec61987.nsf/PropertiesAllVersions/0112-2---61987%23ABD194,https://cdd.iec.ch/cdd/iec61987/iec61987.nsf/PropertiesAllVersions/0112-2---61987%23ABU208 | 0112-2---61987#ABB271,0112-2---61987#ABA577,0112-2---61987#ABD194,0112-2---61987#ABU208
0112/2///61987#ABE565 | 002 | 01 | 0112/2///61987#ABE565#002 | Type of measured variable [5] |  |  |  | administration block for polymorphism acting as proxy for the selected measured variable type |  | p1 ABE565.p1 |  |  | ITEM_CLASS | [5 empty] | 0112/2///61987#ABE564 - Measured variable [5] |  |  |  | Standard |  | IEC 61987 | IEC | 2018-03-28 | 2014-07-25 | 2018-03-20 | 2018-03-20 |  | SC65E – IEC 61987 | C00016 |  | 0112/2///61987#ABV501 | https://cdd.iec.ch/CDD/IEC61987/iec61987.nsf/Classes/0112-2---61987%23ABE565 | https://cdd.iec.ch/cdd/iec61987/iec61987.nsf/PropertiesAllVersions/0112-2---61987%23ABU581,https://cdd.iec.ch/cdd/iec61987/iec61987.nsf/PropertiesAllVersions/0112-2---61987%23ABU582,https://cdd.iec.ch/cdd/iec61987/iec61987.nsf/PropertiesAllVersions/0112-2---61987%23ABU189 | 0112-2---61987#ABU189,0112-2---61987#ABU581,0112-2---61987#ABU582
0112/2///61987#ABF342 | 001 | 01 | 0112/2///61987#ABF342#001 | Structural design of a displacer lever transmitter/switch |  |  |  | properties characterizing the constructional details of a displacer level transmitter or switch |  |  |  |  | ITEM_CLASS | [5 empty] | 0112/2///61987#ABG408 - Structural design [displacer level transmitter/switch] |  |  |  | Standard |  | IEC 61987 | IEC | 2018-03-28 | 2014-12-17 | 2018-03-20 | 2018-03-20 |  | SC65E – IEC 61987 | C00018 | 001-01 (2018-03-28 07:26:05 by BATCH 00000762) standard | 0112/2///61987#ABV501 | https://cdd.iec.ch/CDD/IEC61987/iec61987.nsf/Classes/0112-2---61987%23ABF342 | https://cdd.iec.ch/cdd/iec61987/iec61987.nsf/PropertiesAllVersions/0112-2---61987%23ABU164,https://cdd.iec.ch/cdd/iec61987/iec61987.nsf/PropertiesAllVersions/0112-2---61987%23ABF359,https://cdd.iec.ch/cdd/iec61987/iec61987.nsf/PropertiesAllVersions/0112-2---61987%23ABF787,https://cdd.iec.ch/cdd/iec61987/iec61987.nsf/PropertiesAllVersions/0112-2---61987%23ABF793,https://cdd.iec.ch/cdd/iec61987/iec61987.nsf/PropertiesAllVersions/0112-2---61987%23ABH426,https://cdd.iec.ch/cdd/iec61987/iec61987.nsf/PropertiesAllVersions/0112-2---61987%23ABH411,https://cdd.iec.ch/cdd/iec61987/iec61987.nsf/PropertiesAllVersions/0112-2---61987%23ABH409,https://cdd.iec.ch/cdd/iec61987/iec61987.nsf/PropertiesAllVersions/0112-2---61987%23ABH410,https://cdd.iec.ch/cdd/iec61987/iec61987.nsf/PropertiesAllVersions/0112-2---61987%23ABA147,https://cdd.iec.ch/cdd/iec61987/iec61987.nsf/PropertiesAllVersions/0112-2---61987%23ABA633,https://cdd.iec.ch/cdd/iec61987/iec61987.nsf/PropertiesAllVersions/0112-2---61987%23ABB140,https://cdd.iec.ch/cdd/iec61987/iec61987.nsf/PropertiesAllVersions/0112-2---61987%23ABC028,https://cdd.iec.ch/cdd/iec61987/iec61987.nsf/PropertiesAllVersions/0112-2---61987%23ABB396,https://cdd.iec.ch/cdd/iec61987/iec61987.nsf/PropertiesAllVersions/0112-2---61987%23ABB915,https://cdd.iec.ch/cdd/iec61987/iec61987.nsf/PropertiesAllVersions/0112-2---61987%23ABD033,https://cdd.iec.ch/cdd/iec61987/iec61987.nsf/PropertiesAllVersions/0112-2---61987%23ABB457,https://cdd.iec.ch/cdd/iec61987/iec61987.nsf/PropertiesAllVersions/0112-2---61987%23ABC969 | 0112-2---61987#ABB140,0112-2---61987#ABC028,0112-2---61987#ABD033,0112-2---61987#ABF359,0112-2---61987#ABF793,0112-2---61987#ABH411,0112-2---61987#ABH410,0112-2---61987#ABA147,0112-2---61987#ABH426,0112-2---61987#ABB396,0112-2---61987#ABB915,0112-2---61987#ABB457,0112-2---61987#ABC969,0112-2---61987#ABU164,0112-2---61987#ABF787,0112-2---61987#ABH409,0112-2---61987#ABA633
0112/2///61987#ABG394 | 001 | 01 | 0112/2///61987#ABG394#001 | Mechanical and electrical construction [thermowell] |  |  |  | properties characterizing the constructional details of the device and its parts |  |  | IEC 61987-1, 5.8 |  | ITEM_CLASS | [5 empty] | 0112/2///61987#ABE765 - Device LOP for thermowell |  |  |  | Standard |  | IEC 61987 | IEC | 2018-03-28 | 2014-12-17 | 2016-05-24 | 2016-05-24 |  | SC65E – IEC 61987 | C00019 | 001-01 (2018-03-28 07:26:09 by BATCH 00000762) standard | 0112/2///61987#ABV501 | https://cdd.iec.ch/CDD/IEC61987/iec61987.nsf/Classes/0112-2---61987%23ABG394 | https://cdd.iec.ch/cdd/iec61987/iec61987.nsf/PropertiesAllVersions/0112-2---61987%23ABD534,https://cdd.iec.ch/cdd/iec61987/iec61987.nsf/PropertiesAllVersions/0112-2---61987%23ABG999,https://cdd.iec.ch/cdd/iec61987/iec61987.nsf/PropertiesAllVersions/0112-2---61987%23ABC789 | 0112-2---61987#ABD534,0112-2---61987#ABG999,0112-2---61987#ABC789
0112/2///61987#ABH876 | 001 | 01 | 0112/2///61987#ABH876#001 | Analog input function block |  |  |  | properties characterizing an Analog Input function block |  |  |  |  | ITEM_CLASS | [5 empty] | 0112/2///61987#ABH840 - User application parameters |  |  |  | Standard |  |  |  | 2019-03-08 | 2017-12-07 | 2019-03-08 | 2019-03-08 |  | SC65E – IEC 61987 | C00018 | 001-01 (2019-03-08 15:35:12 by BATCH 00000766) standard | 0112/2///61987#ABV501 | https://cdd.iec.ch/CDD/IEC61987/iec61987.nsf/Classes/0112-2---61987%23ABH876 | https://cdd.iec.ch/cdd/iec61987/iec61987.nsf/PropertiesAllVersions/0112-2---61987%23ABJ349,https://cdd.iec.ch/cdd/iec61987/iec61987.nsf/PropertiesAllVersions/0112-2---61987%23ABJ007,https://cdd.iec.ch/cdd/iec61987/iec61987.nsf/PropertiesAllVersions/0112-2---61987%23ABJ671,https://cdd.iec.ch/cdd/iec61987/iec61987.nsf/PropertiesAllVersions/0112-2---61987%23ABJ366,https://cdd.iec.ch/cdd/iec61987/iec61987.nsf/PropertiesAllVersions/0112-2---61987%23ABI127,https://cdd.iec.ch/cdd/iec61987/iec61987.nsf/PropertiesAllVersions/0112-2---61987%23ABJ395,https://cdd.iec.ch/cdd/iec61987/iec61987.nsf/PropertiesAllVersions/0112-2---61987%23ABI369,https://cdd.iec.ch/cdd/iec61987/iec61987.nsf/PropertiesAllVersions/0112-2---61987%23ABI357,https://cdd.iec.ch/cdd/iec61987/iec61987.nsf/PropertiesAllVersions/0112-2---61987%23ABI118,https://cdd.iec.ch/cdd/iec61987/iec61987.nsf/PropertiesAllVersions/0112-2---61987%23ABI121,https://cdd.iec.ch/cdd/iec61987/iec61987.nsf/PropertiesAllVersions/0112-2---61987%23ABI119,https://cdd.iec.ch/cdd/iec61987/iec61987.nsf/PropertiesAllVersions/0112-2---61987%23ABI120,https://cdd.iec.ch/cdd/iec61987/iec61987.nsf/PropertiesAllVersions/0112-2---61987%23ABJ397,https://cdd.iec.ch/cdd/iec61987/iec61987.nsf/PropertiesAllVersions/0112-2---61987%23ABJ398,https://cdd.iec.ch/cdd/iec61987/iec61987.nsf/PropertiesAllVersions/0112-2---61987%23ABJ399,https://cdd.iec.ch/cdd/iec61987/iec61987.nsf/PropertiesAllVersions/0112-2---61987%23ABJ400,https://cdd.iec.ch/cdd/iec61987/iec61987.nsf/PropertiesAllVersions/0112-2---61987%23ABJ401,https://cdd.iec.ch/cdd/iec61987/iec61987.nsf/PropertiesAllVersions/0112-2---61987%23ABI037,https://cdd.iec.ch/cdd/iec61987/iec61987.nsf/PropertiesAllVersions/0112-2---61987%23ABI392 | 0112-2---61987#ABJ671,0112-2---61987#ABI369,0112-2---61987#ABJ398,0112-2---61987#ABI037,0112-2---61987#ABI127,0112-2---61987#ABI119,0112-2---61987#ABJ399,0112-2---61987#ABJ401,0112-2---61987#ABI392,0112-2---61987#ABJ366,0112-2---61987#ABI357,0112-2---61987#ABI118,0112-2---61987#ABI121,0112-2---61987#ABI120,0112-2---61987#ABJ400,0112-2---61987#ABJ349,0112-2---61987#ABJ007,0112-2---61987#ABJ395,0112-2---61987#ABJ397
0112/2///61987#ABE656 | 001 | 01 | 0112/2///61987#ABE656#001 | Operating LOP for flow modification accessory |  |  |  | list of properties characterizing the operating conditions of flow modification accessories |  |  |  |  | ITEM_CLASS | [5 empty] | 0112/2///61987#ABD381 - Flow modification accessory |  |  |  | Standard |  |  |  | 2018-03-28 |  | 2018-03-20 | 2018-03-20 |  | SC65E – IEC 61987 | C00019 | 001-01 (2018-03-28 07:26:03 by BATCH 00000762) standard | 0112/2///61987#ABV503 | https://cdd.iec.ch/CDD/IEC61987/iec61987.nsf/Classes/0112-2---61987%23ABE656 | https://cdd.iec.ch/cdd/iec61987/iec61987.nsf/PropertiesAllVersions/0112-2---61987%23ABH440,https://cdd.iec.ch/cdd/iec61987/iec61987.nsf/PropertiesAllVersions/0112-2---61987%23ABE064,https://cdd.iec.ch/cdd/iec61987/iec61987.nsf/PropertiesAllVersions/0112-2---61987%23ABB164,https://cdd.iec.ch/cdd/iec61987/iec61987.nsf/PropertiesAllVersions/0112-2---61987%23ABE663,https://cdd.iec.ch/cdd/iec61987/iec61987.nsf/PropertiesAllVersions/0112-2---61987%23ABE206,https://cdd.iec.ch/cdd/iec61987/iec61987.nsf/PropertiesAllVersions/0112-2---61987%23ABE250 | 0112-2---61987#ABH440,0112-2---61987#ABE064,0112-2---61987#ABB164,0112-2---61987#ABE663,0112-2---61987#ABE206,0112-2---61987#ABE250
0112/2///61987#ABC148 | 005 | 01 | 0112/2///61987#ABC148#005 | Cable specification |  |  |  | properties characterizing cables to be used at the input or output |  |  |  |  | ITEM_CLASS | [5 empty] | 0112/2///61987#ABC085 - Analog current input parameters0112/2///61987#ABC091 - Analog current output parameters0112/2///61987#ABC094 - Analog voltage input parameters0112/2///61987#ABC099 - Analog voltage output parameters0112/2///61987#ABC140 - Binary current output0112/2///61987#ABC141 - Binary electronic output0112/2///61987#ABC141 - Binary transistor/triac output0112/2///61987#ABC142 - Binary input0112/2///61987#ABC143 - Binary input IEC 60947-5-6 (NAMUR)0112/2///61987#ABC144 - Binary isolated output0112/2///61987#ABC144 - Binary relay output0112/2///61987#ABC145 - Binary output IEC 60947-5-6 (NAMUR)0112/2///61987#ABC218 - Electrical power input circuit0112/2///61987#ABC219 - Electrical power output circuit0112/2///61987#ABC335 - Manufacturer-specific parameters0112/2///61987#ABC555 - Pulse/frequency input/output parameters0112/2///61987#ABC579 - RTD input0112/2///61987#ABC652 - Thermocouple input0112/2///61987#ABC685 - Wired communication interface0112/2///61987#ABE570 - Solenoid valve binary input0112/2///61987#ABF287 - Input for temperature transmitter0112/2///61987#ABF289 - RTD/thermocouple probe output0112/2///61987#ABP015 - Analog current input parameters [I/O module]0112/2///61987#ABP019 - Analog voltage input parameters [I/O module]0112/2///61987#ABP021 - Binary input [I/O module]0112/2///61987#ABP023 - Binary powered output0112/2///61987#ABP031 - Frequency input parameters [I/O module]0112/2///61987#ABP050 - mV input [I/O module]0112/2///61987#ABP068 - Resistor input [I/O module]0112/2///61987#ABP069 - RMS input0112/2///61987#ABP070 - RTD input [I/O module]0112/2///61987#ABP075 - Thermocouple input [I/O module] |  |  |  | Standard |  |  |  | 2018-03-28 | 2013-08-27 | 2018-03-20 | 2018-03-20 |  | SC65E – IEC 61987 | C00004 |  | 0112/2///61987#ABV501 | https://cdd.iec.ch/CDD/IEC61987/iec61987.nsf/Classes/0112-2---61987%23ABC148 | https://cdd.iec.ch/cdd/iec61987/iec61987.nsf/PropertiesAllVersions/0112-2---61987%23ABA039,https://cdd.iec.ch/cdd/iec61987/iec61987.nsf/PropertiesAllVersions/0112-2---61987%23ABA620,https://cdd.iec.ch/cdd/iec61987/iec61987.nsf/PropertiesAllVersions/0112-2---61987%23ABA604,https://cdd.iec.ch/cdd/iec61987/iec61987.nsf/PropertiesAllVersions/0112-2---61987%23ABA619,https://cdd.iec.ch/cdd/iec61987/iec61987.nsf/PropertiesAllVersions/0112-2---61987%23ABA040 | 0112-2---61987#ABA039,0112-2---61987#ABA620,0112-2---61987#ABA604,0112-2---61987#ABA619,0112-2---61987#ABA040
0112/2///61987#ABC317 | 001 | 02 | 0112/2///61987#ABC317#001 | Limiting flow conditions |  |  |  | properties characterizing extreme values which flow quantity can assume without damaging the measuring instrument |  |  |  |  | ITEM_CLASS | [5 empty] | 0112/2///61987#ABC318 - Limiting process conditions [1] |  |  |  | Standard |  |  |  | 2018-03-28 | 2013-08-27 | 2013-08-27 | 2014-06-18 |  | SC65E – IEC 61987 | C00004 |  | 0112/2///61987#ABV501 | https://cdd.iec.ch/CDD/IEC61987/iec61987.nsf/Classes/0112-2---61987%23ABC317 | https://cdd.iec.ch/cdd/iec61987/iec61987.nsf/PropertiesAllVersions/0112-2---61987%23ABB075,https://cdd.iec.ch/cdd/iec61987/iec61987.nsf/PropertiesAllVersions/0112-2---61987%23ABB189,https://cdd.iec.ch/cdd/iec61987/iec61987.nsf/PropertiesAllVersions/0112-2---61987%23ABA122,https://cdd.iec.ch/cdd/iec61987/iec61987.nsf/PropertiesAllVersions/0112-2---61987%23ABA123,https://cdd.iec.ch/cdd/iec61987/iec61987.nsf/PropertiesAllVersions/0112-2---61987%23ABA124 | 0112-2---61987#ABB075,0112-2---61987#ABB189,0112-2---61987#ABA122,0112-2---61987#ABA123,0112-2---61987#ABA124
0112/2///61987#ABC342 | 001 | 02 | 0112/2///61987#ABC342#001 | Material of bearing |  |  |  | properties characterizing the material of which bearings for rotating device parts are made |  |  |  |  | ITEM_CLASS | [5 empty] | 0112/2///61987#ABC627 - Structural design of a helix flow transmitter or gauge0112/2///61987#ABC632 - Structural design of a piston flow transmitter or gauge0112/2///61987#ABC633 - Structural design of a rotating element flow transmitter or gauge0112/2///61987#ABC640 - Structural design of an (oval) gear flow transmitter or gauge |  |  |  | Standard |  |  |  | 2018-03-28 | 2013-08-27 | 2013-08-27 | 2014-06-18 |  | SC65E – IEC 61987 | C00019 |  | 0112/2///61987#ABV501 | https://cdd.iec.ch/CDD/IEC61987/iec61987.nsf/Classes/0112-2---61987%23ABC342 | https://cdd.iec.ch/cdd/iec61987/iec61987.nsf/PropertiesAllVersions/0112-2---61987%23ABB455,https://cdd.iec.ch/cdd/iec61987/iec61987.nsf/PropertiesAllVersions/0112-2---61987%23ABI460,https://cdd.iec.ch/cdd/iec61987/iec61987.nsf/PropertiesAllVersions/0112-2---61987%23ABA908,https://cdd.iec.ch/cdd/iec61987/iec61987.nsf/PropertiesAllVersions/0112-2---61987%23ABA907 | 0112-2---61987#ABB455,0112-2---61987#ABI460,0112-2---61987#ABA908,0112-2---61987#ABA907
0112/2///61987#ABE035 | 001 | 02 | 0112/2///61987#ABE035#001 | Structural design of a pressure reducing regulator or back pressure/excess pressure regulator |  |  |  | properties characterizing the constructional details of a pressure reducing regulator or back pressure/excess pressure regulator |  |  |  |  | ITEM_CLASS | [5 empty] | 0112/2///61987#ABE019 - Structural design [pressure reducing regulator or back pressure/excess pressure regulator] |  |  |  | Standard |  |  |  | 2018-03-28 | 2013-09-02 | 2013-09-02 | 2014-06-18 |  | SC65E – IEC 61987 | C00009 |  | 0112/2///61987#ABV501 | https://cdd.iec.ch/CDD/IEC61987/iec61987.nsf/Classes/0112-2---61987%23ABE035 | https://cdd.iec.ch/cdd/iec61987/iec61987.nsf/PropertiesAllVersions/0112-2---61987%23ABD690,https://cdd.iec.ch/cdd/iec61987/iec61987.nsf/PropertiesAllVersions/0112-2---61987%23ABA590,https://cdd.iec.ch/cdd/iec61987/iec61987.nsf/PropertiesAllVersions/0112-2---61987%23ABD688,https://cdd.iec.ch/cdd/iec61987/iec61987.nsf/PropertiesAllVersions/0112-2---61987%23ABD691,https://cdd.iec.ch/cdd/iec61987/iec61987.nsf/PropertiesAllVersions/0112-2---61987%23ABA631,https://cdd.iec.ch/cdd/iec61987/iec61987.nsf/PropertiesAllVersions/0112-2---61987%23ABD540,https://cdd.iec.ch/cdd/iec61987/iec61987.nsf/PropertiesAllVersions/0112-2---61987%23ABD747,https://cdd.iec.ch/cdd/iec61987/iec61987.nsf/PropertiesAllVersions/0112-2---61987%23ABD629,https://cdd.iec.ch/cdd/iec61987/iec61987.nsf/PropertiesAllVersions/0112-2---61987%23ABD768,https://cdd.iec.ch/cdd/iec61987/iec61987.nsf/PropertiesAllVersions/0112-2---61987%23ABD576,https://cdd.iec.ch/cdd/iec61987/iec61987.nsf/PropertiesAllVersions/0112-2---61987%23ABE157,https://cdd.iec.ch/cdd/iec61987/iec61987.nsf/PropertiesAllVersions/0112-2---61987%23ABD647,https://cdd.iec.ch/cdd/iec61987/iec61987.nsf/PropertiesAllVersions/0112-2---61987%23ABE166,https://cdd.iec.ch/cdd/iec61987/iec61987.nsf/PropertiesAllVersions/0112-2---61987%23ABD711,https://cdd.iec.ch/cdd/iec61987/iec61987.nsf/PropertiesAllVersions/0112-2---61987%23ABD749,https://cdd.iec.ch/cdd/iec61987/iec61987.nsf/PropertiesAllVersions/0112-2---61987%23ABD764,https://cdd.iec.ch/cdd/iec61987/iec61987.nsf/PropertiesAllVersions/0112-2---61987%23ABD765 | 0112-2---61987#ABD690,0112-2---61987#ABD768,0112-2---61987#ABD576,0112-2---61987#ABA590,0112-2---61987#ABD688,0112-2---61987#ABD747,0112-2---61987#ABE157,0112-2---61987#ABD647,0112-2---61987#ABD540,0112-2---61987#ABD629,0112-2---61987#ABD749,0112-2---61987#ABD764,0112-2---61987#ABD691,0112-2---61987#ABA631,0112-2---61987#ABE166,0112-2---61987#ABD711,0112-2---61987#ABD765
0112/2///61987#ABF597 | 001 | 01 | 0112/2///61987#ABF597#001 | Assigned volume fraction range |  |  |  | properties characterizing a range configured for volume fraction |  | Polymorphic element: ABF597, Id: 6 |  |  | ITEM_CLASS | [5 empty] | 0112/2///61987#ABG096 - Assigned variable [16]0112/2///61987#ABG089 - Assigned variable [9]0112/2///61987#ABG091 - Assigned variable [11] |  |  |  | Standard |  | IEC 61987 | IEC | 2018-03-28 | 2018-03-28 | 2018-03-28 | 2018-03-28 |  | SC65E – IEC 61987 | C00018 | 001-01 (2018-03-28 07:26:06 by BATCH 00000762) standard | 0112/2///61987#ABV501 | https://cdd.iec.ch/CDD/IEC61987/iec61987.nsf/Classes/0112-2---61987%23ABF597 | https://cdd.iec.ch/cdd/iec61987/iec61987.nsf/PropertiesAllVersions/0112-2---61987%23ABF564,https://cdd.iec.ch/cdd/iec61987/iec61987.nsf/PropertiesAllVersions/0112-2---61987%23ABE782,https://cdd.iec.ch/cdd/iec61987/iec61987.nsf/PropertiesAllVersions/0112-2---61987%23ABE783,https://cdd.iec.ch/cdd/iec61987/iec61987.nsf/PropertiesAllVersions/0112-2---61987%23ABF592,https://cdd.iec.ch/cdd/iec61987/iec61987.nsf/PropertiesAllVersions/0112-2---61987%23ABF595 | 0112-2---61987#ABE782,0112-2---61987#ABE783,0112-2---61987#ABF592,0112-2---61987#ABF595,0112-2---61987#ABF564
0112/2///61987#ABF987 | 001 | 01 | 0112/2///61987#ABF987#001 | Type of measured variable [15] |  |  |  | administration block for polymorphism acting as proxy for the selected measured variable type |  | Polymorphic element: ABF987, Id: 3 |  |  | ITEM_CLASS | [5 empty] | 0112/2///61987#ABF951 - Measured variable [15] |  |  |  | Standard |  | IEC 61987 | IEC | 2018-03-28 | 2014-12-17 | 2016-05-24 | 2016-05-24 |  | SC65E – IEC 61987 | C00019 | 001-01 (2018-03-28 07:26:07 by BATCH 00000762) standard | 0112/2///61987#ABV501 | https://cdd.iec.ch/CDD/IEC61987/iec61987.nsf/Classes/0112-2---61987%23ABF987 | https://cdd.iec.ch/cdd/iec61987/iec61987.nsf/PropertiesAllVersions/0112-2---61987%23ABV192,https://cdd.iec.ch/cdd/iec61987/iec61987.nsf/PropertiesAllVersions/0112-2---61987%23ABH357,https://cdd.iec.ch/cdd/iec61987/iec61987.nsf/PropertiesAllVersions/0112-2---61987%23ABV202,https://cdd.iec.ch/cdd/iec61987/iec61987.nsf/PropertiesAllVersions/0112-2---61987%23ABV203 | 0112-2---61987#ABV192,0112-2---61987#ABH357,0112-2---61987#ABV202,0112-2---61987#ABV203
0112/2///61987#ABA796 | 003 | 01 | 0112/2///61987#ABA796#003 | Paddle insertion flow transmitter |  |  |  | velocity flow transmitter that uses the rotation of a paddle wheel to measure flow at a point inside the process |  |  |  |  | ITEM_CLASS |  |  |  |  | 0112/2///61987#ABU125 - reference to Operating LOP for flow measuring equipment |  |  |  |  | Standard |  |  |  | 2018-03-28 | 2013-08-27 | 2016-05-24 | 2016-05-24 |  | SC65E – IEC 61987 | C00004 |  | 0112/2///61987#ABA794 | https://cdd.iec.ch/CDD/IEC61987/iec61987.nsf/Classes/0112-2---61987%23ABA796
0112/2///61987#ABC366 | 001 | 02 | 0112/2///61987#ABC366#001 | Material of grounding electrode |  |  |  | properties characterizing the material of which a grounding ring/disc is made is made |  |  |  |  | ITEM_CLASS | [5 empty] | 0112/2///61987#ABC262 - Grounding electrode |  |  |  | Standard |  |  |  | 2018-03-28 | 2013-08-27 | 2013-08-27 | 2014-06-18 |  | SC65E – IEC 61987 | C00019 |  | 0112/2///61987#ABV501 | https://cdd.iec.ch/CDD/IEC61987/iec61987.nsf/Classes/0112-2---61987%23ABC366 | https://cdd.iec.ch/cdd/iec61987/iec61987.nsf/PropertiesAllVersions/0112-2---61987%23ABB455,https://cdd.iec.ch/cdd/iec61987/iec61987.nsf/PropertiesAllVersions/0112-2---61987%23ABI460,https://cdd.iec.ch/cdd/iec61987/iec61987.nsf/PropertiesAllVersions/0112-2---61987%23ABA908,https://cdd.iec.ch/cdd/iec61987/iec61987.nsf/PropertiesAllVersions/0112-2---61987%23ABA907 | 0112-2---61987#ABA907,0112-2---61987#ABB455,0112-2---61987#ABI460,0112-2---61987#ABA908
0112/2///61987#ABC658 | 002 | 01 | 0112/2///61987#ABC658#002 | Type of auxiliary input [8] |  |  |  | administration block for polymorphism acting as proxy for the selected auxiliary input type |  | 2 ABC658.2 |  |  | ITEM_CLASS | [5 empty] | 0112/2///61987#ABC133 - Auxiliary input [8] |  |  |  | Standard |  |  |  | 2018-03-28 | 2013-08-27 | 2016-05-24 | 2016-05-24 |  | SC65E – IEC 61987 | C00004 |  | 0112/2///61987#ABV501 | https://cdd.iec.ch/CDD/IEC61987/iec61987.nsf/Classes/0112-2---61987%23ABC658 | https://cdd.iec.ch/cdd/iec61987/iec61987.nsf/PropertiesAllVersions/0112-2---61987%23ABU222,https://cdd.iec.ch/cdd/iec61987/iec61987.nsf/PropertiesAllVersions/0112-2---61987%23ABU224,https://cdd.iec.ch/cdd/iec61987/iec61987.nsf/PropertiesAllVersions/0112-2---61987%23ABU225,https://cdd.iec.ch/cdd/iec61987/iec61987.nsf/PropertiesAllVersions/0112-2---61987%23ABU226,https://cdd.iec.ch/cdd/iec61987/iec61987.nsf/PropertiesAllVersions/0112-2---61987%23ABU227,https://cdd.iec.ch/cdd/iec61987/iec61987.nsf/PropertiesAllVersions/0112-2---61987%23ABU228 | 0112-2---61987#ABU222,0112-2---61987#ABU224,0112-2---61987#ABU225,0112-2---61987#ABU226,0112-2---61987#ABU227,0112-2---61987#ABU228
0112/2///61987#ABF432 | 001 | 01 | 0112/2///61987#ABF432#001 | Structural design of a servo level transmitter |  |  |  | properties characterizing the constructional details of a servo level transmitter |  |  |  |  | ITEM_CLASS | [5 empty] | 0112/2///61987#ABG419 - Structural design [servo level transmitter ] |  |  |  | Standard |  | IEC 61987 | IEC | 2018-03-28 | 2014-12-17 | 2018-03-20 | 2018-03-20 |  | SC65E – IEC 61987 | C00018 | 001-01 (2018-03-28 07:26:06 by BATCH 00000762) standard | 0112/2///61987#ABV501 | https://cdd.iec.ch/CDD/IEC61987/iec61987.nsf/Classes/0112-2---61987%23ABF432 | https://cdd.iec.ch/cdd/iec61987/iec61987.nsf/PropertiesAllVersions/0112-2---61987%23ABU164,https://cdd.iec.ch/cdd/iec61987/iec61987.nsf/PropertiesAllVersions/0112-2---61987%23ABF450,https://cdd.iec.ch/cdd/iec61987/iec61987.nsf/PropertiesAllVersions/0112-2---61987%23ABF810,https://cdd.iec.ch/cdd/iec61987/iec61987.nsf/PropertiesAllVersions/0112-2---61987%23ABF811,https://cdd.iec.ch/cdd/iec61987/iec61987.nsf/PropertiesAllVersions/0112-2---61987%23ABF453,https://cdd.iec.ch/cdd/iec61987/iec61987.nsf/PropertiesAllVersions/0112-2---61987%23ABF427,https://cdd.iec.ch/cdd/iec61987/iec61987.nsf/PropertiesAllVersions/0112-2---61987%23ABF812,https://cdd.iec.ch/cdd/iec61987/iec61987.nsf/PropertiesAllVersions/0112-2---61987%23ABA147,https://cdd.iec.ch/cdd/iec61987/iec61987.nsf/PropertiesAllVersions/0112-2---61987%23ABA633,https://cdd.iec.ch/cdd/iec61987/iec61987.nsf/PropertiesAllVersions/0112-2---61987%23ABB140,https://cdd.iec.ch/cdd/iec61987/iec61987.nsf/PropertiesAllVersions/0112-2---61987%23ABC028,https://cdd.iec.ch/cdd/iec61987/iec61987.nsf/PropertiesAllVersions/0112-2---61987%23ABB396,https://cdd.iec.ch/cdd/iec61987/iec61987.nsf/PropertiesAllVersions/0112-2---61987%23ABB915,https://cdd.iec.ch/cdd/iec61987/iec61987.nsf/PropertiesAllVersions/0112-2---61987%23ABD033,https://cdd.iec.ch/cdd/iec61987/iec61987.nsf/PropertiesAllVersions/0112-2---61987%23ABB457,https://cdd.iec.ch/cdd/iec61987/iec61987.nsf/PropertiesAllVersions/0112-2---61987%23ABC969 | 0112-2---61987#ABF811,0112-2---61987#ABC969,0112-2---61987#ABF450,0112-2---61987#ABF453,0112-2---61987#ABF427,0112-2---61987#ABF812,0112-2---61987#ABC028,0112-2---61987#ABB915,0112-2---61987#ABF810,0112-2---61987#ABB396,0112-2---61987#ABB457,0112-2---61987#ABU164,0112-2---61987#ABA147,0112-2---61987#ABA633,0112-2---61987#ABB140,0112-2---61987#ABD033
0112/2///61987#ABG364 | 001 | 01 | 0112/2///61987#ABG364#001 | Mechanical and electrical construction [guided-wave radar level transmitter/switch] |  |  |  | properties characterizing the constructional details of the device and its parts |  |  | IEC 61987-1, 5.8 |  | ITEM_CLASS | [5 empty] | 0112/2///61987#ABE743 - Device LOP for guided-wave radar level transmitter/switch |  |  |  | Standard |  | IEC 61987 | IEC | 2018-03-28 | 2014-12-17 | 2018-03-20 | 2018-03-20 |  | SC65E – IEC 61987 | C00018 | 001-01 (2018-03-28 07:26:09 by BATCH 00000762) standard | 0112/2///61987#ABV501 | https://cdd.iec.ch/CDD/IEC61987/iec61987.nsf/Classes/0112-2---61987%23ABG364 | https://cdd.iec.ch/cdd/iec61987/iec61987.nsf/PropertiesAllVersions/0112-2---61987%23ABD534,https://cdd.iec.ch/cdd/iec61987/iec61987.nsf/PropertiesAllVersions/0112-2---61987%23ABG969,https://cdd.iec.ch/cdd/iec61987/iec61987.nsf/PropertiesAllVersions/0112-2---61987%23ABB139,https://cdd.iec.ch/cdd/iec61987/iec61987.nsf/PropertiesAllVersions/0112-2---61987%23ABC862,https://cdd.iec.ch/cdd/iec61987/iec61987.nsf/PropertiesAllVersions/0112-2---61987%23ABC789 | 0112-2---61987#ABC862,0112-2---61987#ABC789,0112-2---61987#ABD534,0112-2---61987#ABG969,0112-2---61987#ABB139
0112/2///61987#ABE349 | 001 | 01 | 0112/2///61987#ABE349#001 | Ratio radiation thermometer with two independent detectors |  |  |  | ratio radiation thermometer with two detectors, in which the radiation is divided with a beam splitter and two filters into two distinct spectral ranges |  |  |  |  | ITEM_CLASS |  |  |  |  | 0112/2///61987#ABF896 - reference to Operating LOP for temperature measuring equipment0112/2///61987#ABF898 - reference to Device LOP for radiation thermometer |  |  |  |  | Standard |  |  |  | 2018-03-28 |  | 2016-05-24 | 2016-05-24 |  | SC65E – IEC 61987 | C00004 | 001-01 (2018-03-28 07:26:02 by BATCH 00000762) standard | 0112/2///61987#ABE347 | https://cdd.iec.ch/CDD/IEC61987/iec61987.nsf/Classes/0112-2---61987%23ABE349
0112/2///61987#ABD362 | 001 | 01 | 0112/2///61987#ABD362#001 | Electro-hydraulic rotary actuator |  |  |  | rotary actuator that uses an electro-hydraulic signal to control its motion |  |  | ANSI/ISA-75.05.01-2000 |  | ITEM_CLASS |  |  |  |  | 0112/2///61987#ABU513 - reference to Operating LOP for actuator |  |  |  |  | Standard |  |  |  | 2018-03-28 | 2013-09-02 | 2016-05-02 | 2016-05-02 |  | SC65E – IEC 61987 | C00019 | 001-01 (2018-03-28 07:25:59 by BATCH 00000762) standard | 0112/2///61987#ABD360 | https://cdd.iec.ch/CDD/IEC61987/iec61987.nsf/Classes/0112-2---61987%23ABD362
0112/2///61987#ABE733 | 001 | 01 | 0112/2///61987#ABE733#001 | Device LOP for optical level switch |  |  |  | list of properties characterizing an optical level switch |  |  |  |  | ITEM_CLASS | [5 empty] | 0112/2///61987#ABA723 - Optical level switch |  |  |  | Standard |  | IEC 61987 | IEC | 2018-03-28 | 2014-12-17 | 2018-03-20 | 2018-03-20 |  | SC65E – IEC 61987 | C00018 | 001-01 (2018-03-28 07:26:04 by BATCH 00000762) standard | 0112/2///61987#ABV504 | https://cdd.iec.ch/CDD/IEC61987/iec61987.nsf/Classes/0112-2---61987%23ABE733 | https://cdd.iec.ch/cdd/iec61987/iec61987.nsf/PropertiesAllVersions/0112-2---61987%23ABC899,https://cdd.iec.ch/cdd/iec61987/iec61987.nsf/PropertiesAllVersions/0112-2---61987%23ABC730,https://cdd.iec.ch/cdd/iec61987/iec61987.nsf/PropertiesAllVersions/0112-2---61987%23ABU857,https://cdd.iec.ch/cdd/iec61987/iec61987.nsf/PropertiesAllVersions/0112-2---61987%23ABG490,https://cdd.iec.ch/cdd/iec61987/iec61987.nsf/PropertiesAllVersions/0112-2---61987%23ABB206,https://cdd.iec.ch/cdd/iec61987/iec61987.nsf/PropertiesAllVersions/0112-2---61987%23ABG691,https://cdd.iec.ch/cdd/iec61987/iec61987.nsf/PropertiesAllVersions/0112-2---61987%23ABC830,https://cdd.iec.ch/cdd/iec61987/iec61987.nsf/PropertiesAllVersions/0112-2---61987%23ABG778,https://cdd.iec.ch/cdd/iec61987/iec61987.nsf/PropertiesAllVersions/0112-2---61987%23ABG880,https://cdd.iec.ch/cdd/iec61987/iec61987.nsf/PropertiesAllVersions/0112-2---61987%23ABG936,https://cdd.iec.ch/cdd/iec61987/iec61987.nsf/PropertiesAllVersions/0112-2---61987%23ABD088,https://cdd.iec.ch/cdd/iec61987/iec61987.nsf/PropertiesAllVersions/0112-2---61987%23ABD153,https://cdd.iec.ch/cdd/iec61987/iec61987.nsf/PropertiesAllVersions/0112-2---61987%23ABC786,https://cdd.iec.ch/cdd/iec61987/iec61987.nsf/PropertiesAllVersions/0112-2---61987%23ABC795,https://cdd.iec.ch/cdd/iec61987/iec61987.nsf/PropertiesAllVersions/0112-2---61987%23ABA293,https://cdd.iec.ch/cdd/iec61987/iec61987.nsf/PropertiesAllVersions/0112-2---61987%23ABC710 | 0112-2---61987#ABB206,0112-2---61987#ABC710,0112-2---61987#ABC730,0112-2---61987#ABC786,0112-2---61987#ABC795,0112-2---61987#ABG880,0112-2---61987#ABG691,0112-2---61987#ABC830,0112-2---61987#ABG778,0112-2---61987#ABG936,0112-2---61987#ABC899,0112-2---61987#ABG490,0112-2---61987#ABD088,0112-2---61987#ABD153,0112-2---61987#ABA293,0112-2---61987#ABU857
0112/2///61987#ABC162 | 005 | 01 | 0112/2///61987#ABC162#005 | Communication protocol |  |  |  | properties characterizing the communication protocol of a digital communication interface |  |  |  |  | ITEM_CLASS | [5 empty] | 0112/2///61987#ABC201 - Digital communication interface |  |  |  | Standard |  |  |  | 2018-03-28 | 2013-08-27 | 2018-03-20 | 2018-03-20 |  | SC65E – IEC 61987 | C00004 |  | 0112/2///61987#ABV501 | https://cdd.iec.ch/CDD/IEC61987/iec61987.nsf/Classes/0112-2---61987%23ABC162 | https://cdd.iec.ch/cdd/iec61987/iec61987.nsf/PropertiesAllVersions/0112-2---61987%23ABA606,https://cdd.iec.ch/cdd/iec61987/iec61987.nsf/PropertiesAllVersions/0112-2---61987%23ABB235,https://cdd.iec.ch/cdd/iec61987/iec61987.nsf/PropertiesAllVersions/0112-2---61987%23ABB280,https://cdd.iec.ch/cdd/iec61987/iec61987.nsf/PropertiesAllVersions/0112-2---61987%23ABB236,https://cdd.iec.ch/cdd/iec61987/iec61987.nsf/PropertiesAllVersions/0112-2---61987%23ABB237,https://cdd.iec.ch/cdd/iec61987/iec61987.nsf/PropertiesAllVersions/0112-2---61987%23ABB238,https://cdd.iec.ch/cdd/iec61987/iec61987.nsf/PropertiesAllVersions/0112-2---61987%23ABA042,https://cdd.iec.ch/cdd/iec61987/iec61987.nsf/PropertiesAllVersions/0112-2---61987%23ABA043,https://cdd.iec.ch/cdd/iec61987/iec61987.nsf/PropertiesAllVersions/0112-2---61987%23ABA044,https://cdd.iec.ch/cdd/iec61987/iec61987.nsf/PropertiesAllVersions/0112-2---61987%23ABA046 | 0112-2---61987#ABB237,0112-2---61987#ABB238,0112-2---61987#ABB235,0112-2---61987#ABB236,0112-2---61987#ABA042,0112-2---61987#ABA043,0112-2---61987#ABA044,0112-2---61987#ABA046,0112-2---61987#ABA606,0112-2---61987#ABB280
0112/2///61987#ABD999 | 003 | 01 | 0112/2///61987#ABD999#003 | Rated operating conditions [10] |  |  |  | properties characterizing the conditions that must be fulfilled during operation in order that a device or assembly performs as designed |  |  |  |  | ITEM_CLASS | [5 empty] | 0112/2///61987#ABE321 - Device LOP for positioner0112/2///61987#ABE630 - Device LOP for limit switch0112/2///61987#ABE634 - Device LOP for I/P converter0112/2///61987#ABV520 - Device LOP for position transmitter |  |  | false | Standard |  | IEC 61987 | IEC | 2022-12-09 | 2017-12-07 | 2022-12-09 | 2022-12-09 |  | IEC/SC 65E | C00112 |  | 0112/2///61987#ABV501 | https://cdd.iec.ch/CDD/IEC61987/iec61987.nsf/Classes/0112-2---61987%23ABD999 | https://cdd.iec.ch/cdd/iec61987/iec61987.nsf/PropertiesAllVersions/0112-2---61987%23ABE140,https://cdd.iec.ch/cdd/iec61987/iec61987.nsf/PropertiesAllVersions/0112-2---61987%23ABE370 | 0112-2---61987#ABE140,0112-2---61987#ABE370
0112/2///61987#ABH213 | 001 | 01 | 0112/2///61987#ABH213#001 | Material of antenna |  |  |  | properties characterizing the material of which an antenna is made |  |  |  |  | ITEM_CLASS | [5 empty] | 0112/2///61987#ABH208 - Structural design of an antenna |  |  |  | Standard |  |  |  | 2018-03-28 | 2018-03-28 | 2018-03-28 | 2018-03-28 |  | SC65E – IEC 61987 | C00018 | 001-01 (2018-03-28 07:26:12 by BATCH 00000762) standard | 0112/2///61987#ABV501 | https://cdd.iec.ch/CDD/IEC61987/iec61987.nsf/Classes/0112-2---61987%23ABH213 | https://cdd.iec.ch/cdd/iec61987/iec61987.nsf/PropertiesAllVersions/0112-2---61987%23ABB455,https://cdd.iec.ch/cdd/iec61987/iec61987.nsf/PropertiesAllVersions/0112-2---61987%23ABI460,https://cdd.iec.ch/cdd/iec61987/iec61987.nsf/PropertiesAllVersions/0112-2---61987%23ABA908,https://cdd.iec.ch/cdd/iec61987/iec61987.nsf/PropertiesAllVersions/0112-2---61987%23ABA907 | 0112-2---61987#ABI460,0112-2---61987#ABA908,0112-2---61987#ABA907,0112-2---61987#ABB455
0112/2///61987#ABF183 | 001 | 01 | 0112/2///61987#ABF183#001 | Structural design of a vibrating level switch |  |  |  | properties characterizing the constructional details of a vibrating level switch |  |  |  |  | ITEM_CLASS | [5 empty] | 0112/2///61987#ABG423 - Structural design [vibrating level switch] |  |  |  | Standard |  | IEC 61987 | IEC | 2018-03-28 | 2014-12-17 | 2018-03-20 | 2018-03-20 |  | SC65E – IEC 61987 | C00018 | 001-01 (2018-03-28 07:26:05 by BATCH 00000762) standard | 0112/2///61987#ABV501 | https://cdd.iec.ch/CDD/IEC61987/iec61987.nsf/Classes/0112-2---61987%23ABF183 | https://cdd.iec.ch/cdd/iec61987/iec61987.nsf/PropertiesAllVersions/0112-2---61987%23ABU164,https://cdd.iec.ch/cdd/iec61987/iec61987.nsf/PropertiesAllVersions/0112-2---61987%23ABH360,https://cdd.iec.ch/cdd/iec61987/iec61987.nsf/PropertiesAllVersions/0112-2---61987%23ABE884,https://cdd.iec.ch/cdd/iec61987/iec61987.nsf/PropertiesAllVersions/0112-2---61987%23ABF744,https://cdd.iec.ch/cdd/iec61987/iec61987.nsf/PropertiesAllVersions/0112-2---61987%23ABF745,https://cdd.iec.ch/cdd/iec61987/iec61987.nsf/PropertiesAllVersions/0112-2---61987%23ABC028,https://cdd.iec.ch/cdd/iec61987/iec61987.nsf/PropertiesAllVersions/0112-2---61987%23ABB521,https://cdd.iec.ch/cdd/iec61987/iec61987.nsf/PropertiesAllVersions/0112-2---61987%23ABA147,https://cdd.iec.ch/cdd/iec61987/iec61987.nsf/PropertiesAllVersions/0112-2---61987%23ABA633,https://cdd.iec.ch/cdd/iec61987/iec61987.nsf/PropertiesAllVersions/0112-2---61987%23ABB140,https://cdd.iec.ch/cdd/iec61987/iec61987.nsf/PropertiesAllVersions/0112-2---61987%23ABB396,https://cdd.iec.ch/cdd/iec61987/iec61987.nsf/PropertiesAllVersions/0112-2---61987%23ABB915,https://cdd.iec.ch/cdd/iec61987/iec61987.nsf/PropertiesAllVersions/0112-2---61987%23ABD033,https://cdd.iec.ch/cdd/iec61987/iec61987.nsf/PropertiesAllVersions/0112-2---61987%23ABB457,https://cdd.iec.ch/cdd/iec61987/iec61987.nsf/PropertiesAllVersions/0112-2---61987%23ABC969 | 0112-2---61987#ABF745,0112-2---61987#ABD033,0112-2---61987#ABA147,0112-2---61987#ABA633,0112-2---61987#ABB396,0112-2---61987#ABU164,0112-2---61987#ABH360,0112-2---61987#ABF744,0112-2---61987#ABC028,0112-2---61987#ABB521,0112-2---61987#ABB140,0112-2---61987#ABB915,0112-2---61987#ABC969,0112-2---61987#ABE884,0112-2---61987#ABB457
0112/2///61987#ABG129 | 001 | 01 | 0112/2///61987#ABG129#001 | Output [14] |  |  |  | properties characterizing the outputs provided by the device, the variables assigned to them and their electrical properties |  |  | from IEC 61987-1, 5.5 |  | ITEM_CLASS | [5 empty] | 0112/2///61987#ABE731 - Device LOP for thermal level switch |  |  |  | Standard |  | IEC 61987 | IEC | 2018-03-28 | 2014-12-17 | 2018-03-20 | 2018-03-20 |  | SC65E – IEC 61987 | C00018 | 001-01 (2018-03-28 07:26:07 by BATCH 00000762) standard | 0112/2///61987#ABV501 | https://cdd.iec.ch/CDD/IEC61987/iec61987.nsf/Classes/0112-2---61987%23ABG129 | https://cdd.iec.ch/cdd/iec61987/iec61987.nsf/PropertiesAllVersions/0112-2---61987%23ABB271,https://cdd.iec.ch/cdd/iec61987/iec61987.nsf/PropertiesAllVersions/0112-2---61987%23ABA577,https://cdd.iec.ch/cdd/iec61987/iec61987.nsf/PropertiesAllVersions/0112-2---61987%23ABA607,https://cdd.iec.ch/cdd/iec61987/iec61987.nsf/PropertiesAllVersions/0112-2---61987%23ABA342,https://cdd.iec.ch/cdd/iec61987/iec61987.nsf/PropertiesAllVersions/0112-2---61987%23ABV008 | 0112-2---61987#ABV008,0112-2---61987#ABB271,0112-2---61987#ABA577,0112-2---61987#ABA607,0112-2---61987#ABA342
0112/2///61987#ABH208 | 001 | 01 | 0112/2///61987#ABH208#001 | Structural design of an antenna |  |  |  | properties characterizing the constructional details of an antenna |  |  |  |  | ITEM_CLASS | [5 empty] | 0112/2///61987#ABF018 - Structural design of a free-space radar level transmitter |  |  |  | Standard |  |  |  | 2018-03-28 | 2018-03-28 | 2018-03-28 | 2018-03-28 |  | SC65E – IEC 61987 | C00018 | 001-01 (2018-03-28 07:26:12 by BATCH 00000762) standard | 0112/2///61987#ABV501 | https://cdd.iec.ch/CDD/IEC61987/iec61987.nsf/Classes/0112-2---61987%23ABH208 | https://cdd.iec.ch/cdd/iec61987/iec61987.nsf/PropertiesAllVersions/0112-2---61987%23ABH209,https://cdd.iec.ch/cdd/iec61987/iec61987.nsf/PropertiesAllVersions/0112-2---61987%23ABF026,https://cdd.iec.ch/cdd/iec61987/iec61987.nsf/PropertiesAllVersions/0112-2---61987%23ABH210,https://cdd.iec.ch/cdd/iec61987/iec61987.nsf/PropertiesAllVersions/0112-2---61987%23ABH211,https://cdd.iec.ch/cdd/iec61987/iec61987.nsf/PropertiesAllVersions/0112-2---61987%23ABH212,https://cdd.iec.ch/cdd/iec61987/iec61987.nsf/PropertiesAllVersions/0112-2---61987%23ABH217,https://cdd.iec.ch/cdd/iec61987/iec61987.nsf/PropertiesAllVersions/0112-2---61987%23ABH312,https://cdd.iec.ch/cdd/iec61987/iec61987.nsf/PropertiesAllVersions/0112-2---61987%23ABH214,https://cdd.iec.ch/cdd/iec61987/iec61987.nsf/PropertiesAllVersions/0112-2---61987%23ABH215,https://cdd.iec.ch/cdd/iec61987/iec61987.nsf/PropertiesAllVersions/0112-2---61987%23ABH216,https://cdd.iec.ch/cdd/iec61987/iec61987.nsf/PropertiesAllVersions/0112-2---61987%23ABF027 | 0112-2---61987#ABH212,0112-2---61987#ABH312,0112-2---61987#ABH214,0112-2---61987#ABH215,0112-2---61987#ABH216,0112-2---61987#ABF027,0112-2---61987#ABH210,0112-2---61987#ABH211,0112-2---61987#ABH217,0112-2---61987#ABH209,0112-2---61987#ABF026
0112/2///61987#ABH340 | 001 | 01 | 0112/2///61987#ABH340#001 | Input [35] |  |  |  | properties characterizing a measured variable, the size of which is to be acquired and indicated by the measurement as well as any auxiliary signal inputs |  |  | from IEC 61987-1, 5.4 |  | ITEM_CLASS | [5 empty] | 0112/2///61987#ABE634 - Device LOP for I/P converter |  |  |  | Standard |  |  |  | 2018-03-28 |  | 2016-05-02 | 2016-05-02 |  | SC65E – IEC 61987 | C00009 | 001-01 (2018-03-28 07:26:12 by BATCH 00000762) standard | 0112/2///61987#ABV501 | https://cdd.iec.ch/CDD/IEC61987/iec61987.nsf/Classes/0112-2---61987%23ABH340 | https://cdd.iec.ch/cdd/iec61987/iec61987.nsf/PropertiesAllVersions/0112-2---61987%23ABE324,https://cdd.iec.ch/cdd/iec61987/iec61987.nsf/PropertiesAllVersions/0112-2---61987%23ABE062,https://cdd.iec.ch/cdd/iec61987/iec61987.nsf/PropertiesAllVersions/0112-2---61987%23ABA340,https://cdd.iec.ch/cdd/iec61987/iec61987.nsf/PropertiesAllVersions/0112-2---61987%23ABE394 | 0112-2---61987#ABA340,0112-2---61987#ABE394,0112-2---61987#ABE324,0112-2---61987#ABE062
0112/2///61987#ABP007 | 001 | 01 | 0112/2///61987#ABP007#001 | Absolute performance for other variable [I/O module] |  |  |  | properties characterizing the accuracy of an other variable measurement of an I/O module, expressed in engineering units |  |  |  |  | ITEM_CLASS | [5 empty] | 0112/2///61987#ABP057 - Performance variable [input module] |  |  | false | Standard |  | IEC 61987 | IEC | 2023-01-23 | 2023-01-23 | 2023-01-23 | 2023-01-23 |  | IEC/SC 65E | C00128 | 001-01 (2023-01-23 14:53:33 by BATCH 00000807) standard | 0112/2///61987#ABV501 | https://cdd.iec.ch/CDD/IEC61987/iec61987.nsf/Classes/0112-2---61987%23ABP007 | https://cdd.iec.ch/cdd/iec61987/iec61987.nsf/PropertiesAllVersions/0112-2---61987%23ABB198,https://cdd.iec.ch/cdd/iec61987/iec61987.nsf/PropertiesAllVersions/0112-2---61987%23ABB791,https://cdd.iec.ch/cdd/iec61987/iec61987.nsf/PropertiesAllVersions/0112-2---61987%23ABD535,https://cdd.iec.ch/cdd/iec61987/iec61987.nsf/PropertiesAllVersions/0112-2---61987%23ABB788,https://cdd.iec.ch/cdd/iec61987/iec61987.nsf/PropertiesAllVersions/0112-2---61987%23ABB792,https://cdd.iec.ch/cdd/iec61987/iec61987.nsf/PropertiesAllVersions/0112-2---61987%23ABB793,https://cdd.iec.ch/cdd/iec61987/iec61987.nsf/PropertiesAllVersions/0112-2---61987%23ABB794,https://cdd.iec.ch/cdd/iec61987/iec61987.nsf/PropertiesAllVersions/0112-2---61987%23ABB787,https://cdd.iec.ch/cdd/iec61987/iec61987.nsf/PropertiesAllVersions/0112-2---61987%23ABB519,https://cdd.iec.ch/cdd/iec61987/iec61987.nsf/PropertiesAllVersions/0112-2---61987%23ABB774,https://cdd.iec.ch/cdd/iec61987/iec61987.nsf/PropertiesAllVersions/0112-2---61987%23ABP242,https://cdd.iec.ch/cdd/iec61987/iec61987.nsf/PropertiesAllVersions/0112-2---61987%23ABC840 | 0112-2---61987#ABB198,0112-2---61987#ABB791,0112-2---61987#ABD535,0112-2---61987#ABB519,0112-2---61987#ABB787,0112-2---61987#ABB774,0112-2---61987#ABP242,0112-2---61987#ABC840,0112-2---61987#ABB788,0112-2---61987#ABB792,0112-2---61987#ABB793,0112-2---61987#ABB794
0112/2///61987#ABC192 | 001 | 02 | 0112/2///61987#ABC192#001 | Device pipe tap |  |  |  | properties characterizing an instrument pipe tap in a meter tube |  |  |  |  | ITEM_CLASS | [5 empty] | 0112/2///61987#ABC445 - Meter run |  |  |  | Standard |  |  |  | 2018-03-28 | 2013-08-27 | 2013-08-27 | 2014-06-18 |  | SC65E – IEC 61987 | C00004 |  | 0112/2///61987#ABV501 | https://cdd.iec.ch/CDD/IEC61987/iec61987.nsf/Classes/0112-2---61987%23ABC192 | https://cdd.iec.ch/cdd/iec61987/iec61987.nsf/PropertiesAllVersions/0112-2---61987%23ABB427,https://cdd.iec.ch/cdd/iec61987/iec61987.nsf/PropertiesAllVersions/0112-2---61987%23ABB541,https://cdd.iec.ch/cdd/iec61987/iec61987.nsf/PropertiesAllVersions/0112-2---61987%23ABB426,https://cdd.iec.ch/cdd/iec61987/iec61987.nsf/PropertiesAllVersions/0112-2---61987%23ABB425 | 0112-2---61987#ABB427,0112-2---61987#ABB541,0112-2---61987#ABB426,0112-2---61987#ABB425
0112/2///61987#ABC555 | 002 | 01 | 0112/2///61987#ABC555#002 | Pulse/frequency input/output parameters |  |  |  | properties characterizing the configuration of the pulse/frequency input or output |  |  |  |  | ITEM_CLASS | [5 empty] | 0112/2///61987#ABC247 - Frequency input [1]0112/2///61987#ABC248 - Frequency input [2]0112/2///61987#ABC250 - Frequency output [1]0112/2///61987#ABC251 - Frequency output [2]0112/2///61987#ABC252 - Frequency output [3]0112/2///61987#ABC253 - Frequency output [4]0112/2///61987#ABC551 - Pulse input0112/2///61987#ABC553 - Pulse output0112/2///61987#ABD875 - Frequency output [5]0112/2///61987#ABG121 - Frequency input [4]0112/2///61987#ABG122 - Frequency input [5]0112/2///61987#ABG123 - Pulse input [4]0112/2///61987#ABG190 - Frequency output [8]0112/2///61987#ABG192 - Frequency output [10]0112/2///61987#ABG193 - Frequency output [11]0112/2///61987#ABG194 - Frequency output [12]0112/2///61987#ABG195 - Frequency output [13]0112/2///61987#ABG196 - Frequency output [14]0112/2///61987#ABG197 - Frequency output [15]0112/2///61987#ABG198 - Frequency output [16]0112/2///61987#ABG199 - Frequency output [17]0112/2///61987#ABG200 - Pulse output [2]0112/2///61987#ABH048 - Frequency input [6]0112/2///61987#ABP061 - Pulse input [I/O module]0112/2///61987#ABP062 - Pulse output [I/O module] |  |  | false | Standard |  | IEC 61987 | IEC | 2023-01-23 | 2017-12-07 | 2023-01-23 | 2023-01-23 |  | IEC/SC 65E | C00128 |  | 0112/2///61987#ABV501 | https://cdd.iec.ch/CDD/IEC61987/iec61987.nsf/Classes/0112-2---61987%23ABC555 | https://cdd.iec.ch/cdd/iec61987/iec61987.nsf/PropertiesAllVersions/0112-2---61987%23ABB868,https://cdd.iec.ch/cdd/iec61987/iec61987.nsf/PropertiesAllVersions/0112-2---61987%23ABB869,https://cdd.iec.ch/cdd/iec61987/iec61987.nsf/PropertiesAllVersions/0112-2---61987%23ABB870,https://cdd.iec.ch/cdd/iec61987/iec61987.nsf/PropertiesAllVersions/0112-2---61987%23ABP193,https://cdd.iec.ch/cdd/iec61987/iec61987.nsf/PropertiesAllVersions/0112-2---61987%23ABP196,https://cdd.iec.ch/cdd/iec61987/iec61987.nsf/PropertiesAllVersions/0112-2---61987%23ABC879,https://cdd.iec.ch/cdd/iec61987/iec61987.nsf/PropertiesAllVersions/0112-2---61987%23ABD182,https://cdd.iec.ch/cdd/iec61987/iec61987.nsf/PropertiesAllVersions/0112-2---61987%23ABA368,https://cdd.iec.ch/cdd/iec61987/iec61987.nsf/PropertiesAllVersions/0112-2---61987%23ABA369,https://cdd.iec.ch/cdd/iec61987/iec61987.nsf/PropertiesAllVersions/0112-2---61987%23ABA451,https://cdd.iec.ch/cdd/iec61987/iec61987.nsf/PropertiesAllVersions/0112-2---61987%23ABB880,https://cdd.iec.ch/cdd/iec61987/iec61987.nsf/PropertiesAllVersions/0112-2---61987%23ABC853,https://cdd.iec.ch/cdd/iec61987/iec61987.nsf/PropertiesAllVersions/0112-2---61987%23ABP079,https://cdd.iec.ch/cdd/iec61987/iec61987.nsf/PropertiesAllVersions/0112-2---61987%23ABP281,https://cdd.iec.ch/cdd/iec61987/iec61987.nsf/PropertiesAllVersions/0112-2---61987%23ABP081,https://cdd.iec.ch/cdd/iec61987/iec61987.nsf/PropertiesAllVersions/0112-2---61987%23ABP282,https://cdd.iec.ch/cdd/iec61987/iec61987.nsf/PropertiesAllVersions/0112-2---61987%23ABC843,https://cdd.iec.ch/cdd/iec61987/iec61987.nsf/PropertiesAllVersions/0112-2---61987%23ABC842,https://cdd.iec.ch/cdd/iec61987/iec61987.nsf/PropertiesAllVersions/0112-2---61987%23ABA390,https://cdd.iec.ch/cdd/iec61987/iec61987.nsf/PropertiesAllVersions/0112-2---61987%23ABC865,https://cdd.iec.ch/cdd/iec61987/iec61987.nsf/PropertiesAllVersions/0112-2---61987%23ABI463,https://cdd.iec.ch/cdd/iec61987/iec61987.nsf/PropertiesAllVersions/0112-2---61987%23ABB103,https://cdd.iec.ch/cdd/iec61987/iec61987.nsf/PropertiesAllVersions/0112-2---61987%23ABC850,https://cdd.iec.ch/cdd/iec61987/iec61987.nsf/PropertiesAllVersions/0112-2---61987%23ABA401,https://cdd.iec.ch/cdd/iec61987/iec61987.nsf/PropertiesAllVersions/0112-2---61987%23ABC778 | 0112-2---61987#ABD182,0112-2---61987#ABA368,0112-2---61987#ABA451,0112-2---61987#ABC853,0112-2---61987#ABP081,0112-2---61987#ABC843,0112-2---61987#ABI463,0112-2---61987#ABB868,0112-2---61987#ABA401,0112-2---61987#ABB103,0112-2---61987#ABP193,0112-2---61987#ABC879,0112-2---61987#ABA369,0112-2---61987#ABP282,0112-2---61987#ABC865,0112-2---61987#ABB870,0112-2---61987#ABP079,0112-2---61987#ABP196,0112-2---61987#ABB880,0112-2---61987#ABP281,0112-2---61987#ABC842,0112-2---61987#ABA390,0112-2---61987#ABC850,0112-2---61987#ABC778,0112-2---61987#ABB869
0112/2///61987#ABG320 | 002 | 01 | 0112/2///61987#ABG320#002 | Rated operating conditions [15] |  |  |  | properties characterizing the conditions that must be fulfilled during operation in order that a device or assembly performs as designed |  |  |  |  | ITEM_CLASS | [5 empty] | 0112/2///61987#ABE728 - Device LOP for magnetic level gauge0112/2///61987#ABE729 - Device LOP for sight level gauge0112/2///61987#ABE730 - Device LOP for rotary paddle switch0112/2///61987#ABE732 - Device LOP for vibrating level switch0112/2///61987#ABE733 - Device LOP for optical level switch0112/2///61987#ABE735 - Device LOP for level transmitter0112/2///61987#ABE736 - Device LOP for displacer level transmitter/switch0112/2///61987#ABE737 - Device LOP for capacitance level transmitter/switch0112/2///61987#ABE738 - Device LOP for conductance level transmitter/switch0112/2///61987#ABE739 - Device LOP for float level transmitter/switch0112/2///61987#ABE741 - Device LOP for plumb bob level transmitter0112/2///61987#ABE742 - Device LOP for free-space radar level transmitter0112/2///61987#ABE743 - Device LOP for guided-wave radar level transmitter/switch0112/2///61987#ABE744 - Device LOP for ultrasonic level transmitter0112/2///61987#ABE745 - Device LOP for ultrasonic level switch0112/2///61987#ABE746 - Device LOP for nuclear level transmitter/switch0112/2///61987#ABE747 - Device LOP for laser level transmitter0112/2///61987#ABE748 - Device LOP for servo level transmitter0112/2///61987#ABE749 - Device LOP for microwave level switch0112/2///61987#ABE750 - Device LOP for sight level indicator0112/2///61987#ABE755 - Device LOP for level switch |  |  | false | Standard |  | IEC 61987 | IEC | 2022-12-09 | 2017-12-07 | 2022-12-09 | 2022-12-09 |  | IEC/SC 65E | C00112 |  | 0112/2///61987#ABV501 | https://cdd.iec.ch/CDD/IEC61987/iec61987.nsf/Classes/0112-2---61987%23ABG320 | https://cdd.iec.ch/cdd/iec61987/iec61987.nsf/PropertiesAllVersions/0112-2---61987%23ABG891,https://cdd.iec.ch/cdd/iec61987/iec61987.nsf/PropertiesAllVersions/0112-2---61987%23ABC859,https://cdd.iec.ch/cdd/iec61987/iec61987.nsf/PropertiesAllVersions/0112-2---61987%23ABG895,https://cdd.iec.ch/cdd/iec61987/iec61987.nsf/PropertiesAllVersions/0112-2---61987%23ABD163 | 0112-2---61987#ABG895,0112-2---61987#ABD163,0112-2---61987#ABG891,0112-2---61987#ABC859
0112/2///61987#ABN686 | 002 | 01 | 0112/2///61987#ABN686#002 | Specific level measurement variables |  |  |  | properties characterizing dynamic data which are the result of a level measurement with a certain meaning |  |  |  |  | ITEM_CLASS | [5 empty] | 0112/2///61987#ABN682 - Continuous measurement variables |  |  | false | Standard |  | IEC 61987 | IEC | 2022-12-09 |  | 2022-12-09 | 2022-12-09 |  | IEC/SC 65E | C00112 |  | 0112/2///61987#ABV501 | https://cdd.iec.ch/CDD/IEC61987/iec61987.nsf/Classes/0112-2---61987%23ABN686 | https://cdd.iec.ch/cdd/iec61987/iec61987.nsf/PropertiesAllVersions/0112-2---61987%23ABH329,https://cdd.iec.ch/cdd/iec61987/iec61987.nsf/PropertiesAllVersions/0112-2---61987%23ABH331,https://cdd.iec.ch/cdd/iec61987/iec61987.nsf/PropertiesAllVersions/0112-2---61987%23ABH330 | 0112-2---61987#ABH329,0112-2---61987#ABH331,0112-2---61987#ABH330
0112/2///61987#ABO081 | 001 | 01 | 0112/2///61987#ABO081#001 | Circular chart recorder |  |  |  | chart recorder that has a rotating circular chart as recording medium |  |  |  |  | ITEM_CLASS |  |  |  |  | 0112/2///61987#ABP285 - reference to Operating LOP for infrastructure devices |  |  |  | true | Standard |  | IEC 61987-31 | IEC | 2022-10-26 | 2022-10-26 | 2022-10-26 | 2022-10-26 |  | IEC/SC 65E | C00127 | 001-01 (2022-10-26 07:15:17 by BATCH 00000802) standard | 0112/2///61987#ABO079 | https://cdd.iec.ch/CDD/IEC61987/iec61987.nsf/Classes/0112-2---61987%23ABO081
0112/2///61987#ABO083 | 001 | 01 | 0112/2///61987#ABO083#001 | X-Y recorder |  |  |  | chart recorder that records the relationship between two inputs on a piece of paper as a function of time |  |  |  |  | ITEM_CLASS |  |  |  |  | 0112/2///61987#ABP285 - reference to Operating LOP for infrastructure devices |  |  |  | true | Standard |  | IEC 61987-31 | IEC | 2022-10-26 | 2022-10-26 | 2022-10-26 | 2022-10-26 |  | IEC/SC 65E | C00127 | 001-01 (2022-10-26 07:15:17 by BATCH 00000802) standard | 0112/2///61987#ABO079 | https://cdd.iec.ch/CDD/IEC61987/iec61987.nsf/Classes/0112-2---61987%23ABO083
0112/2///61987#ABE439 | 001 | 02 | 0112/2///61987#ABE439#001 | Torque by actuation fluid pressure |  |  |  | properties characterizing the torque resulting from the actuation fluid of an actuator |  |  |  |  | ITEM_CLASS | [5 empty] | 0112/2///61987#ABE033 - Structural design of a pneumatic rotary actuator |  |  |  | Standard |  |  |  | 2018-03-28 |  |  | 2014-06-18 |  | SC65E – IEC 61987 | C00009 |  | 0112/2///61987#ABV501 | https://cdd.iec.ch/CDD/IEC61987/iec61987.nsf/Classes/0112-2---61987%23ABE439 | https://cdd.iec.ch/cdd/iec61987/iec61987.nsf/PropertiesAllVersions/0112-2---61987%23ABD649,https://cdd.iec.ch/cdd/iec61987/iec61987.nsf/PropertiesAllVersions/0112-2---61987%23ABD650,https://cdd.iec.ch/cdd/iec61987/iec61987.nsf/PropertiesAllVersions/0112-2---61987%23ABE433,https://cdd.iec.ch/cdd/iec61987/iec61987.nsf/PropertiesAllVersions/0112-2---61987%23ABE434,https://cdd.iec.ch/cdd/iec61987/iec61987.nsf/PropertiesAllVersions/0112-2---61987%23ABD705 | 0112-2---61987#ABE433,0112-2---61987#ABE434,0112-2---61987#ABD705,0112-2---61987#ABD649,0112-2---61987#ABD650
0112/2///61987#ABN692 | 002 | 01 | 0112/2///61987#ABN692#002 | Specific time variables |  |  |  | properties characterizing dynamic data which are of a with a distinct time meaning |  |  |  |  | ITEM_CLASS | [5 empty] | 0112/2///61987#ABN682 - Continuous measurement variables |  |  | false | Standard |  | IEC 61987 | IEC | 2022-12-09 |  | 2022-12-09 | 2022-12-09 |  | IEC/SC 65E | C00112 |  | 0112/2///61987#ABV501 | https://cdd.iec.ch/CDD/IEC61987/iec61987.nsf/Classes/0112-2---61987%23ABN692 | https://cdd.iec.ch/cdd/iec61987/iec61987.nsf/PropertiesAllVersions/0112-2---61987%23ABN627,https://cdd.iec.ch/cdd/iec61987/iec61987.nsf/PropertiesAllVersions/0112-2---61987%23ABN716,https://cdd.iec.ch/cdd/iec61987/iec61987.nsf/PropertiesAllVersions/0112-2---61987%23ABN717,https://cdd.iec.ch/cdd/iec61987/iec61987.nsf/PropertiesAllVersions/0112-2---61987%23ABI509,https://cdd.iec.ch/cdd/iec61987/iec61987.nsf/PropertiesAllVersions/0112-2---61987%23ABN639 | 0112-2---61987#ABN627,0112-2---61987#ABN716,0112-2---61987#ABN717,0112-2---61987#ABI509,0112-2---61987#ABN639
0112/2///61987#ABA869 | 002 | 01 | 0112/2///61987#ABA869#002 | Booster relay |  |  |  | amplifier that is intended to increase the power of a pneumatic signal |  |  |  |  | ITEM_CLASS | [9 empty] | Standard |  |  |  | 2018-03-28 | 2013-08-27 | 2016-05-24 | 2016-05-24 |  | SC65E – IEC 61987 | C00019 |  | 0112/2///61987#ABA868 | https://cdd.iec.ch/CDD/IEC61987/iec61987.nsf/Classes/0112-2---61987%23ABA869
0112/2///61987#ABO063 | 001 | 01 | 0112/2///61987#ABO063#001 | Fieldbus power supply |  |  |  | power supply that provides bus power for fieldbus devices |  |  |  |  | ITEM_CLASS |  |  |  |  | 0112/2///61987#ABP285 - reference to Operating LOP for infrastructure devices |  |  |  | true | Standard |  | IEC 61987-31 | IEC | 2022-10-26 | 2022-10-26 | 2022-10-26 | 2022-10-26 |  | IEC/SC 65E | C00127 | 001-01 (2022-10-26 07:15:17 by BATCH 00000802) standard | 0112/2///61987#ABO062 | https://cdd.iec.ch/CDD/IEC61987/iec61987.nsf/Classes/0112-2---61987%23ABO063
0112/2///61987#ABA398 | 001 | 01 | 0112/2///61987#ABA398#001 | Project information |  |  |  | properties characterizing the project in which the device will be deployed |  |  |  |  | ITEM_CLASS | [5 empty] | 0112/2///61987#ABA439 - Administrative information |  |  |  | Standard |  |  |  | 2019-03-08 | 2017-12-07 | 2019-03-08 | 2019-03-08 |  | SC65E – IEC 61987 | C00018 | 001-01 (2019-03-08 15:35:11 by BATCH 00000766) standard | 0112/2///61987#ABH525 | https://cdd.iec.ch/CDD/IEC61987/iec61987.nsf/Classes/0112-2---61987%23ABA398 | https://cdd.iec.ch/cdd/iec61987/iec61987.nsf/PropertiesAllVersions/0112-2---61987%23ABA092,https://cdd.iec.ch/cdd/iec61987/iec61987.nsf/PropertiesAllVersions/0112-2---61987%23ABA309,https://cdd.iec.ch/cdd/iec61987/iec61987.nsf/PropertiesAllVersions/0112-2---61987%23ABA210,https://cdd.iec.ch/cdd/iec61987/iec61987.nsf/PropertiesAllVersions/0112-2---61987%23ABA218,https://cdd.iec.ch/cdd/iec61987/iec61987.nsf/PropertiesAllVersions/0112-2---61987%23ABA264,https://cdd.iec.ch/cdd/iec61987/iec61987.nsf/PropertiesAllVersions/0112-2---61987%23ABA245,https://cdd.iec.ch/cdd/iec61987/iec61987.nsf/PropertiesAllVersions/0112-2---61987%23ABA188,https://cdd.iec.ch/cdd/iec61987/iec61987.nsf/PropertiesAllVersions/0112-2---61987%23ABA196,https://cdd.iec.ch/cdd/iec61987/iec61987.nsf/PropertiesAllVersions/0112-2---61987%23ABA011,https://cdd.iec.ch/cdd/iec61987/iec61987.nsf/PropertiesAllVersions/0112-2---61987%23ABA015,https://cdd.iec.ch/cdd/iec61987/iec61987.nsf/PropertiesAllVersions/0112-2---61987%23ABA186,https://cdd.iec.ch/cdd/iec61987/iec61987.nsf/PropertiesAllVersions/0112-2---61987%23ABA249 | 0112-2---61987#ABA196,0112-2---61987#ABA092,0112-2---61987#ABA309,0112-2---61987#ABA218,0112-2---61987#ABA245,0112-2---61987#ABA015,0112-2---61987#ABA186,0112-2---61987#ABA249,0112-2---61987#ABA210,0112-2---61987#ABA264,0112-2---61987#ABA188,0112-2---61987#ABA011
0112/2///61987#ABC587 | 006 | 01 | 0112/2///61987#ABC587#006 | Sanitary approval |  |  |  | properties characterizing certificates and approvals pertaining to the use of the device in regulated industries |  |  |  |  | ITEM_CLASS | [5 empty] | 0112/2///61987#ABC102 - Approval for use in special applications0112/2///61987#ABD804 - Approval for use in special applications [2]0112/2///61987#ABE722 - Approval for use in special applications [4]0112/2///61987#ABE724 - Approval for use in special applications [5] |  |  |  | Standard |  |  |  | 2018-03-28 | 2013-08-27 | 2018-03-20 | 2018-03-20 |  | SC65E – IEC 61987 | C00004 |  | 0112/2///61987#ABV501 | https://cdd.iec.ch/CDD/IEC61987/iec61987.nsf/Classes/0112-2---61987%23ABC587 | https://cdd.iec.ch/cdd/iec61987/iec61987.nsf/PropertiesAllVersions/0112-2---61987%23ABB008,https://cdd.iec.ch/cdd/iec61987/iec61987.nsf/PropertiesAllVersions/0112-2---61987%23ABA236 | 0112-2---61987#ABB008,0112-2---61987#ABA236
0112/2///61987#ABA372 | 001 | 01 | 0112/2///61987#ABA372#001 | Business partner |  |  |  | properties characterizing a company and its employees involved in a commercial transaction |  |  |  |  | ITEM_CLASS | [5 empty] | 0112/2///61987#ABA439 - Administrative information |  |  |  | Standard |  |  |  | 2019-03-08 | 2017-12-07 | 2019-03-08 | 2019-03-08 |  | SC65E – IEC 61987 | C00018 | 001-01 (2019-03-08 15:35:11 by BATCH 00000766) standard | 0112/2///61987#ABV501 | https://cdd.iec.ch/CDD/IEC61987/iec61987.nsf/Classes/0112-2---61987%23ABA372 | https://cdd.iec.ch/cdd/iec61987/iec61987.nsf/PropertiesAllVersions/0112-2---61987%23ABA276,https://cdd.iec.ch/cdd/iec61987/iec61987.nsf/PropertiesAllVersions/0112-2---61987%23ABA303,https://cdd.iec.ch/cdd/iec61987/iec61987.nsf/PropertiesAllVersions/0112-2---61987%23ABA355,https://cdd.iec.ch/cdd/iec61987/iec61987.nsf/PropertiesAllVersions/0112-2---61987%23ABA068,https://cdd.iec.ch/cdd/iec61987/iec61987.nsf/PropertiesAllVersions/0112-2---61987%23ABA090,https://cdd.iec.ch/cdd/iec61987/iec61987.nsf/PropertiesAllVersions/0112-2---61987%23ABA027,https://cdd.iec.ch/cdd/iec61987/iec61987.nsf/PropertiesAllVersions/0112-2---61987%23ABA296 | 0112-2---61987#ABA027,0112-2---61987#ABA296,0112-2---61987#ABA276,0112-2---61987#ABA303,0112-2---61987#ABA355,0112-2---61987#ABA068,0112-2---61987#ABA090
0112/2///61987#ABC367 | 001 | 02 | 0112/2///61987#ABC367#001 | Material of holder |  |  |  | properties characterizing the material of the holder bearing a device component |  |  |  |  | ITEM_CLASS | [5 empty] | 0112/2///61987#ABC465 - Orifice plate and holder |  |  |  | Standard |  |  |  | 2018-03-28 | 2013-08-27 | 2013-08-27 | 2014-06-18 |  | SC65E – IEC 61987 | C00019 |  | 0112/2///61987#ABV501 | https://cdd.iec.ch/CDD/IEC61987/iec61987.nsf/Classes/0112-2---61987%23ABC367 | https://cdd.iec.ch/cdd/iec61987/iec61987.nsf/PropertiesAllVersions/0112-2---61987%23ABB455,https://cdd.iec.ch/cdd/iec61987/iec61987.nsf/PropertiesAllVersions/0112-2---61987%23ABI460,https://cdd.iec.ch/cdd/iec61987/iec61987.nsf/PropertiesAllVersions/0112-2---61987%23ABA908,https://cdd.iec.ch/cdd/iec61987/iec61987.nsf/PropertiesAllVersions/0112-2---61987%23ABA907 | 0112-2---61987#ABB455,0112-2---61987#ABI460,0112-2---61987#ABA908,0112-2---61987#ABA907
0112/2///61987#ABC595 | 003 | 01 | 0112/2///61987#ABC595#003 | Signal on alarm |  |  |  | properties characterizing the value(s) or status assumed by the input signal when there is a fault in the device |  |  | IEC 61987-1 |  | ITEM_CLASS | [5 empty] | 0112/2///61987#ABC486 - Parameters of a manufacturer-specific analog pulse/frequency signal |  |  | false | Standard |  | IEC 61987 | IEC | 2023-01-23 | 2017-12-07 | 2023-01-23 | 2023-01-23 |  | IEC/SC 65E | C00128 |  | 0112/2///61987#ABV501 | https://cdd.iec.ch/CDD/IEC61987/iec61987.nsf/Classes/0112-2---61987%23ABC595 | https://cdd.iec.ch/cdd/iec61987/iec61987.nsf/PropertiesAllVersions/0112-2---61987%23ABP190,https://cdd.iec.ch/cdd/iec61987/iec61987.nsf/PropertiesAllVersions/0112-2---61987%23ABP191,https://cdd.iec.ch/cdd/iec61987/iec61987.nsf/PropertiesAllVersions/0112-2---61987%23ABB625,https://cdd.iec.ch/cdd/iec61987/iec61987.nsf/PropertiesAllVersions/0112-2---61987%23ABB624,https://cdd.iec.ch/cdd/iec61987/iec61987.nsf/PropertiesAllVersions/0112-2---61987%23ABA375,https://cdd.iec.ch/cdd/iec61987/iec61987.nsf/PropertiesAllVersions/0112-2---61987%23ABA996 | 0112-2---61987#ABP190,0112-2---61987#ABP191,0112-2---61987#ABB625,0112-2---61987#ABB624,0112-2---61987#ABA375,0112-2---61987#ABA996
0112/2///61987#ABF308 | 002 | 01 | 0112/2///61987#ABF308#002 | Long-term behaviour [2] |  |  |  | properties characterizing the stability of a device |  |  |  |  | ITEM_CLASS | [5 empty] | 0112/2///61987#ABF109 - Absolute performance for temperature [2]0112/2///61987#ABG319 - Absolute performance for temperature [3] |  |  | false | Standard |  | IEC 61987 | IEC | 2022-12-09 | 2017-12-07 | 2022-12-09 | 2022-12-09 |  | IEC/SC 65E | C00112 |  | 0112/2///61987#ABV501 | https://cdd.iec.ch/CDD/IEC61987/iec61987.nsf/Classes/0112-2---61987%23ABF308 | https://cdd.iec.ch/cdd/iec61987/iec61987.nsf/PropertiesAllVersions/0112-2---61987%23ABF312,https://cdd.iec.ch/cdd/iec61987/iec61987.nsf/PropertiesAllVersions/0112-2---61987%23ABF313,https://cdd.iec.ch/cdd/iec61987/iec61987.nsf/PropertiesAllVersions/0112-2---61987%23ABB551,https://cdd.iec.ch/cdd/iec61987/iec61987.nsf/PropertiesAllVersions/0112-2---61987%23ABB843,https://cdd.iec.ch/cdd/iec61987/iec61987.nsf/PropertiesAllVersions/0112-2---61987%23ABB552,https://cdd.iec.ch/cdd/iec61987/iec61987.nsf/PropertiesAllVersions/0112-2---61987%23ABB844,https://cdd.iec.ch/cdd/iec61987/iec61987.nsf/PropertiesAllVersions/0112-2---61987%23ABB553,https://cdd.iec.ch/cdd/iec61987/iec61987.nsf/PropertiesAllVersions/0112-2---61987%23ABB554,https://cdd.iec.ch/cdd/iec61987/iec61987.nsf/PropertiesAllVersions/0112-2---61987%23ABB845,https://cdd.iec.ch/cdd/iec61987/iec61987.nsf/PropertiesAllVersions/0112-2---61987%23ABB555 | 0112-2---61987#ABF312,0112-2---61987#ABF313,0112-2---61987#ABB551,0112-2---61987#ABB843,0112-2---61987#ABB553,0112-2---61987#ABB554,0112-2---61987#ABB555,0112-2---61987#ABB552,0112-2---61987#ABB844,0112-2---61987#ABB845
0112/2///61987#ABH471 | 006 | 01 | 0112/2///61987#ABH471#006 | Fire proof design approval |  |  |  | properties characterizing certificates and approvals for design to prevent damage by fire |  |  |  |  | ITEM_CLASS | [5 empty] | 0112/2///61987#ABC156 - Certificates and approvals0112/2///61987#ABD817 - Certificates and approvals [2]0112/2///61987#ABD818 - Certificates and approvals [3]0112/2///61987#ABE718 - Certificates and approvals [4]0112/2///61987#ABE720 - Certificates and approvals [5] |  |  |  | Standard |  |  |  | 2018-03-28 | 2015-07-17 | 2018-03-20 | 2018-03-20 |  | SC65E – IEC 61987 | C00018 |  | 0112/2///61987#ABV501 | https://cdd.iec.ch/CDD/IEC61987/iec61987.nsf/Classes/0112-2---61987%23ABH471 | https://cdd.iec.ch/cdd/iec61987/iec61987.nsf/PropertiesAllVersions/0112-2---61987%23ABH472,https://cdd.iec.ch/cdd/iec61987/iec61987.nsf/PropertiesAllVersions/0112-2---61987%23ABH473 | 0112-2---61987#ABH472,0112-2---61987#ABH473
0112/2///61987#ABG268 | 001 | 01 | 0112/2///61987#ABG268#001 | Reference conditions for the performance variable [7] |  |  |  | properties characterizing the reference conditions under which the performance of a device was tested |  |  |  |  | ITEM_CLASS | [5 empty] | 0112/2///61987#ABG255 - Performance variable [15]0112/2///61987#ABG256 - Performance variable [16] |  |  |  | Standard |  | IEC 61987 | IEC | 2018-03-28 | 2014-12-17 | 2016-05-24 | 2016-05-24 |  | SC65E – IEC 61987 | C00019 | 001-01 (2018-03-28 07:26:08 by BATCH 00000762) standard | 0112/2///61987#ABV501 | https://cdd.iec.ch/CDD/IEC61987/iec61987.nsf/Classes/0112-2---61987%23ABG268 | https://cdd.iec.ch/cdd/iec61987/iec61987.nsf/PropertiesAllVersions/0112-2---61987%23ABD193,https://cdd.iec.ch/cdd/iec61987/iec61987.nsf/PropertiesAllVersions/0112-2---61987%23ABG805,https://cdd.iec.ch/cdd/iec61987/iec61987.nsf/PropertiesAllVersions/0112-2---61987%23ABG807 | 0112-2---61987#ABG805,0112-2---61987#ABG807,0112-2---61987#ABD193
0112/2///61987#ABG277 | 001 | 01 | 0112/2///61987#ABG277#001 | Type of performance variable [11] |  |  |  | administration block for polymorphism acting as proxy for the selected performance type |  | Polymorphic element: ABG277, Id: 5 |  |  | ITEM_CLASS | [5 empty] | 0112/2///61987#ABG254 - Performance variable [14] |  |  |  | Standard |  | IEC 61987 | IEC | 2018-03-28 | 2014-12-17 | 2018-03-20 | 2018-03-20 |  | SC65E – IEC 61987 | C00018 | 001-01 (2018-03-28 07:26:08 by BATCH 00000762) standard | 0112/2///61987#ABV501 | https://cdd.iec.ch/CDD/IEC61987/iec61987.nsf/Classes/0112-2---61987%23ABG277 | https://cdd.iec.ch/cdd/iec61987/iec61987.nsf/PropertiesAllVersions/0112-2---61987%23ABU918,https://cdd.iec.ch/cdd/iec61987/iec61987.nsf/PropertiesAllVersions/0112-2---61987%23ABV024,https://cdd.iec.ch/cdd/iec61987/iec61987.nsf/PropertiesAllVersions/0112-2---61987%23ABU976,https://cdd.iec.ch/cdd/iec61987/iec61987.nsf/PropertiesAllVersions/0112-2---61987%23ABU929,https://cdd.iec.ch/cdd/iec61987/iec61987.nsf/PropertiesAllVersions/0112-2---61987%23ABU930,https://cdd.iec.ch/cdd/iec61987/iec61987.nsf/PropertiesAllVersions/0112-2---61987%23ABU931,https://cdd.iec.ch/cdd/iec61987/iec61987.nsf/PropertiesAllVersions/0112-2---61987%23ABU932,https://cdd.iec.ch/cdd/iec61987/iec61987.nsf/PropertiesAllVersions/0112-2---61987%23ABU933,https://cdd.iec.ch/cdd/iec61987/iec61987.nsf/PropertiesAllVersions/0112-2---61987%23ABU934,https://cdd.iec.ch/cdd/iec61987/iec61987.nsf/PropertiesAllVersions/0112-2---61987%23ABU935,https://cdd.iec.ch/cdd/iec61987/iec61987.nsf/PropertiesAllVersions/0112-2---61987%23ABU936,https://cdd.iec.ch/cdd/iec61987/iec61987.nsf/PropertiesAllVersions/0112-2---61987%23ABU937,https://cdd.iec.ch/cdd/iec61987/iec61987.nsf/PropertiesAllVersions/0112-2---61987%23ABU938,https://cdd.iec.ch/cdd/iec61987/iec61987.nsf/PropertiesAllVersions/0112-2---61987%23ABV027,https://cdd.iec.ch/cdd/iec61987/iec61987.nsf/PropertiesAllVersions/0112-2---61987%23ABV028 | 0112-2---61987#ABV024,0112-2---61987#ABU931,0112-2---61987#ABU934,0112-2---61987#ABU935,0112-2---61987#ABU937,0112-2---61987#ABU918,0112-2---61987#ABU932,0112-2---61987#ABU933,0112-2---61987#ABU936,0112-2---61987#ABU976,0112-2---61987#ABU938,0112-2---61987#ABV027,0112-2---61987#ABU929,0112-2---61987#ABU930,0112-2---61987#ABV028
0112/2///61987#ABN697 | 002 | 01 | 0112/2///61987#ABN697#002 | Specific setpoint variables |  |  |  | properties characterizing dynamic data which are set point values of a control loop with a certain meaning |  |  |  |  | ITEM_CLASS | [5 empty] | 0112/2///61987#ABN602 - LOPD for setpoint variables |  |  | false | Standard |  | IEC 61987 | IEC | 2022-12-09 |  | 2022-12-09 | 2022-12-09 |  | IEC/SC 65E | C00112 |  | 0112/2///61987#ABV501 | https://cdd.iec.ch/CDD/IEC61987/iec61987.nsf/Classes/0112-2---61987%23ABN697 | https://cdd.iec.ch/cdd/iec61987/iec61987.nsf/PropertiesAllVersions/0112-2---61987%23ABN607 | 0112-2---61987#ABN607
0112/2///61987#ABA725 | 002 | 01 | 0112/2///61987#ABA725#002 | Optical refraction level switch |  |  |  | optical wave level switch that uses the difference in refraction between process material and sensing element to detect a level regime |  |  |  |  | ITEM_CLASS |  |  |  |  | 0112/2///61987#ABF888 - reference to Device LOP for optical level switch0112/2///61987#ABF910 - reference to Operating LOP for level measuring equipment |  |  |  |  | Standard |  |  |  | 2018-03-28 | 2013-08-27 | 2016-05-24 | 2016-05-24 |  | SC65E – IEC 61987 | C00004 |  | 0112/2///61987#ABA723 | https://cdd.iec.ch/CDD/IEC61987/iec61987.nsf/Classes/0112-2---61987%23ABA725 |  | 0112-2---61987#ABF888
0112/2///61987#ABO041 | 001 | 01 | 0112/2///61987#ABO041#001 | Input/output module |  |  |  | I/O module that provides both input and output module functionality | Such I/O modules are sometimes configurable. |  |  |  | ITEM_CLASS |  |  |  |  | 0112/2///61987#ABP230 - reference to Device LOP for I/O modules0112/2///61987#ABP285 - reference to Operating LOP for infrastructure devices |  |  |  | true | Standard |  | IEC 61987-31 | IEC | 2022-10-26 | 2022-10-26 | 2022-10-26 | 2022-10-26 |  | IEC/SC 65E | C00127 | 001-01 (2022-10-26 07:15:16 by BATCH 00000802) standard | 0112/2///61987#ABO028 | https://cdd.iec.ch/CDD/IEC61987/iec61987.nsf/Classes/0112-2---61987%23ABO041 |  | 0112-2---61987#ABP230
0112/2///61987#ABN602 | 001 | 01 | 0112/2///61987#ABN602#001 | LOPD for setpoint variables |  |  |  | list of properties for dynamic data characterizing dynamic data which are set point values of a control loop |  |  |  |  | ITEM_CLASS | [9 empty] | Standard |  |  |  | 2020-02-24 |  | 2020-02-24 | 2020-02-24 |  | SC65E – IEC 61987 | C00092 | 001-01 (2020-02-24 12:37:11 by BATCH 00000778) standard | 0112/2///61987#ABJ725 | https://cdd.iec.ch/CDD/IEC61987/iec61987.nsf/Classes/0112-2---61987%23ABN602 | https://cdd.iec.ch/cdd/iec61987/iec61987.nsf/PropertiesAllVersions/0112-2---61987%23ABN721,https://cdd.iec.ch/cdd/iec61987/iec61987.nsf/PropertiesAllVersions/0112-2---61987%23ABN755 | 0112-2---61987#ABN721,0112-2---61987#ABN755
0112/2///61987#ABC057 | 001 | 02 | 0112/2///61987#ABC057#001 | Absolute performance for actual volume flow |  |  |  | properties characterizing the accuracy of an actual volume flow measurement, expressed in engineering units |  | 15 ABC057.15 |  |  | ITEM_CLASS | [5 empty] | 0112/2///61987#ABC671 - Type of performance variable [1]0112/2///61987#ABC672 - Type of performance variable [2]0112/2///61987#ABC673 - Type of performance variable [3] |  |  |  | Standard |  |  |  | 2018-03-28 | 2013-09-27 | 2013-09-27 | 2014-06-18 |  | SC65E – IEC 61987 | C00004 |  | 0112/2///61987#ABV501 | https://cdd.iec.ch/CDD/IEC61987/iec61987.nsf/Classes/0112-2---61987%23ABC057 | https://cdd.iec.ch/cdd/iec61987/iec61987.nsf/PropertiesAllVersions/0112-2---61987%23ABB727,https://cdd.iec.ch/cdd/iec61987/iec61987.nsf/PropertiesAllVersions/0112-2---61987%23ABD535,https://cdd.iec.ch/cdd/iec61987/iec61987.nsf/PropertiesAllVersions/0112-2---61987%23ABB728,https://cdd.iec.ch/cdd/iec61987/iec61987.nsf/PropertiesAllVersions/0112-2---61987%23ABB733,https://cdd.iec.ch/cdd/iec61987/iec61987.nsf/PropertiesAllVersions/0112-2---61987%23ABB729,https://cdd.iec.ch/cdd/iec61987/iec61987.nsf/PropertiesAllVersions/0112-2---61987%23ABB768,https://cdd.iec.ch/cdd/iec61987/iec61987.nsf/PropertiesAllVersions/0112-2---61987%23ABB730,https://cdd.iec.ch/cdd/iec61987/iec61987.nsf/PropertiesAllVersions/0112-2---61987%23ABC699,https://cdd.iec.ch/cdd/iec61987/iec61987.nsf/PropertiesAllVersions/0112-2---61987%23ABB519,https://cdd.iec.ch/cdd/iec61987/iec61987.nsf/PropertiesAllVersions/0112-2---61987%23ABB774,https://cdd.iec.ch/cdd/iec61987/iec61987.nsf/PropertiesAllVersions/0112-2---61987%23ABB775,https://cdd.iec.ch/cdd/iec61987/iec61987.nsf/PropertiesAllVersions/0112-2---61987%23ABB776,https://cdd.iec.ch/cdd/iec61987/iec61987.nsf/PropertiesAllVersions/0112-2---61987%23ABC911,https://cdd.iec.ch/cdd/iec61987/iec61987.nsf/PropertiesAllVersions/0112-2---61987%23ABC840,https://cdd.iec.ch/cdd/iec61987/iec61987.nsf/PropertiesAllVersions/0112-2---61987%23ABC954 | 0112-2---61987#ABD535,0112-2---61987#ABC699,0112-2---61987#ABB774,0112-2---61987#ABC840,0112-2---61987#ABB776,0112-2---61987#ABB727,0112-2---61987#ABB728,0112-2---61987#ABB733,0112-2---61987#ABB775,0112-2---61987#ABC954,0112-2---61987#ABB729,0112-2---61987#ABB768,0112-2---61987#ABB730,0112-2---61987#ABB519,0112-2---61987#ABC911
0112/2///61987#ABC486 | 001 | 02 | 0112/2///61987#ABC486#001 | Parameters of a manufacturer-specific analog pulse/frequency signal |  |  |  | properties characterizing the configuration of a manufacturer-specific analog pulse/frequency input or output |  |  |  |  | ITEM_CLASS | [5 empty] | 0112/2///61987#ABC335 - Manufacturer-specific parameters |  |  |  | Standard |  |  |  | 2018-03-28 | 2013-08-27 | 2013-08-27 | 2014-06-18 |  | SC65E – IEC 61987 | C00004 |  | 0112/2///61987#ABV501 | https://cdd.iec.ch/CDD/IEC61987/iec61987.nsf/Classes/0112-2---61987%23ABC486 | https://cdd.iec.ch/cdd/iec61987/iec61987.nsf/PropertiesAllVersions/0112-2---61987%23ABB620,https://cdd.iec.ch/cdd/iec61987/iec61987.nsf/PropertiesAllVersions/0112-2---61987%23ABB621,https://cdd.iec.ch/cdd/iec61987/iec61987.nsf/PropertiesAllVersions/0112-2---61987%23ABB622,https://cdd.iec.ch/cdd/iec61987/iec61987.nsf/PropertiesAllVersions/0112-2---61987%23ABB623,https://cdd.iec.ch/cdd/iec61987/iec61987.nsf/PropertiesAllVersions/0112-2---61987%23ABD221 | 0112-2---61987#ABB621,0112-2---61987#ABB622,0112-2---61987#ABB623,0112-2---61987#ABD221,0112-2---61987#ABB620
0112/2///61987#ABF058 | 001 | 01 | 0112/2///61987#ABF058#001 | Measuring range for resistance |  |  |  | properties characterizing a resistance range |  |  |  |  | ITEM_CLASS | [5 empty] | 0112/2///61987#ABF054 - Resistance measurement |  |  |  | Standard |  | IEC 61987 | IEC | 2018-03-28 | 2017-09-22 | 2017-09-22 | 2017-09-22 |  | SC65E – IEC 61987 | C00019 | 001-01 (2018-03-28 07:26:05 by BATCH 00000762) standard | 0112/2///61987#ABV501 | https://cdd.iec.ch/CDD/IEC61987/iec61987.nsf/Classes/0112-2---61987%23ABF058 | https://cdd.iec.ch/cdd/iec61987/iec61987.nsf/PropertiesAllVersions/0112-2---61987%23ABF060,https://cdd.iec.ch/cdd/iec61987/iec61987.nsf/PropertiesAllVersions/0112-2---61987%23ABF062,https://cdd.iec.ch/cdd/iec61987/iec61987.nsf/PropertiesAllVersions/0112-2---61987%23ABF064,https://cdd.iec.ch/cdd/iec61987/iec61987.nsf/PropertiesAllVersions/0112-2---61987%23ABA967,https://cdd.iec.ch/cdd/iec61987/iec61987.nsf/PropertiesAllVersions/0112-2---61987%23ABH434 | 0112-2---61987#ABF062,0112-2---61987#ABF064,0112-2---61987#ABA967,0112-2---61987#ABH434,0112-2---61987#ABF060
0112/2///61987#ABH448 | 001 | 01 | 0112/2///61987#ABH448#001 | Relation of minimum process pressure - operating temperature |  |  |  | properties characterizing the relation between the minimum process pressure above which the device shall be or is designed to operate within its specified limits and the process temperature |  |  |  |  | ITEM_CLASS | [5 empty] | 0112/2///61987#ABC452 - Normal process conditions [2]0112/2///61987#ABC453 - Normal process conditions [3]0112/2///61987#ABG347 - Normal process conditions [9]0112/2///61987#ABH462 - Normal process conditions [11] |  |  |  | Standard |  |  |  | 2018-03-28 |  | 2017-09-18 | 2017-09-18 |  | SC65E – IEC 61987 | C00018 | 001-01 (2018-03-28 07:26:12 by BATCH 00000762) standard | 0112/2///61987#ABV501 | https://cdd.iec.ch/CDD/IEC61987/iec61987.nsf/Classes/0112-2---61987%23ABH448 | https://cdd.iec.ch/cdd/iec61987/iec61987.nsf/PropertiesAllVersions/0112-2---61987%23ABD330,https://cdd.iec.ch/cdd/iec61987/iec61987.nsf/PropertiesAllVersions/0112-2---61987%23ABA618,https://cdd.iec.ch/cdd/iec61987/iec61987.nsf/PropertiesAllVersions/0112-2---61987%23ABA954,https://cdd.iec.ch/cdd/iec61987/iec61987.nsf/PropertiesAllVersions/0112-2---61987%23ABB184 | 0112-2---61987#ABD330,0112-2---61987#ABA618,0112-2---61987#ABA954,0112-2---61987#ABB184
0112/2///61987#ABE559 | 002 | 01 | 0112/2///61987#ABE559#002 | Parameters of solenoid valve |  |  |  | properties characterizing the configuration of a solenoid valve according to its specific values |  |  |  |  | ITEM_CLASS | [5 empty] | 0112/2///61987#ABE631 - Device LOP for solenoid valve0112/2///61987#ABP301 - Binary valve output |  |  | false | Standard |  | IEC 61987 | IEC | 2023-01-23 | 2017-12-07 | 2023-01-23 | 2023-01-23 |  | IEC/SC 65E | C00128 |  | 0112/2///61987#ABV501 | https://cdd.iec.ch/CDD/IEC61987/iec61987.nsf/Classes/0112-2---61987%23ABE559 | https://cdd.iec.ch/cdd/iec61987/iec61987.nsf/PropertiesAllVersions/0112-2---61987%23ABD696,https://cdd.iec.ch/cdd/iec61987/iec61987.nsf/PropertiesAllVersions/0112-2---61987%23ABD695,https://cdd.iec.ch/cdd/iec61987/iec61987.nsf/PropertiesAllVersions/0112-2---61987%23ABD666,https://cdd.iec.ch/cdd/iec61987/iec61987.nsf/PropertiesAllVersions/0112-2---61987%23ABD655,https://cdd.iec.ch/cdd/iec61987/iec61987.nsf/PropertiesAllVersions/0112-2---61987%23ABD631,https://cdd.iec.ch/cdd/iec61987/iec61987.nsf/PropertiesAllVersions/0112-2---61987%23ABE379,https://cdd.iec.ch/cdd/iec61987/iec61987.nsf/PropertiesAllVersions/0112-2---61987%23ABE380,https://cdd.iec.ch/cdd/iec61987/iec61987.nsf/PropertiesAllVersions/0112-2---61987%23ABE460,https://cdd.iec.ch/cdd/iec61987/iec61987.nsf/PropertiesAllVersions/0112-2---61987%23ABE461,https://cdd.iec.ch/cdd/iec61987/iec61987.nsf/PropertiesAllVersions/0112-2---61987%23ABA629,https://cdd.iec.ch/cdd/iec61987/iec61987.nsf/PropertiesAllVersions/0112-2---61987%23ABP302 | 0112-2---61987#ABD696,0112-2---61987#ABD695,0112-2---61987#ABD666,0112-2---61987#ABE460,0112-2---61987#ABE461,0112-2---61987#ABP302,0112-2---61987#ABD655,0112-2---61987#ABD631,0112-2---61987#ABE379,0112-2---61987#ABE380,0112-2---61987#ABA629
0112/2///61987#ABA785 | 003 | 01 | 0112/2///61987#ABA785#003 | Oval gear flow transmitter |  |  |  | gear flow transmitter that uses oval gears |  |  |  |  | ITEM_CLASS |  |  |  |  | 0112/2///61987#ABU125 - reference to Operating LOP for flow measuring equipment |  |  |  |  | Standard |  |  |  | 2018-03-28 | 2013-08-27 | 2016-05-24 | 2016-05-24 |  | SC65E – IEC 61987 | C00004 |  | 0112/2///61987#ABA784 | https://cdd.iec.ch/CDD/IEC61987/iec61987.nsf/Classes/0112-2---61987%23ABA785 | https://cdd.iec.ch/cdd/iec61987/iec61987.nsf/PropertiesAllVersions/0112-2---61987%23ABU217 | 0112-2---61987#ABU217
0112/2///61987#ABA813 | 002 | 01 | 0112/2///61987#ABA813#002 | Differential pressure level transmitter |  |  |  | hydrostatic level transmitter that uses differential pressure to measure level |  |  |  |  | ITEM_CLASS |  |  |  |  | 0112/2///61987#ABF882 - reference to Device LOP for hydrostatic pressure level transmitter0112/2///61987#ABF910 - reference to Operating LOP for level measuring equipment |  |  |  |  | Standard |  |  |  | 2018-03-28 | 2013-08-27 | 2016-05-24 | 2016-05-24 |  | SC65E – IEC 61987 | C00004 |  | 0112/2///61987#ABA812 | https://cdd.iec.ch/CDD/IEC61987/iec61987.nsf/Classes/0112-2---61987%23ABA813 |  | 0112-2---61987#ABF882
0112/2///61987#ABO039 | 001 | 01 | 0112/2///61987#ABO039#001 | Pulse output module |  |  |  | output module that provides an pulse signal to a target device |  |  |  |  | ITEM_CLASS |  |  |  |  | 0112/2///61987#ABP230 - reference to Device LOP for I/O modules0112/2///61987#ABP285 - reference to Operating LOP for infrastructure devices |  |  |  | true | Standard |  | IEC 61987-31 | IEC | 2022-10-26 | 2022-10-26 | 2022-10-26 | 2022-10-26 |  | IEC/SC 65E | C00127 | 001-01 (2022-10-26 07:15:16 by BATCH 00000802) standard | 0112/2///61987#ABO035 | https://cdd.iec.ch/CDD/IEC61987/iec61987.nsf/Classes/0112-2---61987%23ABO039
0112/2///61987#ABC512 | 004 | 01 | 0112/2///61987#ABC512#004 | Physical location |  |  |  | properties characterizing a physical location |  |  |  |  | ITEM_CLASS | [5 empty] | 0112/2///61987#ABA003 - Operating LOP for flow measuring equipment0112/2///61987#ABA026 - Operating LOP for pressure measuring equipment0112/2///61987#ABE644 - Generic operating LOP for system components0112/2///61987#ABE727 - Operating LOP for level measuring equipment0112/2///61987#ABF868 - Operating LOP for density measuring equipment |  |  |  | Standard |  |  |  | 2018-03-28 | 2013-08-27 | 2018-03-20 | 2018-03-20 |  | SC65E – IEC 61987 | C00004 |  | 0112/2///61987#ABV501 | https://cdd.iec.ch/CDD/IEC61987/iec61987.nsf/Classes/0112-2---61987%23ABC512 | https://cdd.iec.ch/cdd/iec61987/iec61987.nsf/PropertiesAllVersions/0112-2---61987%23ABB349,https://cdd.iec.ch/cdd/iec61987/iec61987.nsf/PropertiesAllVersions/0112-2---61987%23ABB350,https://cdd.iec.ch/cdd/iec61987/iec61987.nsf/PropertiesAllVersions/0112-2---61987%23ABB271,https://cdd.iec.ch/cdd/iec61987/iec61987.nsf/PropertiesAllVersions/0112-2---61987%23ABA577,https://cdd.iec.ch/cdd/iec61987/iec61987.nsf/PropertiesAllVersions/0112-2---61987%23ABA578,https://cdd.iec.ch/cdd/iec61987/iec61987.nsf/PropertiesAllVersions/0112-2---61987%23ABC765,https://cdd.iec.ch/cdd/iec61987/iec61987.nsf/PropertiesAllVersions/0112-2---61987%23ABD410,https://cdd.iec.ch/cdd/iec61987/iec61987.nsf/PropertiesAllVersions/0112-2---61987%23ABD412,https://cdd.iec.ch/cdd/iec61987/iec61987.nsf/PropertiesAllVersions/0112-2---61987%23ABD168,https://cdd.iec.ch/cdd/iec61987/iec61987.nsf/PropertiesAllVersions/0112-2---61987%23ABB362,https://cdd.iec.ch/cdd/iec61987/iec61987.nsf/PropertiesAllVersions/0112-2---61987%23ABC734 | 0112-2---61987#ABC734,0112-2---61987#ABB271,0112-2---61987#ABA577,0112-2---61987#ABC765,0112-2---61987#ABD410,0112-2---61987#ABD412,0112-2---61987#ABD168,0112-2---61987#ABB349,0112-2---61987#ABB350,0112-2---61987#ABA578,0112-2---61987#ABB362
0112/2///61987#ABC539 | 002 | 01 | 0112/2///61987#ABC539#002 | Process design conditions [pressure] |  |  |  | properties characterizing the process conditions for which a device shall be designed |  |  |  |  | ITEM_CLASS | [5 empty] | 0112/2///61987#ABC267 - High/single pressure side operating conditions for device design0112/2///61987#ABC326 - Low pressure side operating conditions for device design |  |  |  | Standard |  |  |  | 2018-03-28 | 2013-09-27 | 2016-05-24 | 2016-05-24 |  | SC65E – IEC 61987 | C00019 |  | 0112/2///61987#ABV501 | https://cdd.iec.ch/CDD/IEC61987/iec61987.nsf/Classes/0112-2---61987%23ABC539 | https://cdd.iec.ch/cdd/iec61987/iec61987.nsf/PropertiesAllVersions/0112-2---61987%23ABD084,https://cdd.iec.ch/cdd/iec61987/iec61987.nsf/PropertiesAllVersions/0112-2---61987%23ABC817 | 0112-2---61987#ABD084,0112-2---61987#ABC817
0112/2///61987#ABC625 | 001 | 02 | 0112/2///61987#ABC625#001 | Structural design of a differential pressure gauge |  |  |  | properties characterizing the constructional details of a pressure gauge for differential pressure |  |  |  |  | ITEM_CLASS | [5 empty] | - |  |  |  | Standard |  |  |  | 2018-03-28 | 2013-09-27 | 2013-09-27 | 2014-06-18 |  | SC65E – IEC 61987 | C00004 |  | 0112/2///61987#ABV501 | https://cdd.iec.ch/CDD/IEC61987/iec61987.nsf/Classes/0112-2---61987%23ABC625 | https://cdd.iec.ch/cdd/iec61987/iec61987.nsf/PropertiesAllVersions/0112-2---61987%23ABC022,https://cdd.iec.ch/cdd/iec61987/iec61987.nsf/PropertiesAllVersions/0112-2---61987%23ABC023,https://cdd.iec.ch/cdd/iec61987/iec61987.nsf/PropertiesAllVersions/0112-2---61987%23ABC024,https://cdd.iec.ch/cdd/iec61987/iec61987.nsf/PropertiesAllVersions/0112-2---61987%23ABC025,https://cdd.iec.ch/cdd/iec61987/iec61987.nsf/PropertiesAllVersions/0112-2---61987%23ABA917,https://cdd.iec.ch/cdd/iec61987/iec61987.nsf/PropertiesAllVersions/0112-2---61987%23ABC026,https://cdd.iec.ch/cdd/iec61987/iec61987.nsf/PropertiesAllVersions/0112-2---61987%23ABC029,https://cdd.iec.ch/cdd/iec61987/iec61987.nsf/PropertiesAllVersions/0112-2---61987%23ABC032,https://cdd.iec.ch/cdd/iec61987/iec61987.nsf/PropertiesAllVersions/0112-2---61987%23ABC033,https://cdd.iec.ch/cdd/iec61987/iec61987.nsf/PropertiesAllVersions/0112-2---61987%23ABC034,https://cdd.iec.ch/cdd/iec61987/iec61987.nsf/PropertiesAllVersions/0112-2---61987%23ABD012,https://cdd.iec.ch/cdd/iec61987/iec61987.nsf/PropertiesAllVersions/0112-2---61987%23ABA145,https://cdd.iec.ch/cdd/iec61987/iec61987.nsf/PropertiesAllVersions/0112-2---61987%23ABD156,https://cdd.iec.ch/cdd/iec61987/iec61987.nsf/PropertiesAllVersions/0112-2---61987%23ABC027,https://cdd.iec.ch/cdd/iec61987/iec61987.nsf/PropertiesAllVersions/0112-2---61987%23ABA894,https://cdd.iec.ch/cdd/iec61987/iec61987.nsf/PropertiesAllVersions/0112-2---61987%23ABB419,https://cdd.iec.ch/cdd/iec61987/iec61987.nsf/PropertiesAllVersions/0112-2---61987%23ABU386,https://cdd.iec.ch/cdd/iec61987/iec61987.nsf/PropertiesAllVersions/0112-2---61987%23ABB521,https://cdd.iec.ch/cdd/iec61987/iec61987.nsf/PropertiesAllVersions/0112-2---61987%23ABA147,https://cdd.iec.ch/cdd/iec61987/iec61987.nsf/PropertiesAllVersions/0112-2---61987%23ABA633,https://cdd.iec.ch/cdd/iec61987/iec61987.nsf/PropertiesAllVersions/0112-2---61987%23ABC028,https://cdd.iec.ch/cdd/iec61987/iec61987.nsf/PropertiesAllVersions/0112-2---61987%23ABB102,https://cdd.iec.ch/cdd/iec61987/iec61987.nsf/PropertiesAllVersions/0112-2---61987%23ABU453,https://cdd.iec.ch/cdd/iec61987/iec61987.nsf/PropertiesAllVersions/0112-2---61987%23ABD157 | 0112-2---61987#ABU453,0112-2---61987#ABD157,0112-2---61987#ABA145,0112-2---61987#ABB102,0112-2---61987#ABC033,0112-2---61987#ABD012,0112-2---61987#ABA894,0112-2---61987#ABA147,0112-2---61987#ABC023,0112-2---61987#ABA917,0112-2---61987#ABC026,0112-2---61987#ABC029,0112-2---61987#ABC027,0112-2---61987#ABB419,0112-2---61987#ABC028,0112-2---61987#ABC022,0112-2---61987#ABC024,0112-2---61987#ABC034,0112-2---61987#ABD156,0112-2---61987#ABU386,0112-2---61987#ABB521,0112-2---61987#ABA633,0112-2---61987#ABC025,0112-2---61987#ABC032
0112/2///61987#ABD961 | 001 | 02 | 0112/2///61987#ABD961#001 | Parameters of pneumatic linear actuator |  |  |  | properties characterizing the configuration of a pneumatic linear actuator according to its specific values |  |  |  |  | ITEM_CLASS | [5 empty] | 0112/2///61987#ABE319 - Device LOP for pneumatic linear actuator |  |  |  | Standard |  |  |  | 2018-03-28 | 2013-09-02 | 2013-09-02 | 2014-06-18 |  | SC65E – IEC 61987 | C00009 |  | 0112/2///61987#ABV501 | https://cdd.iec.ch/CDD/IEC61987/iec61987.nsf/Classes/0112-2---61987%23ABD961 | https://cdd.iec.ch/cdd/iec61987/iec61987.nsf/PropertiesAllVersions/0112-2---61987%23ABD633,https://cdd.iec.ch/cdd/iec61987/iec61987.nsf/PropertiesAllVersions/0112-2---61987%23ABD651,https://cdd.iec.ch/cdd/iec61987/iec61987.nsf/PropertiesAllVersions/0112-2---61987%23ABD618,https://cdd.iec.ch/cdd/iec61987/iec61987.nsf/PropertiesAllVersions/0112-2---61987%23ABD551,https://cdd.iec.ch/cdd/iec61987/iec61987.nsf/PropertiesAllVersions/0112-2---61987%23ABD697,https://cdd.iec.ch/cdd/iec61987/iec61987.nsf/PropertiesAllVersions/0112-2---61987%23ABD610,https://cdd.iec.ch/cdd/iec61987/iec61987.nsf/PropertiesAllVersions/0112-2---61987%23ABD788,https://cdd.iec.ch/cdd/iec61987/iec61987.nsf/PropertiesAllVersions/0112-2---61987%23ABD609,https://cdd.iec.ch/cdd/iec61987/iec61987.nsf/PropertiesAllVersions/0112-2---61987%23ABD787,https://cdd.iec.ch/cdd/iec61987/iec61987.nsf/PropertiesAllVersions/0112-2---61987%23ABD608,https://cdd.iec.ch/cdd/iec61987/iec61987.nsf/PropertiesAllVersions/0112-2---61987%23ABD786,https://cdd.iec.ch/cdd/iec61987/iec61987.nsf/PropertiesAllVersions/0112-2---61987%23ABD670,https://cdd.iec.ch/cdd/iec61987/iec61987.nsf/PropertiesAllVersions/0112-2---61987%23ABE150 | 0112-2---61987#ABD670,0112-2---61987#ABD633,0112-2---61987#ABD618,0112-2---61987#ABD697,0112-2---61987#ABD610,0112-2---61987#ABD609,0112-2---61987#ABD608,0112-2---61987#ABD786,0112-2---61987#ABD651,0112-2---61987#ABD551,0112-2---61987#ABD788,0112-2---61987#ABD787,0112-2---61987#ABE150
0112/2///61987#ABE618 | 001 | 01 | 0112/2///61987#ABE618#001 | Structural design of an I/P converter |  |  |  | properties characterizing the constructional details of a device |  |  |  |  | ITEM_CLASS | [5 empty] | 0112/2///61987#ABE617 - Structural design [I/P converter] |  |  |  | Standard |  | IEC 61987 | IEC | 2018-03-28 | 2014-07-25 | 2016-05-02 | 2016-05-02 |  | SC65E – IEC 61987 | C00016 | 001-01 (2018-03-28 07:26:03 by BATCH 00000762) standard | 0112/2///61987#ABV501 | https://cdd.iec.ch/CDD/IEC61987/iec61987.nsf/Classes/0112-2---61987%23ABE618 | https://cdd.iec.ch/cdd/iec61987/iec61987.nsf/PropertiesAllVersions/0112-2---61987%23ABE557,https://cdd.iec.ch/cdd/iec61987/iec61987.nsf/PropertiesAllVersions/0112-2---61987%23ABE558,https://cdd.iec.ch/cdd/iec61987/iec61987.nsf/PropertiesAllVersions/0112-2---61987%23ABA155,https://cdd.iec.ch/cdd/iec61987/iec61987.nsf/PropertiesAllVersions/0112-2---61987%23ABD711,https://cdd.iec.ch/cdd/iec61987/iec61987.nsf/PropertiesAllVersions/0112-2---61987%23ABD784,https://cdd.iec.ch/cdd/iec61987/iec61987.nsf/PropertiesAllVersions/0112-2---61987%23ABD682,https://cdd.iec.ch/cdd/iec61987/iec61987.nsf/PropertiesAllVersions/0112-2---61987%23ABD704,https://cdd.iec.ch/cdd/iec61987/iec61987.nsf/PropertiesAllVersions/0112-2---61987%23ABD694,https://cdd.iec.ch/cdd/iec61987/iec61987.nsf/PropertiesAllVersions/0112-2---61987%23ABD746,https://cdd.iec.ch/cdd/iec61987/iec61987.nsf/PropertiesAllVersions/0112-2---61987%23ABD781,https://cdd.iec.ch/cdd/iec61987/iec61987.nsf/PropertiesAllVersions/0112-2---61987%23ABD774,https://cdd.iec.ch/cdd/iec61987/iec61987.nsf/PropertiesAllVersions/0112-2---61987%23ABD782,https://cdd.iec.ch/cdd/iec61987/iec61987.nsf/PropertiesAllVersions/0112-2---61987%23ABD715 | 0112-2---61987#ABD781,0112-2---61987#ABD782,0112-2---61987#ABD711,0112-2---61987#ABD784,0112-2---61987#ABD704,0112-2---61987#ABD682,0112-2---61987#ABD694,0112-2---61987#ABD746,0112-2---61987#ABD774,0112-2---61987#ABD715,0112-2---61987#ABE557,0112-2---61987#ABE558,0112-2---61987#ABA155
0112/2///61987#ABN682 | 001 | 01 | 0112/2///61987#ABN682#001 | Continuous measurement variables |  |  |  | properties characterizing dynamic data which are the result of a measurement and where two values could have an infinite small difference |  |  |  |  | ITEM_CLASS | [5 empty] | 0112/2///61987#ABJ726 - LOPD for measurement variables |  |  |  | Standard |  |  |  | 2020-02-24 |  | 2020-02-24 | 2020-02-24 |  | SC65E – IEC 61987 | C00092 | 001-01 (2020-02-24 12:37:11 by BATCH 00000778) standard | 0112/2///61987#ABV501 | https://cdd.iec.ch/CDD/IEC61987/iec61987.nsf/Classes/0112-2---61987%23ABN682 | https://cdd.iec.ch/cdd/iec61987/iec61987.nsf/PropertiesAllVersions/0112-2---61987%23ABA927,https://cdd.iec.ch/cdd/iec61987/iec61987.nsf/PropertiesAllVersions/0112-2---61987%23ABN616,https://cdd.iec.ch/cdd/iec61987/iec61987.nsf/PropertiesAllVersions/0112-2---61987%23ABN741,https://cdd.iec.ch/cdd/iec61987/iec61987.nsf/PropertiesAllVersions/0112-2---61987%23ABB290,https://cdd.iec.ch/cdd/iec61987/iec61987.nsf/PropertiesAllVersions/0112-2---61987%23ABN698,https://cdd.iec.ch/cdd/iec61987/iec61987.nsf/PropertiesAllVersions/0112-2---61987%23ABN742,https://cdd.iec.ch/cdd/iec61987/iec61987.nsf/PropertiesAllVersions/0112-2---61987%23ABN699,https://cdd.iec.ch/cdd/iec61987/iec61987.nsf/PropertiesAllVersions/0112-2---61987%23ABN743,https://cdd.iec.ch/cdd/iec61987/iec61987.nsf/PropertiesAllVersions/0112-2---61987%23ABH329,https://cdd.iec.ch/cdd/iec61987/iec61987.nsf/PropertiesAllVersions/0112-2---61987%23ABN744,https://cdd.iec.ch/cdd/iec61987/iec61987.nsf/PropertiesAllVersions/0112-2---61987%23ABN700,https://cdd.iec.ch/cdd/iec61987/iec61987.nsf/PropertiesAllVersions/0112-2---61987%23ABN745,https://cdd.iec.ch/cdd/iec61987/iec61987.nsf/PropertiesAllVersions/0112-2---61987%23ABB067,https://cdd.iec.ch/cdd/iec61987/iec61987.nsf/PropertiesAllVersions/0112-2---61987%23ABB300,https://cdd.iec.ch/cdd/iec61987/iec61987.nsf/PropertiesAllVersions/0112-2---61987%23ABA560,https://cdd.iec.ch/cdd/iec61987/iec61987.nsf/PropertiesAllVersions/0112-2---61987%23ABB094,https://cdd.iec.ch/cdd/iec61987/iec61987.nsf/PropertiesAllVersions/0112-2---61987%23ABB066,https://cdd.iec.ch/cdd/iec61987/iec61987.nsf/PropertiesAllVersions/0112-2---61987%23ABH062,https://cdd.iec.ch/cdd/iec61987/iec61987.nsf/PropertiesAllVersions/0112-2---61987%23ABN746,https://cdd.iec.ch/cdd/iec61987/iec61987.nsf/PropertiesAllVersions/0112-2---61987%23ABN747,https://cdd.iec.ch/cdd/iec61987/iec61987.nsf/PropertiesAllVersions/0112-2---61987%23ABN748,https://cdd.iec.ch/cdd/iec61987/iec61987.nsf/PropertiesAllVersions/0112-2---61987%23ABN624,https://cdd.iec.ch/cdd/iec61987/iec61987.nsf/PropertiesAllVersions/0112-2---61987%23ABF194,https://cdd.iec.ch/cdd/iec61987/iec61987.nsf/PropertiesAllVersions/0112-2---61987%23ABN625,https://cdd.iec.ch/cdd/iec61987/iec61987.nsf/PropertiesAllVersions/0112-2---61987%23ABN749,https://cdd.iec.ch/cdd/iec61987/iec61987.nsf/PropertiesAllVersions/0112-2---61987%23ABN626,https://cdd.iec.ch/cdd/iec61987/iec61987.nsf/PropertiesAllVersions/0112-2---61987%23ABN750,https://cdd.iec.ch/cdd/iec61987/iec61987.nsf/PropertiesAllVersions/0112-2---61987%23ABN718,https://cdd.iec.ch/cdd/iec61987/iec61987.nsf/PropertiesAllVersions/0112-2---61987%23ABN751,https://cdd.iec.ch/cdd/iec61987/iec61987.nsf/PropertiesAllVersions/0112-2---61987%23ABN752,https://cdd.iec.ch/cdd/iec61987/iec61987.nsf/PropertiesAllVersions/0112-2---61987%23ABN753 | 0112-2---61987#ABN699,0112-2---61987#ABN743,0112-2---61987#ABB094,0112-2---61987#ABN749,0112-2---61987#ABH329,0112-2---61987#ABN745,0112-2---61987#ABA560,0112-2---61987#ABN748,0112-2---61987#ABN751,0112-2---61987#ABN742,0112-2---61987#ABN700,0112-2---61987#ABN625,0112-2---61987#ABN626,0112-2---61987#ABA927,0112-2---61987#ABN744,0112-2---61987#ABH062,0112-2---61987#ABN718,0112-2---61987#ABB290,0112-2---61987#ABB066,0112-2---61987#ABN746,0112-2---61987#ABN624,0112-2---61987#ABF194,0112-2---61987#ABN747,0112-2---61987#ABN750,0112-2---61987#ABN752,0112-2---61987#ABN616,0112-2---61987#ABN741,0112-2---61987#ABN698,0112-2---61987#ABB067,0112-2---61987#ABB300,0112-2---61987#ABN753
0112/2///61987#ABC091 | 002 | 01 | 0112/2///61987#ABC091#002 | Analog current output parameters |  |  |  | properties characterizing the configuration of the analog current output |  |  |  |  | ITEM_CLASS | [5 empty] | 0112/2///61987#ABC086 - Analog current output [1]0112/2///61987#ABC087 - Analog current output [2]0112/2///61987#ABC088 - Analog current output [3]0112/2///61987#ABC089 - Analog current output [4]0112/2///61987#ABC090 - Analog current output [5]0112/2///61987#ABD800 - Analog current output [6]0112/2///61987#ABG172 - Analog current output [8]0112/2///61987#ABG173 - Analog current output [9]0112/2///61987#ABG174 - Analog current output [10]0112/2///61987#ABG175 - Analog current output [11]0112/2///61987#ABG176 - Analog current output [12]0112/2///61987#ABG177 - Analog current output [13]0112/2///61987#ABG178 - Analog current output [14]0112/2///61987#ABG180 - Analog current output [16]0112/2///61987#ABP016 - Analog current output [I/O module] |  |  | false | Standard |  | IEC 61987 | IEC | 2023-01-23 | 2017-12-07 | 2023-01-23 | 2023-01-23 |  | IEC/SC 65E | C00128 |  | 0112/2///61987#ABV501 | https://cdd.iec.ch/CDD/IEC61987/iec61987.nsf/Classes/0112-2---61987%23ABC091 | https://cdd.iec.ch/cdd/iec61987/iec61987.nsf/PropertiesAllVersions/0112-2---61987%23ABA435,https://cdd.iec.ch/cdd/iec61987/iec61987.nsf/PropertiesAllVersions/0112-2---61987%23ABA368,https://cdd.iec.ch/cdd/iec61987/iec61987.nsf/PropertiesAllVersions/0112-2---61987%23ABA369,https://cdd.iec.ch/cdd/iec61987/iec61987.nsf/PropertiesAllVersions/0112-2---61987%23ABA438,https://cdd.iec.ch/cdd/iec61987/iec61987.nsf/PropertiesAllVersions/0112-2---61987%23ABA442,https://cdd.iec.ch/cdd/iec61987/iec61987.nsf/PropertiesAllVersions/0112-2---61987%23ABA373,https://cdd.iec.ch/cdd/iec61987/iec61987.nsf/PropertiesAllVersions/0112-2---61987%23ABA374,https://cdd.iec.ch/cdd/iec61987/iec61987.nsf/PropertiesAllVersions/0112-2---61987%23ABP077,https://cdd.iec.ch/cdd/iec61987/iec61987.nsf/PropertiesAllVersions/0112-2---61987%23ABP078,https://cdd.iec.ch/cdd/iec61987/iec61987.nsf/PropertiesAllVersions/0112-2---61987%23ABC806,https://cdd.iec.ch/cdd/iec61987/iec61987.nsf/PropertiesAllVersions/0112-2---61987%23ABA997,https://cdd.iec.ch/cdd/iec61987/iec61987.nsf/PropertiesAllVersions/0112-2---61987%23ABA444,https://cdd.iec.ch/cdd/iec61987/iec61987.nsf/PropertiesAllVersions/0112-2---61987%23ABP231,https://cdd.iec.ch/cdd/iec61987/iec61987.nsf/PropertiesAllVersions/0112-2---61987%23ABC843,https://cdd.iec.ch/cdd/iec61987/iec61987.nsf/PropertiesAllVersions/0112-2---61987%23ABC842,https://cdd.iec.ch/cdd/iec61987/iec61987.nsf/PropertiesAllVersions/0112-2---61987%23ABA390,https://cdd.iec.ch/cdd/iec61987/iec61987.nsf/PropertiesAllVersions/0112-2---61987%23ABC865,https://cdd.iec.ch/cdd/iec61987/iec61987.nsf/PropertiesAllVersions/0112-2---61987%23ABI463,https://cdd.iec.ch/cdd/iec61987/iec61987.nsf/PropertiesAllVersions/0112-2---61987%23ABB103,https://cdd.iec.ch/cdd/iec61987/iec61987.nsf/PropertiesAllVersions/0112-2---61987%23ABC850,https://cdd.iec.ch/cdd/iec61987/iec61987.nsf/PropertiesAllVersions/0112-2---61987%23ABA401,https://cdd.iec.ch/cdd/iec61987/iec61987.nsf/PropertiesAllVersions/0112-2---61987%23ABC778 | 0112-2---61987#ABC842,0112-2---61987#ABC865,0112-2---61987#ABC850,0112-2---61987#ABC778,0112-2---61987#ABA435,0112-2---61987#ABA373,0112-2---61987#ABA374,0112-2---61987#ABC806,0112-2---61987#ABA442,0112-2---61987#ABP231,0112-2---61987#ABA390,0112-2---61987#ABB103,0112-2---61987#ABP078,0112-2---61987#ABA444,0112-2---61987#ABC843,0112-2---61987#ABI463,0112-2---61987#ABA368,0112-2---61987#ABA369,0112-2---61987#ABA438,0112-2---61987#ABP077,0112-2---61987#ABA401,0112-2---61987#ABA997
0112/2///61987#ABC114 | 001 | 02 | 0112/2///61987#ABC114#001 | Assigned other variable range |  |  |  | properties characterizing a range configured for an other variable |  | 13 ABC114.13;¦PROLIST-Id: xxz267 |  |  | ITEM_CLASS | [5 empty] | 0112/2///61987#ABC121 - Assigned variable [4]0112/2///61987#ABC122 - Assigned variable [5]0112/2///61987#ABC120 - Assigned variable [3]0112/2///61987#ABG096 - Assigned variable [16]0112/2///61987#ABG089 - Assigned variable [9]0112/2///61987#ABG090 - Assigned variable [10]0112/2///61987#ABG091 - Assigned variable [11]0112/2///61987#ABG092 - Assigned variable [12]0112/2///61987#ABG097 - Assigned variable [17]0112/2///61987#ABH044 - Assigned variable [22]0112/2///61987#ABV037 - Assigned variable [18]0112/2///61987#ABV039 - Assigned variable [8]0112/2///61987#ABG094 - Assigned variable [14] |  |  |  | Standard |  |  |  | 2018-03-28 | 2013-08-27 | 2013-08-27 | 2014-06-18 |  | SC65E – IEC 61987 | C00004 |  | 0112/2///61987#ABV501 | https://cdd.iec.ch/CDD/IEC61987/iec61987.nsf/Classes/0112-2---61987%23ABC114 | https://cdd.iec.ch/cdd/iec61987/iec61987.nsf/PropertiesAllVersions/0112-2---61987%23ABB198,https://cdd.iec.ch/cdd/iec61987/iec61987.nsf/PropertiesAllVersions/0112-2---61987%23ABB229,https://cdd.iec.ch/cdd/iec61987/iec61987.nsf/PropertiesAllVersions/0112-2---61987%23ABB230,https://cdd.iec.ch/cdd/iec61987/iec61987.nsf/PropertiesAllVersions/0112-2---61987%23ABB785,https://cdd.iec.ch/cdd/iec61987/iec61987.nsf/PropertiesAllVersions/0112-2---61987%23ABB786,https://cdd.iec.ch/cdd/iec61987/iec61987.nsf/PropertiesAllVersions/0112-2---61987%23ABB580 | 0112-2---61987#ABB230,0112-2---61987#ABB785,0112-2---61987#ABB786,0112-2---61987#ABB580,0112-2---61987#ABB198,0112-2---61987#ABB229
0112/2///61987#ABC361 | 001 | 02 | 0112/2///61987#ABC361#001 | Material of flange or fitting |  |  |  | properties characterizing the material of which a flange or fitting is made |  |  |  |  | ITEM_CLASS | [5 empty] | 0112/2///61987#ABC464 - Orifice flange or fitting |  |  |  | Standard |  |  |  | 2018-03-28 | 2013-08-27 | 2013-08-27 | 2014-06-18 |  | SC65E – IEC 61987 | C00019 |  | 0112/2///61987#ABV501 | https://cdd.iec.ch/CDD/IEC61987/iec61987.nsf/Classes/0112-2---61987%23ABC361 | https://cdd.iec.ch/cdd/iec61987/iec61987.nsf/PropertiesAllVersions/0112-2---61987%23ABB455,https://cdd.iec.ch/cdd/iec61987/iec61987.nsf/PropertiesAllVersions/0112-2---61987%23ABI460,https://cdd.iec.ch/cdd/iec61987/iec61987.nsf/PropertiesAllVersions/0112-2---61987%23ABA908,https://cdd.iec.ch/cdd/iec61987/iec61987.nsf/PropertiesAllVersions/0112-2---61987%23ABA907 | 0112-2---61987#ABB455,0112-2---61987#ABI460,0112-2---61987#ABA908,0112-2---61987#ABA907
0112/2///61987#ABC364 | 001 | 02 | 0112/2///61987#ABC364#001 | Material of flow straightener |  |  |  | properties characterizing the material of a flow straightener |  |  |  |  | ITEM_CLASS | [5 empty] | 0112/2///61987#ABC246 - Flowtube assembly0112/2///61987#ABC412 - Flow measuring chamber0112/2///61987#ABC445 - Meter run |  |  |  | Standard |  |  |  | 2018-03-28 | 2013-08-27 | 2013-08-27 | 2014-06-18 |  | SC65E – IEC 61987 | C00019 |  | 0112/2///61987#ABV501 | https://cdd.iec.ch/CDD/IEC61987/iec61987.nsf/Classes/0112-2---61987%23ABC364 | https://cdd.iec.ch/cdd/iec61987/iec61987.nsf/PropertiesAllVersions/0112-2---61987%23ABB455,https://cdd.iec.ch/cdd/iec61987/iec61987.nsf/PropertiesAllVersions/0112-2---61987%23ABI460,https://cdd.iec.ch/cdd/iec61987/iec61987.nsf/PropertiesAllVersions/0112-2---61987%23ABA908,https://cdd.iec.ch/cdd/iec61987/iec61987.nsf/PropertiesAllVersions/0112-2---61987%23ABA907 | 0112-2---61987#ABB455,0112-2---61987#ABI460,0112-2---61987#ABA908,0112-2---61987#ABA907
0112/2///61987#ABC456 | 002 | 01 | 0112/2///61987#ABC456#002 | Normalized volume flow measurement |  |  |  | properties characterizing an normalized volumetric flow/fraction flow measurement |  | 1 ABC456.1 |  |  | ITEM_CLASS | [5 empty] | 0112/2///61987#ABC660 - Type of measured variable [1]0112/2///61987#ABC661 - Type of measured variable [2]0112/2///61987#ABC662 - Type of measured variable [3] |  |  |  | Standard |  |  |  | 2020-02-24 | 2017-12-07 | 2020-02-24 | 2020-02-24 |  | SC65E – IEC 61987 | C00091 |  | 0112/2///61987#ABV501 | https://cdd.iec.ch/CDD/IEC61987/iec61987.nsf/Classes/0112-2---61987%23ABC456 | https://cdd.iec.ch/cdd/iec61987/iec61987.nsf/PropertiesAllVersions/0112-2---61987%23ABB015,https://cdd.iec.ch/cdd/iec61987/iec61987.nsf/PropertiesAllVersions/0112-2---61987%23ABD048,https://cdd.iec.ch/cdd/iec61987/iec61987.nsf/PropertiesAllVersions/0112-2---61987%23ABA324,https://cdd.iec.ch/cdd/iec61987/iec61987.nsf/PropertiesAllVersions/0112-2---61987%23ABA326,https://cdd.iec.ch/cdd/iec61987/iec61987.nsf/PropertiesAllVersions/0112-2---61987%23ABA327,https://cdd.iec.ch/cdd/iec61987/iec61987.nsf/PropertiesAllVersions/0112-2---61987%23ABA328,https://cdd.iec.ch/cdd/iec61987/iec61987.nsf/PropertiesAllVersions/0112-2---61987%23ABA330,https://cdd.iec.ch/cdd/iec61987/iec61987.nsf/PropertiesAllVersions/0112-2---61987%23ABB781,https://cdd.iec.ch/cdd/iec61987/iec61987.nsf/PropertiesAllVersions/0112-2---61987%23ABH430,https://cdd.iec.ch/cdd/iec61987/iec61987.nsf/PropertiesAllVersions/0112-2---61987%23ABJ600,https://cdd.iec.ch/cdd/iec61987/iec61987.nsf/PropertiesAllVersions/0112-2---61987%23ABJ601,https://cdd.iec.ch/cdd/iec61987/iec61987.nsf/PropertiesAllVersions/0112-2---61987%23ABN594 | 0112-2---61987#ABJ600,0112-2---61987#ABJ601,0112-2---61987#ABN594,0112-2---61987#ABB015,0112-2---61987#ABD048,0112-2---61987#ABA326,0112-2---61987#ABA330,0112-2---61987#ABB781,0112-2---61987#ABH430,0112-2---61987#ABA324,0112-2---61987#ABA327,0112-2---61987#ABA328
0112/2///61987#ABD819 | 002 | 01 | 0112/2///61987#ABD819#002 | Codes and standards approval [3] |  |  |  | properties characterizing a device approval for a code or standard |  |  |  |  | ITEM_CLASS | [5 empty] | 0112/2///61987#ABD929 - Mechanical and electrical construction [globe valve]0112/2///61987#ABD930 - Mechanical and electrical construction [ball valve]0112/2///61987#ABD931 - Mechanical and electrical construction [pressure reducing regulator or back pressure/excess pressure regulator]0112/2///61987#ABD933 - Mechanical and electrical construction [butterfly valve]0112/2///61987#ABD935 - Mechanical and electrical construction [plug valve]0112/2///61987#ABD936 - Mechanical and electrical construction [diaphragm valve]0112/2///61987#ABD936 - Mechanical and electrical construction [diaphragm/pinch valve]0112/2///61987#ABD937 - Mechanical and electrical construction [eccentric plug valve]0112/2///61987#ABD939 - Mechanical and electrical construction [gate valve]0112/2///61987#ABD940 - Mechanical and electrical construction [valve body assembly]0112/2///61987#ABE612 - Mechanical and electrical construction [restriction orifice/diffuser] |  |  |  | Standard |  |  |  | 2018-03-28 | 2013-09-02 | 2018-03-20 | 2018-03-20 |  | SC65E – IEC 61987 | C00004 |  | 0112/2///61987#ABV501 | https://cdd.iec.ch/CDD/IEC61987/iec61987.nsf/Classes/0112-2---61987%23ABD819 | https://cdd.iec.ch/cdd/iec61987/iec61987.nsf/PropertiesAllVersions/0112-2---61987%23ABE240,https://cdd.iec.ch/cdd/iec61987/iec61987.nsf/PropertiesAllVersions/0112-2---61987%23ABA470,https://cdd.iec.ch/cdd/iec61987/iec61987.nsf/PropertiesAllVersions/0112-2---61987%23ABD104 | 0112-2---61987#ABE240,0112-2---61987#ABA470,0112-2---61987#ABD104
0112/2///61987#ABH460 | 001 | 01 | 0112/2///61987#ABH460#001 | Process design ratings [15] |  |  |  | properties characterizing the process conditions for which the device is designed |  |  |  |  | ITEM_CLASS | [5 empty] | 0112/2///61987#ABH458 - Rated Operating Conditions [27]0112/2///61987#ABH458 - Rated operating conditions [27] |  |  |  | Standard |  |  |  | 2018-03-28 |  | 2016-05-24 | 2016-05-24 |  | SC65E – IEC 61987 | C00018 | 001-01 (2018-03-28 07:26:12 by BATCH 00000762) standard | 0112/2///61987#ABV501 | https://cdd.iec.ch/CDD/IEC61987/iec61987.nsf/Classes/0112-2---61987%23ABH460 | https://cdd.iec.ch/cdd/iec61987/iec61987.nsf/PropertiesAllVersions/0112-2---61987%23ABH445,https://cdd.iec.ch/cdd/iec61987/iec61987.nsf/PropertiesAllVersions/0112-2---61987%23ABH463,https://cdd.iec.ch/cdd/iec61987/iec61987.nsf/PropertiesAllVersions/0112-2---61987%23ABC948,https://cdd.iec.ch/cdd/iec61987/iec61987.nsf/PropertiesAllVersions/0112-2---61987%23ABC938 | 0112-2---61987#ABH445,0112-2---61987#ABH463,0112-2---61987#ABC948,0112-2---61987#ABC938
0112/2///61987#ABU549 | 004 | 01 | 0112/2///61987#ABU549#004 | Function and system design [2] |  |  |  | properties characterizing the use and/or the dependability of a device as well as its behaviour within a system |  |  |  |  | ITEM_CLASS | [5 empty] | 0112/2///61987#ABE631 - Device LOP for solenoid valve |  |  | false | Standard |  | IEC 61987 | IEC | 2022-12-09 | 2017-12-07 | 2022-12-09 | 2022-12-09 |  | IEC/SC 65E | C00112 |  | 0112/2///61987#ABV501 | https://cdd.iec.ch/CDD/IEC61987/iec61987.nsf/Classes/0112-2---61987%23ABU549 | https://cdd.iec.ch/cdd/iec61987/iec61987.nsf/PropertiesAllVersions/0112-2---61987%23ABB028,https://cdd.iec.ch/cdd/iec61987/iec61987.nsf/PropertiesAllVersions/0112-2---61987%23ABB082,https://cdd.iec.ch/cdd/iec61987/iec61987.nsf/PropertiesAllVersions/0112-2---61987%23ABB006,https://cdd.iec.ch/cdd/iec61987/iec61987.nsf/PropertiesAllVersions/0112-2---61987%23ABN592,https://cdd.iec.ch/cdd/iec61987/iec61987.nsf/PropertiesAllVersions/0112-2---61987%23ABN593,https://cdd.iec.ch/cdd/iec61987/iec61987.nsf/PropertiesAllVersions/0112-2---61987%23ABA310,https://cdd.iec.ch/cdd/iec61987/iec61987.nsf/PropertiesAllVersions/0112-2---61987%23ABC811 | 0112-2---61987#ABB028,0112-2---61987#ABB082,0112-2---61987#ABB006,0112-2---61987#ABN592,0112-2---61987#ABN593,0112-2---61987#ABA310,0112-2---61987#ABC811
0112/2///61987#ABV031 | 001 | 01 | 0112/2///61987#ABV031#001 | Performance [21] |  |  |  | properties characterizing the performance of the device with regard to measurement accuracy and dynamic behaviour |  | Id specified in IEC61987: ABG224 | from IEC 61987-1, 5.6 |  | ITEM_CLASS | [9 empty] | Standard |  | IEC 61987 | IEC | 2018-03-28 | 2018-03-28 | 2018-03-28 | 2018-03-28 |  | SC65E – IEC 61987 | C00018 | 001-01 (2018-03-28 07:26:13 by BATCH 00000762) standard | 0112/2///61987#ABV501 | https://cdd.iec.ch/CDD/IEC61987/iec61987.nsf/Classes/0112-2---61987%23ABV031 | https://cdd.iec.ch/cdd/iec61987/iec61987.nsf/PropertiesAllVersions/0112-2---61987%23ABG794,https://cdd.iec.ch/cdd/iec61987/iec61987.nsf/PropertiesAllVersions/0112-2---61987%23ABB636,https://cdd.iec.ch/cdd/iec61987/iec61987.nsf/PropertiesAllVersions/0112-2---61987%23ABG810,https://cdd.iec.ch/cdd/iec61987/iec61987.nsf/PropertiesAllVersions/0112-2---61987%23ABD132 | 0112-2---61987#ABG794,0112-2---61987#ABB636,0112-2---61987#ABG810,0112-2---61987#ABD132
0112/2///61987#ABA730 | 002 | 01 | 0112/2///61987#ABA730#002 | Photoelectric switch |  |  |  | position switch that uses photoelectrical means to detect a position regime |  |  |  |  | ITEM_CLASS | [9 empty] | Standard |  |  |  | 2018-03-28 | 2013-08-27 | 2016-05-24 | 2016-05-24 |  | SC65E – IEC 61987 | C00004 |  | 0112/2///61987#ABA728 | https://cdd.iec.ch/CDD/IEC61987/iec61987.nsf/Classes/0112-2---61987%23ABA730
0112/2///61987#ABC285 | 001 | 02 | 0112/2///61987#ABC285#001 | Influence of process pressure at selected test point |  |  |  | properties characterizing the influence of process pressure for selected process pressures |  |  |  |  | ITEM_CLASS | [5 empty] | 0112/2///61987#ABC276 - Influence of external quantities expressed as a percentage0112/2///61987#ABC277 - Influence of external quantities expressed as a percentage for pressure0112/2///61987#ABG314 - Influence of external quantities expressed as a percentage [4]0112/2///61987#ABJ593 - Influence of external quantities expressed as a percentage [5] |  |  |  | Standard |  |  |  | 2018-03-28 | 2013-08-27 | 2013-08-27 | 2014-06-18 |  | SC65E – IEC 61987 | C00004 |  | 0112/2///61987#ABV501 | https://cdd.iec.ch/CDD/IEC61987/iec61987.nsf/Classes/0112-2---61987%23ABC285 | https://cdd.iec.ch/cdd/iec61987/iec61987.nsf/PropertiesAllVersions/0112-2---61987%23ABB685,https://cdd.iec.ch/cdd/iec61987/iec61987.nsf/PropertiesAllVersions/0112-2---61987%23ABB686,https://cdd.iec.ch/cdd/iec61987/iec61987.nsf/PropertiesAllVersions/0112-2---61987%23ABB687 | 0112-2---61987#ABB685,0112-2---61987#ABB686,0112-2---61987#ABB687
0112/2///61987#ABC299 | 002 | 01 | 0112/2///61987#ABC299#002 | Input [10] |  |  |  | properties characterizing a measured variable, the size of which is to be acquired and indicated by the measurement as well as any auxiliary signal inputs |  |  | from IEC 61987-1, 5.4 |  | ITEM_CLASS | [5 empty] | 0112/2///61987#ABA029 - Device LOP for absolute/gauge pressure transmitter0112/2///61987#ABA031 - Device LOP for differential pressure transmitter |  |  |  | Standard |  |  |  | 2018-03-28 | 2013-08-27 | 2016-05-24 | 2016-05-24 |  | SC65E – IEC 61987 | C00004 |  | 0112/2///61987#ABV501 | https://cdd.iec.ch/CDD/IEC61987/iec61987.nsf/Classes/0112-2---61987%23ABC299 | https://cdd.iec.ch/cdd/iec61987/iec61987.nsf/PropertiesAllVersions/0112-2---61987%23ABB065,https://cdd.iec.ch/cdd/iec61987/iec61987.nsf/PropertiesAllVersions/0112-2---61987%23ABD040,https://cdd.iec.ch/cdd/iec61987/iec61987.nsf/PropertiesAllVersions/0112-2---61987%23ABA340,https://cdd.iec.ch/cdd/iec61987/iec61987.nsf/PropertiesAllVersions/0112-2---61987%23ABC764 | 0112-2---61987#ABB065,0112-2---61987#ABD040,0112-2---61987#ABA340,0112-2---61987#ABC764
0112/2///61987#ABE809 | 001 | 01 | 0112/2///61987#ABE809#001 | Accuracy for a subrange of volume fraction |  |  |  | properties characterizing the accuracy of a volume fraction measurement for a subrange of ideal span |  |  |  |  | ITEM_CLASS | [5 empty] | 0112/2///61987#ABE793 - Absolute performance for volume fraction |  |  |  | Standard |  | IEC 61987 | IEC | 2018-03-28 | 2018-03-28 | 2018-03-28 | 2018-03-28 |  | SC65E – IEC 61987 | C00017 | 001-01 (2018-03-28 07:26:04 by BATCH 00000762) standard | 0112/2///61987#ABV501 | https://cdd.iec.ch/CDD/IEC61987/iec61987.nsf/Classes/0112-2---61987%23ABE809 | https://cdd.iec.ch/cdd/iec61987/iec61987.nsf/PropertiesAllVersions/0112-2---61987%23ABE810,https://cdd.iec.ch/cdd/iec61987/iec61987.nsf/PropertiesAllVersions/0112-2---61987%23ABE811,https://cdd.iec.ch/cdd/iec61987/iec61987.nsf/PropertiesAllVersions/0112-2---61987%23ABE803,https://cdd.iec.ch/cdd/iec61987/iec61987.nsf/PropertiesAllVersions/0112-2---61987%23ABE804,https://cdd.iec.ch/cdd/iec61987/iec61987.nsf/PropertiesAllVersions/0112-2---61987%23ABE805 | 0112-2---61987#ABE804,0112-2---61987#ABE805,0112-2---61987#ABE810,0112-2---61987#ABE811,0112-2---61987#ABE803
0112/2///61987#ABH552 | 001 | 01 | 0112/2///61987#ABH552#001 | Calibration and test results |  |  |  | properties characterizing the results of calibrations and tests performed by the manufacturer | If the customer specifies one or more calibration points, the manufacturer shall use the unit of measure given by the customer for calibrating the device. |  |  |  | ITEM_CLASS | [9 empty] | Standard |  |  |  | 2019-03-08 | 2017-12-07 | 2019-03-08 | 2019-03-08 |  | SC65E – IEC 61987 | C00018 | 001-01 (2019-03-08 15:35:12 by BATCH 00000766) standard | 0112/2///61987#ABH525 | https://cdd.iec.ch/CDD/IEC61987/iec61987.nsf/Classes/0112-2---61987%23ABH552 | https://cdd.iec.ch/cdd/iec61987/iec61987.nsf/PropertiesAllVersions/0112-2---61987%23ABH606,https://cdd.iec.ch/cdd/iec61987/iec61987.nsf/PropertiesAllVersions/0112-2---61987%23ABH607,https://cdd.iec.ch/cdd/iec61987/iec61987.nsf/PropertiesAllVersions/0112-2---61987%23ABH560,https://cdd.iec.ch/cdd/iec61987/iec61987.nsf/PropertiesAllVersions/0112-2---61987%23ABH718,https://cdd.iec.ch/cdd/iec61987/iec61987.nsf/PropertiesAllVersions/0112-2---61987%23ABH557,https://cdd.iec.ch/cdd/iec61987/iec61987.nsf/PropertiesAllVersions/0112-2---61987%23ABH717 | 0112-2---61987#ABH606,0112-2---61987#ABH607,0112-2---61987#ABH560,0112-2---61987#ABH718,0112-2---61987#ABH557,0112-2---61987#ABH717
0112/2///61987#ABV034 | 001 | 01 | 0112/2///61987#ABV034#001 | Material of grounding tube/grounding electrode |  |  |  | properties characterizing the material of which the grounding tube or the grounding electrode is made |  | Id specified in IEC61987: ABF152 |  |  | ITEM_CLASS | [5 empty] | - |  |  |  | Standard |  | IEC 61987 | IEC | 2018-03-28 | 2018-03-28 | 2018-03-28 | 2018-03-28 |  | SC65E – IEC 61987 | C00018 | 001-01 (2018-03-28 07:26:13 by BATCH 00000762) standard | 0112/2///61987#ABV501 | https://cdd.iec.ch/CDD/IEC61987/iec61987.nsf/Classes/0112-2---61987%23ABV034 | https://cdd.iec.ch/cdd/iec61987/iec61987.nsf/PropertiesAllVersions/0112-2---61987%23ABB455,https://cdd.iec.ch/cdd/iec61987/iec61987.nsf/PropertiesAllVersions/0112-2---61987%23ABI460,https://cdd.iec.ch/cdd/iec61987/iec61987.nsf/PropertiesAllVersions/0112-2---61987%23ABA908,https://cdd.iec.ch/cdd/iec61987/iec61987.nsf/PropertiesAllVersions/0112-2---61987%23ABA907 | 0112-2---61987#ABB455,0112-2---61987#ABI460,0112-2---61987#ABA908,0112-2---61987#ABA907
0112/2///61987#ABN993 | 001 | 01 | 0112/2///61987#ABN993#001 | Frequency controller |  |  |  | controller that outputs varying motor input frequency and voltage in order to control motor speed and torque |  |  |  |  | ITEM_CLASS |  |  |  |  | 0112/2///61987#ABP285 - reference to Operating LOP for infrastructure devices |  |  |  | true | Standard |  | IEC 61987-31 | IEC | 2022-10-26 | 2022-10-26 | 2022-10-26 | 2022-10-26 |  | IEC/SC 65E | C00127 | 001-01 (2022-10-26 07:15:16 by BATCH 00000802) standard | 0112/2///61987#ABN988 | https://cdd.iec.ch/CDD/IEC61987/iec61987.nsf/Classes/0112-2---61987%23ABN993
0112/2///61987#ABN605 | 001 | 02 | 0112/2///61987#ABN605#001 | LOPD for general device variables/status |  |  |  | list of dynamic properties characterizing information issued by a device | These properties can be related to several device types. |  |  |  | ITEM_CLASS | [9 empty] | Standard |  | IEC 61987 | IEC | 2022-06-28 |  | 2020-02-24 | 2022-06-28 |  | IEC SC65E | C00112 |  | 0112/2///61987#ABJ725 | https://cdd.iec.ch/CDD/IEC61987/iec61987.nsf/Classes/0112-2---61987%23ABN605 | https://cdd.iec.ch/cdd/iec61987/iec61987.nsf/PropertiesAllVersions/0112-2---61987%23ABN603,https://cdd.iec.ch/cdd/iec61987/iec61987.nsf/PropertiesAllVersions/0112-2---61987%23ABN604,https://cdd.iec.ch/cdd/iec61987/iec61987.nsf/PropertiesAllVersions/0112-2---61987%23ABN973 | 0112-2---61987#ABN603,0112-2---61987#ABN604,0112-2---61987#ABN973
0112/2///61987#ABD476 | 001 | 02 | 0112/2///61987#ABD476#001 | Contacts |  |  |  | properties characterizing the electrical contacts of a mechanical indicator |  |  |  |  | ITEM_CLASS | [5 empty] | 0112/2///61987#ABC195 - Dial indicator0112/2///61987#ABD480 - Dial indicator [2]0112/2///61987#ABD848 - Dial indicator [3]0112/2///61987#ABE601 - Structural design of a limit switch |  |  |  | Standard |  |  |  | 2018-03-28 | 2013-09-27 | 2014-03-13 | 2014-06-18 |  | SC65E – IEC 61987 | C00014 |  | 0112/2///61987#ABV501 | https://cdd.iec.ch/CDD/IEC61987/iec61987.nsf/Classes/0112-2---61987%23ABD476 | https://cdd.iec.ch/cdd/iec61987/iec61987.nsf/PropertiesAllVersions/0112-2---61987%23ABA192,https://cdd.iec.ch/cdd/iec61987/iec61987.nsf/PropertiesAllVersions/0112-2---61987%23ABA217,https://cdd.iec.ch/cdd/iec61987/iec61987.nsf/PropertiesAllVersions/0112-2---61987%23ABB890,https://cdd.iec.ch/cdd/iec61987/iec61987.nsf/PropertiesAllVersions/0112-2---61987%23ABA219,https://cdd.iec.ch/cdd/iec61987/iec61987.nsf/PropertiesAllVersions/0112-2---61987%23ABB891 | 0112-2---61987#ABA219,0112-2---61987#ABB891,0112-2---61987#ABA192,0112-2---61987#ABA217,0112-2---61987#ABB890
0112/2///61987#ABE596 | 001 | 01 | 0112/2///61987#ABE596#001 | Mechanical and electrical construction [position transmitter] |  |  |  | properties characterizing the constructional details of the device and its parts |  |  |  |  | ITEM_CLASS | [5 empty] | 0112/2///61987#ABV520 - Device LOP for position transmitter |  |  |  | Standard |  | IEC 61987 | IEC | 2018-03-28 | 2014-07-25 | 2018-03-20 | 2018-03-20 |  | SC65E – IEC 61987 | C00016 | 001-01 (2018-03-28 07:26:03 by BATCH 00000762) standard | 0112/2///61987#ABV501 | https://cdd.iec.ch/CDD/IEC61987/iec61987.nsf/Classes/0112-2---61987%23ABE596 | https://cdd.iec.ch/cdd/iec61987/iec61987.nsf/PropertiesAllVersions/0112-2---61987%23ABD534,https://cdd.iec.ch/cdd/iec61987/iec61987.nsf/PropertiesAllVersions/0112-2---61987%23ABE515,https://cdd.iec.ch/cdd/iec61987/iec61987.nsf/PropertiesAllVersions/0112-2---61987%23ABB139,https://cdd.iec.ch/cdd/iec61987/iec61987.nsf/PropertiesAllVersions/0112-2---61987%23ABC862,https://cdd.iec.ch/cdd/iec61987/iec61987.nsf/PropertiesAllVersions/0112-2---61987%23ABC790 | 0112-2---61987#ABD534,0112-2---61987#ABE515,0112-2---61987#ABB139,0112-2---61987#ABC862,0112-2---61987#ABC790
0112/2///61987#ABG194 | 001 | 01 | 0112/2///61987#ABG194#001 | Frequency output [12] |  |  |  | properties characterizing the parameters of the frequency output |  | Polymorphic element: ABG194, Id: 2 |  |  | ITEM_CLASS | [5 empty] | 0112/2///61987#ABG146 - Type of output [16] |  |  |  | Standard |  | IEC 61987 | IEC | 2018-03-28 | 2014-12-17 | 2018-03-20 | 2018-03-20 |  | SC65E – IEC 61987 | C00018 | 001-01 (2018-03-28 07:26:08 by BATCH 00000762) standard | 0112/2///61987#ABV501 | https://cdd.iec.ch/CDD/IEC61987/iec61987.nsf/Classes/0112-2---61987%23ABG194 | https://cdd.iec.ch/cdd/iec61987/iec61987.nsf/PropertiesAllVersions/0112-2---61987%23ABU865,https://cdd.iec.ch/cdd/iec61987/iec61987.nsf/PropertiesAllVersions/0112-2---61987%23ABD185 | 0112-2---61987#ABU865,0112-2---61987#ABD185
0112/2///61987#ABA690 | 002 | 01 | 0112/2///61987#ABA690#002 | Flow sight indicator |  |  |  | sight indicator that shows the presence of a flow regime |  |  |  |  | ITEM_CLASS | [9 empty] | Standard |  |  |  | 2018-03-28 | 2013-08-27 | 2016-05-24 | 2016-05-24 |  | SC65E – IEC 61987 | C00004 |  | 0112/2///61987#ABA689 | https://cdd.iec.ch/CDD/IEC61987/iec61987.nsf/Classes/0112-2---61987%23ABA690
0112/2///61987#ABC177 | 004 | 01 | 0112/2///61987#ABC177#004 | Custody transfer approval |  |  |  | properties characterizing certificates and approvals pertaining to usage in custody transfer |  |  |  |  | ITEM_CLASS | [5 empty] | 0112/2///61987#ABC102 - Approval for use in special applications |  |  |  | Standard |  |  |  | 2018-03-28 | 2013-08-27 | 2018-03-20 | 2018-03-20 |  | SC65E – IEC 61987 | C00004 |  | 0112/2///61987#ABV501 | https://cdd.iec.ch/CDD/IEC61987/iec61987.nsf/Classes/0112-2---61987%23ABC177 | https://cdd.iec.ch/cdd/iec61987/iec61987.nsf/PropertiesAllVersions/0112-2---61987%23ABA256,https://cdd.iec.ch/cdd/iec61987/iec61987.nsf/PropertiesAllVersions/0112-2---61987%23ABA257,https://cdd.iec.ch/cdd/iec61987/iec61987.nsf/PropertiesAllVersions/0112-2---61987%23ABA998 | 0112-2---61987#ABA256,0112-2---61987#ABA257,0112-2---61987#ABA998
0112/2///61987#ABE604 | 001 | 01 | 0112/2///61987#ABE604#001 | Structural design [solenoid valve] |  |  |  | properties characterizing the constructional details of a device |  |  |  |  | ITEM_CLASS | [5 empty] | 0112/2///61987#ABE603 - Mechanical and electrical construction [solenoid valve] |  |  |  | Standard |  | IEC 61987 | IEC | 2018-03-28 | 2014-07-25 | 2018-03-20 | 2018-03-20 |  | SC65E – IEC 61987 | C00016 | 001-01 (2018-03-28 07:26:03 by BATCH 00000762) standard | 0112/2///61987#ABV501 | https://cdd.iec.ch/CDD/IEC61987/iec61987.nsf/Classes/0112-2---61987%23ABE604 | https://cdd.iec.ch/cdd/iec61987/iec61987.nsf/PropertiesAllVersions/0112-2---61987%23ABE534,https://cdd.iec.ch/cdd/iec61987/iec61987.nsf/PropertiesAllVersions/0112-2---61987%23ABE535,https://cdd.iec.ch/cdd/iec61987/iec61987.nsf/PropertiesAllVersions/0112-2---61987%23ABE540,https://cdd.iec.ch/cdd/iec61987/iec61987.nsf/PropertiesAllVersions/0112-2---61987%23ABE541 | 0112-2---61987#ABE534,0112-2---61987#ABE535,0112-2---61987#ABE540,0112-2---61987#ABE541
0112/2///61987#ABE588 | 001 | 01 | 0112/2///61987#ABE588#001 | Normal environmental conditions [5] |  |  |  | properties characterizing the values which an influence quantity can assume to which the device is or must be designed |  |  |  |  | ITEM_CLASS | [5 empty] | 0112/2///61987#ABE587 - Environmental design ratings [5] |  |  |  | Standard |  | IEC 61987 | IEC | 2018-03-28 | 2014-07-25 | 2018-03-20 | 2018-03-20 |  | SC65E – IEC 61987 | C00016 | 001-01 (2018-03-28 07:26:03 by BATCH 00000762) standard | 0112/2///61987#ABV501 | https://cdd.iec.ch/CDD/IEC61987/iec61987.nsf/Classes/0112-2---61987%23ABE588 | https://cdd.iec.ch/cdd/iec61987/iec61987.nsf/PropertiesAllVersions/0112-2---61987%23ABA621,https://cdd.iec.ch/cdd/iec61987/iec61987.nsf/PropertiesAllVersions/0112-2---61987%23ABA623,https://cdd.iec.ch/cdd/iec61987/iec61987.nsf/PropertiesAllVersions/0112-2---61987%23ABA964,https://cdd.iec.ch/cdd/iec61987/iec61987.nsf/PropertiesAllVersions/0112-2---61987%23ABB282,https://cdd.iec.ch/cdd/iec61987/iec61987.nsf/PropertiesAllVersions/0112-2---61987%23ABB162,https://cdd.iec.ch/cdd/iec61987/iec61987.nsf/PropertiesAllVersions/0112-2---61987%23ABA571,https://cdd.iec.ch/cdd/iec61987/iec61987.nsf/PropertiesAllVersions/0112-2---61987%23ABA410,https://cdd.iec.ch/cdd/iec61987/iec61987.nsf/PropertiesAllVersions/0112-2---61987%23ABA089,https://cdd.iec.ch/cdd/iec61987/iec61987.nsf/PropertiesAllVersions/0112-2---61987%23ABA091,https://cdd.iec.ch/cdd/iec61987/iec61987.nsf/PropertiesAllVersions/0112-2---61987%23ABD396,https://cdd.iec.ch/cdd/iec61987/iec61987.nsf/PropertiesAllVersions/0112-2---61987%23ABD398,https://cdd.iec.ch/cdd/iec61987/iec61987.nsf/PropertiesAllVersions/0112-2---61987%23ABA572,https://cdd.iec.ch/cdd/iec61987/iec61987.nsf/PropertiesAllVersions/0112-2---61987%23ABA108,https://cdd.iec.ch/cdd/iec61987/iec61987.nsf/PropertiesAllVersions/0112-2---61987%23ABA963,https://cdd.iec.ch/cdd/iec61987/iec61987.nsf/PropertiesAllVersions/0112-2---61987%23ABA109 | 0112-2---61987#ABA410,0112-2---61987#ABA572,0112-2---61987#ABB282,0112-2---61987#ABB162,0112-2---61987#ABA571,0112-2---61987#ABA109,0112-2---61987#ABA964,0112-2---61987#ABA089,0112-2---61987#ABA963,0112-2---61987#ABA621,0112-2---61987#ABA623,0112-2---61987#ABA091,0112-2---61987#ABD396,0112-2---61987#ABD398,0112-2---61987#ABA108
0112/2///61987#ABE639 | 002 | 01 | 0112/2///61987#ABE639#002 | Separate level transmitter/switching unit |  |  |  | separate transmitter or switching unit designed for level measurement |  |  |  |  | ITEM_CLASS |  |  |  |  | 0112/2///61987#ABE645 - reference to Generic OLOP for system components |  |  |  |  | Standard |  |  |  | 2018-03-28 | 2014-07-18 | 2018-03-20 | 2018-03-20 |  | SC65E – IEC 61987 | C00018 |  | 0112/2///61987#ABA638 | https://cdd.iec.ch/CDD/IEC61987/iec61987.nsf/Classes/0112-2---61987%23ABE639 | https://cdd.iec.ch/cdd/iec61987/iec61987.nsf/PropertiesAllVersions/0112-2---61987%23ABF906 | 0112-2---61987#ABF906,0112-2---61987#ABE645
0112/2///61987#ABC071 | 001 | 02 | 0112/2///61987#ABC071#001 | Accuracy for a subrange of dynamic viscosity |  |  |  | properties characterizing the accuracy of a dynamic viscosity measurement, for a subrange of ideal span |  |  |  |  | ITEM_CLASS | [5 empty] | 0112/2///61987#ABC059 - Absolute performance for dynamic viscosity |  |  |  | Standard |  |  |  | 2018-03-28 | 2013-08-27 | 2013-08-27 | 2014-06-18 |  | SC65E – IEC 61987 | C00004 |  | 0112/2///61987#ABV501 | https://cdd.iec.ch/CDD/IEC61987/iec61987.nsf/Classes/0112-2---61987%23ABC071 | https://cdd.iec.ch/cdd/iec61987/iec61987.nsf/PropertiesAllVersions/0112-2---61987%23ABB200,https://cdd.iec.ch/cdd/iec61987/iec61987.nsf/PropertiesAllVersions/0112-2---61987%23ABB199,https://cdd.iec.ch/cdd/iec61987/iec61987.nsf/PropertiesAllVersions/0112-2---61987%23ABB225,https://cdd.iec.ch/cdd/iec61987/iec61987.nsf/PropertiesAllVersions/0112-2---61987%23ABB201,https://cdd.iec.ch/cdd/iec61987/iec61987.nsf/PropertiesAllVersions/0112-2---61987%23ABB750 | 0112-2---61987#ABB200,0112-2---61987#ABB199,0112-2---61987#ABB225,0112-2---61987#ABB201,0112-2---61987#ABB750
0112/2///61987#ABC307 | 003 | 01 | 0112/2///61987#ABC307#003 | Installation design conditions [2] |  |  |  | properties characterizing the installation conditions at a measuring or control point |  |  |  |  | ITEM_CLASS | [5 empty] | 0112/2///61987#ABC459 - Operating conditions for device design |  |  | false | Standard |  | IEC 61987 | IEC | 2022-12-09 | 2017-12-07 | 2022-12-09 | 2022-12-09 |  | IEC/SC 65E | C00112 |  | 0112/2///61987#ABV501 | https://cdd.iec.ch/CDD/IEC61987/iec61987.nsf/Classes/0112-2---61987%23ABC307 | https://cdd.iec.ch/cdd/iec61987/iec61987.nsf/PropertiesAllVersions/0112-2---61987%23ABC815 | 0112-2---61987#ABC815
0112/2///61987#ABC309 | 001 | 02 | 0112/2///61987#ABC309#001 | Jumper |  |  |  | properties characterizing a jumper provided for configuring a device |  |  |  |  | ITEM_CLASS | [5 empty] | 0112/2///61987#ABC264 - Hardware configuration elements |  |  |  | Standard |  |  |  | 2018-03-28 | 2013-08-27 | 2013-08-27 | 2014-06-18 |  | SC65E – IEC 61987 | C00004 |  | 0112/2///61987#ABV501 | https://cdd.iec.ch/CDD/IEC61987/iec61987.nsf/Classes/0112-2---61987%23ABC309 | https://cdd.iec.ch/cdd/iec61987/iec61987.nsf/PropertiesAllVersions/0112-2---61987%23ABA474,https://cdd.iec.ch/cdd/iec61987/iec61987.nsf/PropertiesAllVersions/0112-2---61987%23ABA475,https://cdd.iec.ch/cdd/iec61987/iec61987.nsf/PropertiesAllVersions/0112-2---61987%23ABA476,https://cdd.iec.ch/cdd/iec61987/iec61987.nsf/PropertiesAllVersions/0112-2---61987%23ABA477 | 0112-2---61987#ABA474,0112-2---61987#ABA475,0112-2---61987#ABA476,0112-2---61987#ABA477
0112/2///61987#ABC340 | 001 | 02 | 0112/2///61987#ABC340#001 | Material of ball valve |  |  |  | properties characterizing the material of which the ball valve of the hot tap is made |  |  |  |  | ITEM_CLASS | [5 empty] | 0112/2///61987#ABC582 - Retractable electromagnetic insertion flow transmitter0112/2///61987#ABC583 - Retractable thermal mass flow transmitter |  |  |  | Standard |  |  |  | 2018-03-28 | 2013-08-27 | 2013-08-27 | 2014-06-18 |  | SC65E – IEC 61987 | C00019 |  | 0112/2///61987#ABV501 | https://cdd.iec.ch/CDD/IEC61987/iec61987.nsf/Classes/0112-2---61987%23ABC340 | https://cdd.iec.ch/cdd/iec61987/iec61987.nsf/PropertiesAllVersions/0112-2---61987%23ABB455,https://cdd.iec.ch/cdd/iec61987/iec61987.nsf/PropertiesAllVersions/0112-2---61987%23ABI460,https://cdd.iec.ch/cdd/iec61987/iec61987.nsf/PropertiesAllVersions/0112-2---61987%23ABA908,https://cdd.iec.ch/cdd/iec61987/iec61987.nsf/PropertiesAllVersions/0112-2---61987%23ABA907 | 0112-2---61987#ABB455,0112-2---61987#ABI460,0112-2---61987#ABA908,0112-2---61987#ABA907
0112/2///61987#ABC557 | 003 | 01 | 0112/2///61987#ABC557#003 | Rated operating conditions [1] |  |  |  | properties characterizing the conditions that must be fulfilled during operation in order that a device or assembly performs as designed |  |  |  |  | ITEM_CLASS | [5 empty] | 0112/2///61987#ABA005 - Device LOP for flow transmitter0112/2///61987#ABA006 - Device LOP for coriolis mass flow transmitter0112/2///61987#ABA007 - Device LOP for swirl flow transmitter0112/2///61987#ABA008 - Device LOP for electromagnetic flow transmitter0112/2///61987#ABA009 - Device LOP for electromagnetic insertion flow transmitter0112/2///61987#ABA010 - Device LOP for orifice/differential pressure flow transmitter0112/2///61987#ABA013 - Device LOP for (oval) gear flow transmitter/gauge0112/2///61987#ABA014 - Device LOP for piston flow transmitter/gauge0112/2///61987#ABA016 - Device LOP for thermal mass flow transmitter0112/2///61987#ABA018 - Device LOP for turbine/propeller/Woltmann flow transmitter/gauge0112/2///61987#ABA019 - Device LOP for ultrasonic flow transmitter0112/2///61987#ABA020 - Device LOP for variable area flow transmitter/gauge0112/2///61987#ABA022 - Device LOP for vortex flow transmitter0112/2///61987#ABA023 - Device LOP for positive displacement flow transmitter/gauge0112/2///61987#ABA024 - Device LOP for helix flow transmitter/gauge |  |  | false | Standard |  | IEC 61987 | IEC | 2022-12-09 | 2017-12-07 | 2022-12-09 | 2022-12-09 |  | IEC/SC 65E | C00112 |  | 0112/2///61987#ABV501 | https://cdd.iec.ch/CDD/IEC61987/iec61987.nsf/Classes/0112-2---61987%23ABC557 | https://cdd.iec.ch/cdd/iec61987/iec61987.nsf/PropertiesAllVersions/0112-2---61987%23ABC933,https://cdd.iec.ch/cdd/iec61987/iec61987.nsf/PropertiesAllVersions/0112-2---61987%23ABC859,https://cdd.iec.ch/cdd/iec61987/iec61987.nsf/PropertiesAllVersions/0112-2---61987%23ABD171,https://cdd.iec.ch/cdd/iec61987/iec61987.nsf/PropertiesAllVersions/0112-2---61987%23ABD163 | 0112-2---61987#ABC933,0112-2---61987#ABC859,0112-2---61987#ABD171,0112-2---61987#ABD163
0112/2///61987#ABE015 | 001 | 02 | 0112/2///61987#ABE015#001 | Structural design [plug valve] |  |  |  | properties characterizing the constructional details of a device |  |  |  |  | ITEM_CLASS | [5 empty] | 0112/2///61987#ABD935 - Mechanical and electrical construction [plug valve] |  |  |  | Standard |  |  |  | 2018-03-28 | 2013-09-02 | 2013-09-02 | 2014-06-18 |  | SC65E – IEC 61987 | C00009 |  | 0112/2///61987#ABV501 | https://cdd.iec.ch/CDD/IEC61987/iec61987.nsf/Classes/0112-2---61987%23ABE015 | https://cdd.iec.ch/cdd/iec61987/iec61987.nsf/PropertiesAllVersions/0112-2---61987%23ABE070,https://cdd.iec.ch/cdd/iec61987/iec61987.nsf/PropertiesAllVersions/0112-2---61987%23ABE287,https://cdd.iec.ch/cdd/iec61987/iec61987.nsf/PropertiesAllVersions/0112-2---61987%23ABE295 | 0112-2---61987#ABE070,0112-2---61987#ABE287,0112-2---61987#ABE295
0112/2///61987#ABF210 | 001 | 01 | 0112/2///61987#ABF210#001 | External switch |  |  |  | properties characterizing a switch mounted outside of a device |  |  |  |  | ITEM_CLASS | [5 empty] | 0112/2///61987#ABF217 - Structural design of a magnetic level gauge |  |  |  | Standard |  | IEC 61987 | IEC | 2018-03-28 | 2018-03-28 | 2018-03-28 | 2018-03-28 |  | SC65E – IEC 61987 | C00018 | 001-01 (2018-03-28 07:26:05 by BATCH 00000762) standard | 0112/2///61987#ABV501 | https://cdd.iec.ch/CDD/IEC61987/iec61987.nsf/Classes/0112-2---61987%23ABF210 | https://cdd.iec.ch/cdd/iec61987/iec61987.nsf/PropertiesAllVersions/0112-2---61987%23ABF211,https://cdd.iec.ch/cdd/iec61987/iec61987.nsf/PropertiesAllVersions/0112-2---61987%23ABF340,https://cdd.iec.ch/cdd/iec61987/iec61987.nsf/PropertiesAllVersions/0112-2---61987%23ABF212,https://cdd.iec.ch/cdd/iec61987/iec61987.nsf/PropertiesAllVersions/0112-2---61987%23ABA184,https://cdd.iec.ch/cdd/iec61987/iec61987.nsf/PropertiesAllVersions/0112-2---61987%23ABD740 | 0112-2---61987#ABF211,0112-2---61987#ABF340,0112-2---61987#ABF212,0112-2---61987#ABA184,0112-2---61987#ABD740
0112/2///61987#ABF634 | 001 | 01 | 0112/2///61987#ABF634#001 | Structural design of a radiometric density transmitter |  |  |  | properties characterizing the constructional details of a radiometric density transmitter |  |  |  |  | ITEM_CLASS | [5 empty] | 0112/2///61987#ABG445 - Structural design [radiometric density transmitter] |  |  |  | Standard |  | IEC 61987 | IEC | 2018-03-28 | 2014-12-17 | 2018-03-20 | 2018-03-20 |  | SC65E – IEC 61987 | C00017 | 001-01 (2018-03-28 07:26:06 by BATCH 00000762) standard | 0112/2///61987#ABV501 | https://cdd.iec.ch/CDD/IEC61987/iec61987.nsf/Classes/0112-2---61987%23ABF634 | https://cdd.iec.ch/cdd/iec61987/iec61987.nsf/PropertiesAllVersions/0112-2---61987%23ABU431,https://cdd.iec.ch/cdd/iec61987/iec61987.nsf/PropertiesAllVersions/0112-2---61987%23ABF469,https://cdd.iec.ch/cdd/iec61987/iec61987.nsf/PropertiesAllVersions/0112-2---61987%23ABF815,https://cdd.iec.ch/cdd/iec61987/iec61987.nsf/PropertiesAllVersions/0112-2---61987%23ABF817,https://cdd.iec.ch/cdd/iec61987/iec61987.nsf/PropertiesAllVersions/0112-2---61987%23ABF818,https://cdd.iec.ch/cdd/iec61987/iec61987.nsf/PropertiesAllVersions/0112-2---61987%23ABF820,https://cdd.iec.ch/cdd/iec61987/iec61987.nsf/PropertiesAllVersions/0112-2---61987%23ABE884,https://cdd.iec.ch/cdd/iec61987/iec61987.nsf/PropertiesAllVersions/0112-2---61987%23ABA911,https://cdd.iec.ch/cdd/iec61987/iec61987.nsf/PropertiesAllVersions/0112-2---61987%23ABH488 | 0112-2---61987#ABF469,0112-2---61987#ABF815,0112-2---61987#ABF817,0112-2---61987#ABF820,0112-2---61987#ABU431,0112-2---61987#ABE884,0112-2---61987#ABA911,0112-2---61987#ABH488,0112-2---61987#ABF818
0112/2///61987#ABH885 | 001 | 01 | 0112/2///61987#ABH885#001 | Control function block |  |  |  | properties characterizing a Control function block |  |  |  |  | ITEM_CLASS | [5 empty] | 0112/2///61987#ABH840 - User application parameters |  |  |  | Standard |  |  |  | 2019-03-08 | 2017-12-07 | 2019-03-08 | 2019-03-08 |  | SC65E – IEC 61987 | C00018 | 001-01 (2019-03-08 15:35:12 by BATCH 00000766) standard | 0112/2///61987#ABV501 | https://cdd.iec.ch/CDD/IEC61987/iec61987.nsf/Classes/0112-2---61987%23ABH885 | https://cdd.iec.ch/cdd/iec61987/iec61987.nsf/PropertiesAllVersions/0112-2---61987%23ABJ349,https://cdd.iec.ch/cdd/iec61987/iec61987.nsf/PropertiesAllVersions/0112-2---61987%23ABJ007,https://cdd.iec.ch/cdd/iec61987/iec61987.nsf/PropertiesAllVersions/0112-2---61987%23ABJ470,https://cdd.iec.ch/cdd/iec61987/iec61987.nsf/PropertiesAllVersions/0112-2---61987%23ABI369,https://cdd.iec.ch/cdd/iec61987/iec61987.nsf/PropertiesAllVersions/0112-2---61987%23ABJ377,https://cdd.iec.ch/cdd/iec61987/iec61987.nsf/PropertiesAllVersions/0112-2---61987%23ABJ403,https://cdd.iec.ch/cdd/iec61987/iec61987.nsf/PropertiesAllVersions/0112-2---61987%23ABI143,https://cdd.iec.ch/cdd/iec61987/iec61987.nsf/PropertiesAllVersions/0112-2---61987%23ABI150,https://cdd.iec.ch/cdd/iec61987/iec61987.nsf/PropertiesAllVersions/0112-2---61987%23ABI145,https://cdd.iec.ch/cdd/iec61987/iec61987.nsf/PropertiesAllVersions/0112-2---61987%23ABI144,https://cdd.iec.ch/cdd/iec61987/iec61987.nsf/PropertiesAllVersions/0112-2---61987%23ABJ454,https://cdd.iec.ch/cdd/iec61987/iec61987.nsf/PropertiesAllVersions/0112-2---61987%23ABI357,https://cdd.iec.ch/cdd/iec61987/iec61987.nsf/PropertiesAllVersions/0112-2---61987%23ABJ710,https://cdd.iec.ch/cdd/iec61987/iec61987.nsf/PropertiesAllVersions/0112-2---61987%23ABJ688,https://cdd.iec.ch/cdd/iec61987/iec61987.nsf/PropertiesAllVersions/0112-2---61987%23ABI152,https://cdd.iec.ch/cdd/iec61987/iec61987.nsf/PropertiesAllVersions/0112-2---61987%23ABI153,https://cdd.iec.ch/cdd/iec61987/iec61987.nsf/PropertiesAllVersions/0112-2---61987%23ABI120,https://cdd.iec.ch/cdd/iec61987/iec61987.nsf/PropertiesAllVersions/0112-2---61987%23ABI119,https://cdd.iec.ch/cdd/iec61987/iec61987.nsf/PropertiesAllVersions/0112-2---61987%23ABI121,https://cdd.iec.ch/cdd/iec61987/iec61987.nsf/PropertiesAllVersions/0112-2---61987%23ABI118,https://cdd.iec.ch/cdd/iec61987/iec61987.nsf/PropertiesAllVersions/0112-2---61987%23ABJ397,https://cdd.iec.ch/cdd/iec61987/iec61987.nsf/PropertiesAllVersions/0112-2---61987%23ABJ398,https://cdd.iec.ch/cdd/iec61987/iec61987.nsf/PropertiesAllVersions/0112-2---61987%23ABJ399,https://cdd.iec.ch/cdd/iec61987/iec61987.nsf/PropertiesAllVersions/0112-2---61987%23ABJ400,https://cdd.iec.ch/cdd/iec61987/iec61987.nsf/PropertiesAllVersions/0112-2---61987%23ABI037,https://cdd.iec.ch/cdd/iec61987/iec61987.nsf/PropertiesAllVersions/0112-2---61987%23ABI392 | 0112-2---61987#ABJ688,0112-2---61987#ABI121,0112-2---61987#ABJ349,0112-2---61987#ABI369,0112-2---61987#ABI145,0112-2---61987#ABJ454,0112-2---61987#ABI153,0112-2---61987#ABI120,0112-2---61987#ABI119,0112-2---61987#ABJ400,0112-2---61987#ABJ470,0112-2---61987#ABI143,0112-2---61987#ABI150,0112-2---61987#ABI152,0112-2---61987#ABI037,0112-2---61987#ABI392,0112-2---61987#ABJ403,0112-2---61987#ABI144,0112-2---61987#ABI118,0112-2---61987#ABJ397,0112-2---61987#ABJ398,0112-2---61987#ABJ399,0112-2---61987#ABJ007,0112-2---61987#ABJ377,0112-2---61987#ABI357,0112-2---61987#ABJ710
0112/2///61987#ABC161 | 001 | 02 | 0112/2///61987#ABC161#001 | Communication interface configuration function |  |  |  | properties characterizing a configurable communication interface provided by a device |  |  |  |  | ITEM_CLASS | [5 empty] | 0112/2///61987#ABC596 - Software configuration functions |  |  |  | Standard |  |  |  | 2018-03-28 | 2013-08-27 | 2013-08-27 | 2014-06-18 |  | SC65E – IEC 61987 | C00004 |  | 0112/2///61987#ABV501 | https://cdd.iec.ch/CDD/IEC61987/iec61987.nsf/Classes/0112-2---61987%23ABC161 | https://cdd.iec.ch/cdd/iec61987/iec61987.nsf/PropertiesAllVersions/0112-2---61987%23ABA500,https://cdd.iec.ch/cdd/iec61987/iec61987.nsf/PropertiesAllVersions/0112-2---61987%23ABA497,https://cdd.iec.ch/cdd/iec61987/iec61987.nsf/PropertiesAllVersions/0112-2---61987%23ABA498 | 0112-2---61987#ABA500,0112-2---61987#ABA497,0112-2---61987#ABA498
0112/2///61987#ABC641 | 003 | 01 | 0112/2///61987#ABC641#003 | Structural design of an absolute or a gauge pressure transmitter |  |  |  | properties characterizing the constructional details of an absolute or gauge pressure transmitter |  |  |  |  | ITEM_CLASS | [5 empty] | 0112/2///61987#ABC619 - Structural design [absolute/gauge pressure transmitter] |  |  |  | Standard |  |  |  | 2020-02-28 | 2017-12-07 | 2020-02-28 | 2020-02-28 |  | SC65E – IEC 61987 | C00004 |  | 0112/2///61987#ABV501 | https://cdd.iec.ch/CDD/IEC61987/iec61987.nsf/Classes/0112-2---61987%23ABC641 | https://cdd.iec.ch/cdd/iec61987/iec61987.nsf/PropertiesAllVersions/0112-2---61987%23ABU164,https://cdd.iec.ch/cdd/iec61987/iec61987.nsf/PropertiesAllVersions/0112-2---61987%23ABB048,https://cdd.iec.ch/cdd/iec61987/iec61987.nsf/PropertiesAllVersions/0112-2---61987%23ABB097,https://cdd.iec.ch/cdd/iec61987/iec61987.nsf/PropertiesAllVersions/0112-2---61987%23ABD327,https://cdd.iec.ch/cdd/iec61987/iec61987.nsf/PropertiesAllVersions/0112-2---61987%23ABU386,https://cdd.iec.ch/cdd/iec61987/iec61987.nsf/PropertiesAllVersions/0112-2---61987%23ABN978,https://cdd.iec.ch/cdd/iec61987/iec61987.nsf/PropertiesAllVersions/0112-2---61987%23ABD023,https://cdd.iec.ch/cdd/iec61987/iec61987.nsf/PropertiesAllVersions/0112-2---61987%23ABB099,https://cdd.iec.ch/cdd/iec61987/iec61987.nsf/PropertiesAllVersions/0112-2---61987%23ABB100,https://cdd.iec.ch/cdd/iec61987/iec61987.nsf/PropertiesAllVersions/0112-2---61987%23ABB074,https://cdd.iec.ch/cdd/iec61987/iec61987.nsf/PropertiesAllVersions/0112-2---61987%23ABB419,https://cdd.iec.ch/cdd/iec61987/iec61987.nsf/PropertiesAllVersions/0112-2---61987%23ABD031,https://cdd.iec.ch/cdd/iec61987/iec61987.nsf/PropertiesAllVersions/0112-2---61987%23ABC990,https://cdd.iec.ch/cdd/iec61987/iec61987.nsf/PropertiesAllVersions/0112-2---61987%23ABB521,https://cdd.iec.ch/cdd/iec61987/iec61987.nsf/PropertiesAllVersions/0112-2---61987%23ABA147,https://cdd.iec.ch/cdd/iec61987/iec61987.nsf/PropertiesAllVersions/0112-2---61987%23ABA633,https://cdd.iec.ch/cdd/iec61987/iec61987.nsf/PropertiesAllVersions/0112-2---61987%23ABC028,https://cdd.iec.ch/cdd/iec61987/iec61987.nsf/PropertiesAllVersions/0112-2---61987%23ABC020 | 0112-2---61987#ABN978,0112-2---61987#ABB521,0112-2---61987#ABA633,0112-2---61987#ABB097,0112-2---61987#ABB100,0112-2---61987#ABC020,0112-2---61987#ABU164,0112-2---61987#ABD327,0112-2---61987#ABU386,0112-2---61987#ABD023,0112-2---61987#ABB099,0112-2---61987#ABB074,0112-2---61987#ABB419,0112-2---61987#ABD031,0112-2---61987#ABC990,0112-2---61987#ABC028,0112-2---61987#ABB048,0112-2---61987#ABA147
0112/2///61987#ABG221 | 001 | 01 | 0112/2///61987#ABG221#001 | Performance [18] |  |  |  | properties characterizing the performance of the device with regard to measurement accuracy and dynamic behaviour |  |  | from IEC 61987-1, 5.6 |  | ITEM_CLASS | [5 empty] | 0112/2///61987#ABE741 - Device LOP for plumb bob level transmitter0112/2///61987#ABE742 - Device LOP for free-space radar level transmitter0112/2///61987#ABE744 - Device LOP for ultrasonic level transmitter0112/2///61987#ABE747 - Device LOP for laser level transmitter |  |  |  | Standard |  | IEC 61987 | IEC | 2018-03-28 | 2014-12-17 | 2018-03-20 | 2018-03-20 |  | SC65E – IEC 61987 | C00018 | 001-01 (2018-03-28 07:26:08 by BATCH 00000762) standard | 0112/2///61987#ABV501 | https://cdd.iec.ch/CDD/IEC61987/iec61987.nsf/Classes/0112-2---61987%23ABG221 | https://cdd.iec.ch/cdd/iec61987/iec61987.nsf/PropertiesAllVersions/0112-2---61987%23ABG794,https://cdd.iec.ch/cdd/iec61987/iec61987.nsf/PropertiesAllVersions/0112-2---61987%23ABB636,https://cdd.iec.ch/cdd/iec61987/iec61987.nsf/PropertiesAllVersions/0112-2---61987%23ABG811 | 0112-2---61987#ABG794,0112-2---61987#ABB636,0112-2---61987#ABG811
0112/2///61987#ABC357 | 001 | 02 | 0112/2///61987#ABC357#001 | Material of extension |  |  |  | properties characterizing the material of the extension tube of a pressure transmitter |  |  |  |  | ITEM_CLASS | [5 empty] | 0112/2///61987#ABC198 - Extended diaphragm seal |  |  |  | Standard |  |  |  | 2018-03-28 | 2013-09-27 | 2013-09-27 | 2014-06-18 |  | SC65E – IEC 61987 | C00004 |  | 0112/2///61987#ABV501 | https://cdd.iec.ch/CDD/IEC61987/iec61987.nsf/Classes/0112-2---61987%23ABC357 | https://cdd.iec.ch/cdd/iec61987/iec61987.nsf/PropertiesAllVersions/0112-2---61987%23ABB455,https://cdd.iec.ch/cdd/iec61987/iec61987.nsf/PropertiesAllVersions/0112-2---61987%23ABI460,https://cdd.iec.ch/cdd/iec61987/iec61987.nsf/PropertiesAllVersions/0112-2---61987%23ABA908,https://cdd.iec.ch/cdd/iec61987/iec61987.nsf/PropertiesAllVersions/0112-2---61987%23ABA907 | 0112-2---61987#ABI460,0112-2---61987#ABA908,0112-2---61987#ABA907,0112-2---61987#ABB455
0112/2///61987#ABC379 | 001 | 02 | 0112/2///61987#ABC379#001 | Material of oval adapter |  |  |  | properties characterizing the material of which an adapter gear or spur gear is made |  |  |  |  | ITEM_CLASS | [5 empty] | 0112/2///61987#ABC640 - Structural design of an (oval) gear flow transmitter or gauge |  |  |  | Standard |  |  |  | 2018-03-28 | 2013-09-27 | 2013-09-27 | 2014-06-18 |  | SC65E – IEC 61987 | C00004 |  | 0112/2///61987#ABV501 | https://cdd.iec.ch/CDD/IEC61987/iec61987.nsf/Classes/0112-2---61987%23ABC379 | https://cdd.iec.ch/cdd/iec61987/iec61987.nsf/PropertiesAllVersions/0112-2---61987%23ABB455,https://cdd.iec.ch/cdd/iec61987/iec61987.nsf/PropertiesAllVersions/0112-2---61987%23ABI460,https://cdd.iec.ch/cdd/iec61987/iec61987.nsf/PropertiesAllVersions/0112-2---61987%23ABA908,https://cdd.iec.ch/cdd/iec61987/iec61987.nsf/PropertiesAllVersions/0112-2---61987%23ABA907 | 0112-2---61987#ABB455,0112-2---61987#ABI460,0112-2---61987#ABA908,0112-2---61987#ABA907
0112/2///61987#ABG094 | 001 | 01 | 0112/2///61987#ABG094#001 | Assigned variable [14] |  |  |  | properties characterizing the configuration of the analog input or output |  | Polymorphic element: ABG094, Id: 6 |  |  | ITEM_CLASS | [5 empty] | 0112/2///61987#ABG178 - Analog current output [14]0112/2///61987#ABG187 - Analog voltage output [14]0112/2///61987#ABG196 - Frequency output [14]0112/2///61987#ABG207 - Manufacturer-specific output [14] |  |  |  | Standard |  | IEC 61987 | IEC | 2018-03-28 | 2014-12-17 | 2017-09-18 | 2017-09-18 |  | SC65E – IEC 61987 | C00019 | 001-01 (2018-03-28 07:26:07 by BATCH 00000762) standard | 0112/2///61987#ABV501 | https://cdd.iec.ch/CDD/IEC61987/iec61987.nsf/Classes/0112-2---61987%23ABG094 | https://cdd.iec.ch/cdd/iec61987/iec61987.nsf/PropertiesAllVersions/0112-2---61987%23ABV170,https://cdd.iec.ch/cdd/iec61987/iec61987.nsf/PropertiesAllVersions/0112-2---61987%23ABV232,https://cdd.iec.ch/cdd/iec61987/iec61987.nsf/PropertiesAllVersions/0112-2---61987%23ABV189 | 0112-2---61987#ABV170,0112-2---61987#ABV232,0112-2---61987#ABV189
0112/2///61987#ABG462 | 001 | 01 | 0112/2///61987#ABG462#001 | Non-aqueous liquid phase [density] |  |  |  | properties characterizing the non-aqueous phase of a liquid fluid |  | Polymorphic element: ABG462, Id: 2 |  |  | ITEM_CLASS | [5 empty] | 0112/2///61987#ABG458 - Phase [density] |  |  |  | Standard |  | IEC 61987 | IEC | 2018-03-28 | 2018-03-28 | 2018-03-28 | 2018-03-28 |  | SC65E – IEC 61987 | C00017 | 001-01 (2018-03-28 07:26:11 by BATCH 00000762) standard | 0112/2///61987#ABV501 | https://cdd.iec.ch/CDD/IEC61987/iec61987.nsf/Classes/0112-2---61987%23ABG462 | https://cdd.iec.ch/cdd/iec61987/iec61987.nsf/PropertiesAllVersions/0112-2---61987%23ABB296,https://cdd.iec.ch/cdd/iec61987/iec61987.nsf/PropertiesAllVersions/0112-2---61987%23ABB011,https://cdd.iec.ch/cdd/iec61987/iec61987.nsf/PropertiesAllVersions/0112-2---61987%23ABB304,https://cdd.iec.ch/cdd/iec61987/iec61987.nsf/PropertiesAllVersions/0112-2---61987%23ABB290,https://cdd.iec.ch/cdd/iec61987/iec61987.nsf/PropertiesAllVersions/0112-2---61987%23ABB291,https://cdd.iec.ch/cdd/iec61987/iec61987.nsf/PropertiesAllVersions/0112-2---61987%23ABB292,https://cdd.iec.ch/cdd/iec61987/iec61987.nsf/PropertiesAllVersions/0112-2---61987%23ABA946,https://cdd.iec.ch/cdd/iec61987/iec61987.nsf/PropertiesAllVersions/0112-2---61987%23ABA557,https://cdd.iec.ch/cdd/iec61987/iec61987.nsf/PropertiesAllVersions/0112-2---61987%23ABB297,https://cdd.iec.ch/cdd/iec61987/iec61987.nsf/PropertiesAllVersions/0112-2---61987%23ABB298,https://cdd.iec.ch/cdd/iec61987/iec61987.nsf/PropertiesAllVersions/0112-2---61987%23ABB299,https://cdd.iec.ch/cdd/iec61987/iec61987.nsf/PropertiesAllVersions/0112-2---61987%23ABB067,https://cdd.iec.ch/cdd/iec61987/iec61987.nsf/PropertiesAllVersions/0112-2---61987%23ABB300,https://cdd.iec.ch/cdd/iec61987/iec61987.nsf/PropertiesAllVersions/0112-2---61987%23ABB180,https://cdd.iec.ch/cdd/iec61987/iec61987.nsf/PropertiesAllVersions/0112-2---61987%23ABB301,https://cdd.iec.ch/cdd/iec61987/iec61987.nsf/PropertiesAllVersions/0112-2---61987%23ABA561,https://cdd.iec.ch/cdd/iec61987/iec61987.nsf/PropertiesAllVersions/0112-2---61987%23ABA626,https://cdd.iec.ch/cdd/iec61987/iec61987.nsf/PropertiesAllVersions/0112-2---61987%23ABA560,https://cdd.iec.ch/cdd/iec61987/iec61987.nsf/PropertiesAllVersions/0112-2---61987%23ABB094,https://cdd.iec.ch/cdd/iec61987/iec61987.nsf/PropertiesAllVersions/0112-2---61987%23ABB066,https://cdd.iec.ch/cdd/iec61987/iec61987.nsf/PropertiesAllVersions/0112-2---61987%23ABB302,https://cdd.iec.ch/cdd/iec61987/iec61987.nsf/PropertiesAllVersions/0112-2---61987%23ABA949,https://cdd.iec.ch/cdd/iec61987/iec61987.nsf/PropertiesAllVersions/0112-2---61987%23ABB163,https://cdd.iec.ch/cdd/iec61987/iec61987.nsf/PropertiesAllVersions/0112-2---61987%23ABD099 | 0112-2---61987#ABA949,0112-2---61987#ABB290,0112-2---61987#ABA946,0112-2---61987#ABA557,0112-2---61987#ABB298,0112-2---61987#ABB300,0112-2---61987#ABA626,0112-2---61987#ABB066,0112-2---61987#ABD099,0112-2---61987#ABB296,0112-2---61987#ABB011,0112-2---61987#ABB299,0112-2---61987#ABB067,0112-2---61987#ABB094,0112-2---61987#ABB163,0112-2---61987#ABB304,0112-2---61987#ABB292,0112-2---61987#ABB297,0112-2---61987#ABB301,0112-2---61987#ABA560,0112-2---61987#ABB302,0112-2---61987#ABB291,0112-2---61987#ABB180,0112-2---61987#ABA561
0112/2///61987#ABP069 | 001 | 01 | 0112/2///61987#ABP069#001 | RMS input |  |  |  | properties characterizing a root mean square (RMS) input for power, voltage and current |  |  |  |  | ITEM_CLASS | [5 empty] | 0112/2///61987#ABP044 - Input [I/O module] |  |  | false | Standard |  | IEC 61987 | IEC | 2023-01-23 | 2023-01-23 | 2023-01-23 | 2023-01-23 |  | IEC/SC 65E | C00128 | 001-01 (2023-01-23 14:53:33 by BATCH 00000807) standard | 0112/2///61987#ABV501 | https://cdd.iec.ch/CDD/IEC61987/iec61987.nsf/Classes/0112-2---61987%23ABP069 | https://cdd.iec.ch/cdd/iec61987/iec61987.nsf/PropertiesAllVersions/0112-2---61987%23ABP207,https://cdd.iec.ch/cdd/iec61987/iec61987.nsf/PropertiesAllVersions/0112-2---61987%23ABP087,https://cdd.iec.ch/cdd/iec61987/iec61987.nsf/PropertiesAllVersions/0112-2---61987%23ABP276,https://cdd.iec.ch/cdd/iec61987/iec61987.nsf/PropertiesAllVersions/0112-2---61987%23ABP086,https://cdd.iec.ch/cdd/iec61987/iec61987.nsf/PropertiesAllVersions/0112-2---61987%23ABP275,https://cdd.iec.ch/cdd/iec61987/iec61987.nsf/PropertiesAllVersions/0112-2---61987%23ABP088,https://cdd.iec.ch/cdd/iec61987/iec61987.nsf/PropertiesAllVersions/0112-2---61987%23ABP277,https://cdd.iec.ch/cdd/iec61987/iec61987.nsf/PropertiesAllVersions/0112-2---61987%23ABP116,https://cdd.iec.ch/cdd/iec61987/iec61987.nsf/PropertiesAllVersions/0112-2---61987%23ABP117,https://cdd.iec.ch/cdd/iec61987/iec61987.nsf/PropertiesAllVersions/0112-2---61987%23ABP200,https://cdd.iec.ch/cdd/iec61987/iec61987.nsf/PropertiesAllVersions/0112-2---61987%23ABP121,https://cdd.iec.ch/cdd/iec61987/iec61987.nsf/PropertiesAllVersions/0112-2---61987%23ABP221,https://cdd.iec.ch/cdd/iec61987/iec61987.nsf/PropertiesAllVersions/0112-2---61987%23ABC843,https://cdd.iec.ch/cdd/iec61987/iec61987.nsf/PropertiesAllVersions/0112-2---61987%23ABA390,https://cdd.iec.ch/cdd/iec61987/iec61987.nsf/PropertiesAllVersions/0112-2---61987%23ABC865,https://cdd.iec.ch/cdd/iec61987/iec61987.nsf/PropertiesAllVersions/0112-2---61987%23ABI463,https://cdd.iec.ch/cdd/iec61987/iec61987.nsf/PropertiesAllVersions/0112-2---61987%23ABB103,https://cdd.iec.ch/cdd/iec61987/iec61987.nsf/PropertiesAllVersions/0112-2---61987%23ABC850,https://cdd.iec.ch/cdd/iec61987/iec61987.nsf/PropertiesAllVersions/0112-2---61987%23ABA401,https://cdd.iec.ch/cdd/iec61987/iec61987.nsf/PropertiesAllVersions/0112-2---61987%23ABC778 | 0112-2---61987#ABP275,0112-2---61987#ABP116,0112-2---61987#ABC778,0112-2---61987#ABP088,0112-2---61987#ABP277,0112-2---61987#ABA390,0112-2---61987#ABA401,0112-2---61987#ABP207,0112-2---61987#ABP117,0112-2---61987#ABP200,0112-2---61987#ABP121,0112-2---61987#ABC843,0112-2---61987#ABC865,0112-2---61987#ABC850,0112-2---61987#ABP087,0112-2---61987#ABP276,0112-2---61987#ABP086,0112-2---61987#ABP221,0112-2---61987#ABI463,0112-2---61987#ABB103
0112/2///61987#ABA726 | 002 | 01 | 0112/2///61987#ABA726#002 | Microwave level switch |  |  |  | wave level switch that uses the absorption of microwaves by the process material to detect a level regime |  |  |  |  | ITEM_CLASS |  |  |  |  | 0112/2///61987#ABF910 - reference to Operating LOP for level measuring equipment |  |  |  |  | Standard |  |  |  | 2018-03-28 | 2013-08-27 | 2018-03-20 | 2018-03-20 |  | SC65E – IEC 61987 | C00018 |  | 0112/2///61987#ABA720 | https://cdd.iec.ch/CDD/IEC61987/iec61987.nsf/Classes/0112-2---61987%23ABA726 | https://cdd.iec.ch/cdd/iec61987/iec61987.nsf/PropertiesAllVersions/0112-2---61987%23ABF894 | 0112-2---61987#ABF894
0112/2///61987#ABA806 | 002 | 01 | 0112/2///61987#ABA806#002 | Capacitance level transmitter |  |  |  | electrical-based level transmitter that uses dielectric properties of a process material to measure level |  |  |  |  | ITEM_CLASS |  |  |  |  | 0112/2///61987#ABF910 - reference to Operating LOP for level measuring equipment |  |  |  |  | Standard |  |  |  | 2018-03-28 | 2013-08-27 | 2018-03-20 | 2018-03-20 |  | SC65E – IEC 61987 | C00018 |  | 0112/2///61987#ABA805 | https://cdd.iec.ch/CDD/IEC61987/iec61987.nsf/Classes/0112-2---61987%23ABA806 | https://cdd.iec.ch/cdd/iec61987/iec61987.nsf/PropertiesAllVersions/0112-2---61987%23ABF875 | 0112-2---61987#ABF875
0112/2///61987#ABA809 | 002 | 01 | 0112/2///61987#ABA809#002 | Float level transmitter |  |  |  | level transmitter that uses a float and a follower to measure level |  |  |  |  | ITEM_CLASS |  |  |  |  | 0112/2///61987#ABF910 - reference to Operating LOP for level measuring equipment |  |  |  |  | Standard |  |  |  | 2018-03-28 | 2013-08-27 | 2018-03-20 | 2018-03-20 |  | SC65E – IEC 61987 | C00018 |  | 0112/2///61987#ABA803 | https://cdd.iec.ch/CDD/IEC61987/iec61987.nsf/Classes/0112-2---61987%23ABA809 | https://cdd.iec.ch/cdd/iec61987/iec61987.nsf/PropertiesAllVersions/0112-2---61987%23ABF870 | 0112-2---61987#ABF870,0112-2---61987#ABF910
0112/2///61987#ABD354 | 001 | 01 | 0112/2///61987#ABD354#001 | Linear actuator |  |  |  | actuator that moves in a line perpendicular or parallel to the seating plane |  |  | ANSI/ISA-75.05.01-2000 |  | ITEM_CLASS |  |  |  |  | 0112/2///61987#ABU513 - reference to Operating LOP for actuator |  |  |  |  | Standard |  |  |  | 2018-03-28 | 2013-09-02 | 2016-05-02 | 2016-05-02 |  | SC65E – IEC 61987 | C00009 | 001-01 (2018-03-28 07:25:59 by BATCH 00000762) standard | 0112/2///61987#ABD353 | https://cdd.iec.ch/CDD/IEC61987/iec61987.nsf/Classes/0112-2---61987%23ABD354 |  | 0112-2---61987#ABU513
0112/2///61987#ABC119 | 001 | 02 | 0112/2///61987#ABC119#001 | Assigned variable [2] |  |  |  | properties characterizing the configuration of the analog input or output |  | 9 ABC119.9 |  |  | ITEM_CLASS | [5 empty] | 0112/2///61987#ABC086 - Analog current output [1] |  |  |  | Standard |  |  |  | 2018-03-28 | 2013-08-27 | 2013-08-27 | 2014-06-18 |  | SC65E – IEC 61987 | C00004 |  | 0112/2///61987#ABV501 | https://cdd.iec.ch/CDD/IEC61987/iec61987.nsf/Classes/0112-2---61987%23ABC119 | https://cdd.iec.ch/cdd/iec61987/iec61987.nsf/PropertiesAllVersions/0112-2---61987%23ABU145,https://cdd.iec.ch/cdd/iec61987/iec61987.nsf/PropertiesAllVersions/0112-2---61987%23ABU161,https://cdd.iec.ch/cdd/iec61987/iec61987.nsf/PropertiesAllVersions/0112-2---61987%23ABU162,https://cdd.iec.ch/cdd/iec61987/iec61987.nsf/PropertiesAllVersions/0112-2---61987%23ABU163,https://cdd.iec.ch/cdd/iec61987/iec61987.nsf/PropertiesAllVersions/0112-2---61987%23ABU463 | 0112-2---61987#ABU463,0112-2---61987#ABU145,0112-2---61987#ABU161,0112-2---61987#ABU162,0112-2---61987#ABU163
0112/2///61987#ABP303 | 001 | 01 | 0112/2///61987#ABP303#001 | Functional design of a solenoid valve [I/O module] |  |  |  | properties characterizing the functional details of the design of a solenoid valve |  |  |  |  | ITEM_CLASS | [5 empty] | 0112/2///61987#ABP301 - Binary valve output |  |  | false | Standard |  | IEC 61987 | IEC | 2023-01-23 | 2023-01-23 | 2023-01-23 | 2023-01-23 |  | IEC/SC 65E | C00128 | 001-01 (2023-01-23 14:53:34 by BATCH 00000807) standard | 0112/2///61987#ABV501 | https://cdd.iec.ch/CDD/IEC61987/iec61987.nsf/Classes/0112-2---61987%23ABP303 | https://cdd.iec.ch/cdd/iec61987/iec61987.nsf/PropertiesAllVersions/0112-2---61987%23ABE536,https://cdd.iec.ch/cdd/iec61987/iec61987.nsf/PropertiesAllVersions/0112-2---61987%23ABE646,https://cdd.iec.ch/cdd/iec61987/iec61987.nsf/PropertiesAllVersions/0112-2---61987%23ABP304,https://cdd.iec.ch/cdd/iec61987/iec61987.nsf/PropertiesAllVersions/0112-2---61987%23ABE647,https://cdd.iec.ch/cdd/iec61987/iec61987.nsf/PropertiesAllVersions/0112-2---61987%23ABE648,https://cdd.iec.ch/cdd/iec61987/iec61987.nsf/PropertiesAllVersions/0112-2---61987%23ABE670,https://cdd.iec.ch/cdd/iec61987/iec61987.nsf/PropertiesAllVersions/0112-2---61987%23ABA608,https://cdd.iec.ch/cdd/iec61987/iec61987.nsf/PropertiesAllVersions/0112-2---61987%23ABD722,https://cdd.iec.ch/cdd/iec61987/iec61987.nsf/PropertiesAllVersions/0112-2---61987%23ABE537,https://cdd.iec.ch/cdd/iec61987/iec61987.nsf/PropertiesAllVersions/0112-2---61987%23ABE538,https://cdd.iec.ch/cdd/iec61987/iec61987.nsf/PropertiesAllVersions/0112-2---61987%23ABP305,https://cdd.iec.ch/cdd/iec61987/iec61987.nsf/PropertiesAllVersions/0112-2---61987%23ABE539 | 0112-2---61987#ABE646,0112-2---61987#ABE670,0112-2---61987#ABE537,0112-2---61987#ABP305,0112-2---61987#ABE539,0112-2---61987#ABE536,0112-2---61987#ABE647,0112-2---61987#ABE648,0112-2---61987#ABA608,0112-2---61987#ABD722,0112-2---61987#ABE538,0112-2---61987#ABP304
0112/2///61987#ABA671 | 003 | 01 | 0112/2///61987#ABA671#003 | Well-type manometer |  |  |  | double-leg manometer, with one leg acting as reservoir and the other leg, with relatively small diameter, measuring and indicating pressure |  |  |  |  | ITEM_CLASS |  |  |  |  | 0112/2///61987#ABU134 - reference to Operating LOP for pressure measuring equipment |  |  |  |  | Standard |  |  |  | 2018-03-28 | 2013-08-27 | 2016-05-24 | 2016-05-24 |  | SC65E – IEC 61987 | C00004 |  | 0112/2///61987#ABA668 | https://cdd.iec.ch/CDD/IEC61987/iec61987.nsf/Classes/0112-2---61987%23ABA671
0112/2///61987#ABE359 | 001 | 01 | 0112/2///61987#ABE359#001 | Thermographic device with single element detector |  |  |  | area temperature measuring device with a single detector that samples radiation sequentially across an area by opto-mechanical means | In thermographic devices with single-element detector, image sampling takes place with a two-dimensional sequential opto-mechanical sampling system consisting of rotating prisms or polygonal mirrors. |  |  |  | ITEM_CLASS |  |  |  |  | 0112/2///61987#ABF896 - reference to Operating LOP for temperature measuring equipment |  |  |  |  | Standard |  |  |  | 2018-03-28 |  | 2016-05-24 | 2016-05-24 |  | SC65E – IEC 61987 | C00004 | 001-01 (2018-03-28 07:26:02 by BATCH 00000762) standard | 0112/2///61987#ABE358 | https://cdd.iec.ch/CDD/IEC61987/iec61987.nsf/Classes/0112-2---61987%23ABE359
0112/2///61987#ABE371 | 001 | 02 | 0112/2///61987#ABE371#001 | Normal environmental conditions [3] |  |  |  | properties characterizing the values which an influence quantity can assume to which the device is or must be designed |  |  |  |  | ITEM_CLASS | [5 empty] | 0112/2///61987#ABE373 - Environmental design ratings [3] |  |  |  | Standard |  |  |  | 2018-03-28 |  |  | 2014-06-18 |  | SC65E – IEC 61987 | C00004 |  | 0112/2///61987#ABV501 | https://cdd.iec.ch/CDD/IEC61987/iec61987.nsf/Classes/0112-2---61987%23ABE371 | https://cdd.iec.ch/cdd/iec61987/iec61987.nsf/PropertiesAllVersions/0112-2---61987%23ABA621,https://cdd.iec.ch/cdd/iec61987/iec61987.nsf/PropertiesAllVersions/0112-2---61987%23ABA623,https://cdd.iec.ch/cdd/iec61987/iec61987.nsf/PropertiesAllVersions/0112-2---61987%23ABA964,https://cdd.iec.ch/cdd/iec61987/iec61987.nsf/PropertiesAllVersions/0112-2---61987%23ABB282,https://cdd.iec.ch/cdd/iec61987/iec61987.nsf/PropertiesAllVersions/0112-2---61987%23ABB162,https://cdd.iec.ch/cdd/iec61987/iec61987.nsf/PropertiesAllVersions/0112-2---61987%23ABA571,https://cdd.iec.ch/cdd/iec61987/iec61987.nsf/PropertiesAllVersions/0112-2---61987%23ABA410,https://cdd.iec.ch/cdd/iec61987/iec61987.nsf/PropertiesAllVersions/0112-2---61987%23ABA089,https://cdd.iec.ch/cdd/iec61987/iec61987.nsf/PropertiesAllVersions/0112-2---61987%23ABA091,https://cdd.iec.ch/cdd/iec61987/iec61987.nsf/PropertiesAllVersions/0112-2---61987%23ABD396,https://cdd.iec.ch/cdd/iec61987/iec61987.nsf/PropertiesAllVersions/0112-2---61987%23ABD398,https://cdd.iec.ch/cdd/iec61987/iec61987.nsf/PropertiesAllVersions/0112-2---61987%23ABA572,https://cdd.iec.ch/cdd/iec61987/iec61987.nsf/PropertiesAllVersions/0112-2---61987%23ABA108,https://cdd.iec.ch/cdd/iec61987/iec61987.nsf/PropertiesAllVersions/0112-2---61987%23ABA963,https://cdd.iec.ch/cdd/iec61987/iec61987.nsf/PropertiesAllVersions/0112-2---61987%23ABA109 | 0112-2---61987#ABA572,0112-2---61987#ABB162,0112-2---61987#ABA964,0112-2---61987#ABB282,0112-2---61987#ABA410,0112-2---61987#ABD396,0112-2---61987#ABA108,0112-2---61987#ABA963,0112-2---61987#ABA621,0112-2---61987#ABA089,0112-2---61987#ABA091,0112-2---61987#ABD398,0112-2---61987#ABA109,0112-2---61987#ABA571,0112-2---61987#ABA623
0112/2///61987#ABE568 | 001 | 01 | 0112/2///61987#ABE568#001 | Input [13] |  |  |  | properties characterizing a measured variable, the size of which is to be acquired and indicated by the measurement as well as any auxiliary signal inputs |  |  |  |  | ITEM_CLASS | [5 empty] | 0112/2///61987#ABE630 - Device LOP for limit switch |  |  |  | Standard |  | IEC 61987 | IEC | 2018-03-28 | 2014-07-25 | 2018-03-20 | 2018-03-20 |  | SC65E – IEC 61987 | C00016 | 001-01 (2018-03-28 07:26:03 by BATCH 00000762) standard | 0112/2///61987#ABV501 | https://cdd.iec.ch/CDD/IEC61987/iec61987.nsf/Classes/0112-2---61987%23ABE568 | https://cdd.iec.ch/cdd/iec61987/iec61987.nsf/PropertiesAllVersions/0112-2---61987%23ABB065,https://cdd.iec.ch/cdd/iec61987/iec61987.nsf/PropertiesAllVersions/0112-2---61987%23ABE466,https://cdd.iec.ch/cdd/iec61987/iec61987.nsf/PropertiesAllVersions/0112-2---61987%23ABA340,https://cdd.iec.ch/cdd/iec61987/iec61987.nsf/PropertiesAllVersions/0112-2---61987%23ABE679 | 0112-2---61987#ABB065,0112-2---61987#ABE466,0112-2---61987#ABA340,0112-2---61987#ABE679
0112/2///61987#ABG479 | 001 | 01 | 0112/2///61987#ABG479#001 | Process equipment [temperature] |  |  |  | properties characterizing the equipment where a device is deployed | For instance, these properties concern lines or nozzles and their end connections for flow, temperature, or pressure devices and equipment dimensions for level devices. |  |  |  | ITEM_CLASS | [5 empty] | 0112/2///61987#ABF867 - Operating LOP for temperature measuring equipment |  |  |  | Standard |  | IEC 61987 | IEC | 2018-03-28 | 2014-12-17 | 2016-05-24 | 2016-05-24 |  | SC65E – IEC 61987 | C00019 | 001-01 (2018-03-28 07:26:12 by BATCH 00000762) standard | 0112/2///61987#ABV501 | https://cdd.iec.ch/CDD/IEC61987/iec61987.nsf/Classes/0112-2---61987%23ABG479 | https://cdd.iec.ch/cdd/iec61987/iec61987.nsf/PropertiesAllVersions/0112-2---61987%23ABB335,https://cdd.iec.ch/cdd/iec61987/iec61987.nsf/PropertiesAllVersions/0112-2---61987%23ABC952,https://cdd.iec.ch/cdd/iec61987/iec61987.nsf/PropertiesAllVersions/0112-2---61987%23ABH320 | 0112-2---61987#ABB335,0112-2---61987#ABC952,0112-2---61987#ABH320
0112/2///61987#ABI862 | 001 | 01 | 0112/2///61987#ABI862#001 | DISCRETE_REMOTE_SETPOINT |  |  |  | parameter with properties characterizing the discrete output of an upstream application block |  |  |  |  | ITEM_CLASS | [5 empty] | 0112/2///61987#ABH890 - Discrete output function block |  |  |  | Standard |  |  |  | 2019-03-08 | 2017-12-07 | 2019-03-08 | 2019-03-08 |  | SC65E – IEC 61987 | C00018 | 001-01 (2019-03-08 15:35:13 by BATCH 00000766) standard | 0112/2///61987#ABV501 | https://cdd.iec.ch/CDD/IEC61987/iec61987.nsf/Classes/0112-2---61987%23ABI862 | https://cdd.iec.ch/cdd/iec61987/iec61987.nsf/PropertiesAllVersions/0112-2---61987%23ABJ656,https://cdd.iec.ch/cdd/iec61987/iec61987.nsf/PropertiesAllVersions/0112-2---61987%23ABJ648 | 0112-2---61987#ABJ656,0112-2---61987#ABJ648
0112/2///61987#ABP072 | 001 | 01 | 0112/2///61987#ABP072#001 | Selectable RMS voltage input range |  |  |  | properties characterizing the selectable RMS voltage input range |  |  |  |  | ITEM_CLASS | [5 empty] | 0112/2///61987#ABP069 - RMS input |  |  | false | Standard |  | IEC 61987 | IEC | 2023-01-23 | 2023-01-23 | 2023-01-23 | 2023-01-23 |  | IEC/SC 65E | C00128 | 001-01 (2023-01-23 14:53:33 by BATCH 00000807) standard | 0112/2///61987#ABV501 | https://cdd.iec.ch/CDD/IEC61987/iec61987.nsf/Classes/0112-2---61987%23ABP072 | https://cdd.iec.ch/cdd/iec61987/iec61987.nsf/PropertiesAllVersions/0112-2---61987%23ABP188,https://cdd.iec.ch/cdd/iec61987/iec61987.nsf/PropertiesAllVersions/0112-2---61987%23ABF059,https://cdd.iec.ch/cdd/iec61987/iec61987.nsf/PropertiesAllVersions/0112-2---61987%23ABF061,https://cdd.iec.ch/cdd/iec61987/iec61987.nsf/PropertiesAllVersions/0112-2---61987%23ABP136 | 0112-2---61987#ABP188,0112-2---61987#ABF059,0112-2---61987#ABF061,0112-2---61987#ABP136
0112/2///61987#ABG457 | 001 | 01 | 0112/2///61987#ABG457#001 | Phase [level] |  |  |  | properties characterizing a phase of a substance | Note 1: Phases are certain states of the substance characterized by the relative mobility of the molecules resulting in solid, liquid, or gas phase Note 2: Aqueous and non-aqueous phases | Polymorphic element: ABG457, Id: 2 |  |  | ITEM_CLASS | [5 empty] | 0112/2///61987#ABG453 - Process case variables [level] |  |  |  | Standard |  | IEC 61987 | IEC | 2018-03-28 | 2014-12-17 | 2018-03-20 | 2018-03-20 |  | SC65E – IEC 61987 | C00018 | 001-01 (2018-03-28 07:26:11 by BATCH 00000762) standard | 0112/2///61987#ABV501 | https://cdd.iec.ch/CDD/IEC61987/iec61987.nsf/Classes/0112-2---61987%23ABG457 | https://cdd.iec.ch/cdd/iec61987/iec61987.nsf/PropertiesAllVersions/0112-2---61987%23ABU848,https://cdd.iec.ch/cdd/iec61987/iec61987.nsf/PropertiesAllVersions/0112-2---61987%23ABU850,https://cdd.iec.ch/cdd/iec61987/iec61987.nsf/PropertiesAllVersions/0112-2---61987%23ABU851,https://cdd.iec.ch/cdd/iec61987/iec61987.nsf/PropertiesAllVersions/0112-2---61987%23ABU852,https://cdd.iec.ch/cdd/iec61987/iec61987.nsf/PropertiesAllVersions/0112-2---61987%23ABU853,https://cdd.iec.ch/cdd/iec61987/iec61987.nsf/PropertiesAllVersions/0112-2---61987%23ABU854,https://cdd.iec.ch/cdd/iec61987/iec61987.nsf/PropertiesAllVersions/0112-2---61987%23ABH025 | 0112-2---61987#ABU852,0112-2---61987#ABU853,0112-2---61987#ABU854,0112-2---61987#ABH025,0112-2---61987#ABU848,0112-2---61987#ABU850,0112-2---61987#ABU851
0112/2///61987#ABC105 | 001 | 02 | 0112/2///61987#ABC105#001 | Assigned actual volume flow range |  |  |  | properties characterizing a range configured for actual volumetric flow |  | 13 ABC105.13 |  |  | ITEM_CLASS | [5 empty] | 0112/2///61987#ABC119 - Assigned variable [2]0112/2///61987#ABC124 - Assigned variable [7]0112/2///61987#ABC121 - Assigned variable [4]0112/2///61987#ABC120 - Assigned variable [3] |  |  |  | Standard |  |  |  | 2018-03-28 | 2013-08-27 | 2013-08-27 | 2014-06-18 |  | SC65E – IEC 61987 | C00004 |  | 0112/2///61987#ABV501 | https://cdd.iec.ch/CDD/IEC61987/iec61987.nsf/Classes/0112-2---61987%23ABC105 | https://cdd.iec.ch/cdd/iec61987/iec61987.nsf/PropertiesAllVersions/0112-2---61987%23ABA348,https://cdd.iec.ch/cdd/iec61987/iec61987.nsf/PropertiesAllVersions/0112-2---61987%23ABA350,https://cdd.iec.ch/cdd/iec61987/iec61987.nsf/PropertiesAllVersions/0112-2---61987%23ABB564,https://cdd.iec.ch/cdd/iec61987/iec61987.nsf/PropertiesAllVersions/0112-2---61987%23ABB565 | 0112-2---61987#ABA348,0112-2---61987#ABA350,0112-2---61987#ABB564,0112-2---61987#ABB565
0112/2///61987#ABC304 | 004 | 01 | 0112/2///61987#ABC304#004 | Installation conditions [2] |  |  |  | properties characterizing the installation conditions necessary to obtain the specified performance of the device |  |  |  |  | ITEM_CLASS | [5 empty] | 0112/2///61987#ABC558 - Rated Operating Conditions [2]0112/2///61987#ABC558 - Rated operating conditions [2] |  |  | false | Standard |  | IEC 61987 | IEC | 2022-12-09 | 2019-03-12 | 2022-12-09 | 2022-12-09 |  | IEC/SC 65E | C00112 |  | 0112/2///61987#ABV501 | https://cdd.iec.ch/CDD/IEC61987/iec61987.nsf/Classes/0112-2---61987%23ABC304 | https://cdd.iec.ch/cdd/iec61987/iec61987.nsf/PropertiesAllVersions/0112-2---61987%23ABD228 | 0112-2---61987#ABD228
0112/2///61987#ABC333 | 003 | 01 | 0112/2///61987#ABC333#003 | Manufacturer-specific output [1] |  |  |  | properties characterizing a manufacturer-specific output |  |  |  |  | ITEM_CLASS | [5 empty] | 0112/2///61987#ABC665 - Type of output [2]0112/2///61987#ABC668 - Type of output [5] |  |  | false | Standard |  | IEC 61987 | IEC | 2022-12-09 | 2017-12-07 | 2022-12-09 | 2022-12-09 |  | IEC/SC 65E | C00112 |  | 0112/2///61987#ABV501 | https://cdd.iec.ch/CDD/IEC61987/iec61987.nsf/Classes/0112-2---61987%23ABC333 | https://cdd.iec.ch/cdd/iec61987/iec61987.nsf/PropertiesAllVersions/0112-2---61987%23ABB631,https://cdd.iec.ch/cdd/iec61987/iec61987.nsf/PropertiesAllVersions/0112-2---61987%23ABU190,https://cdd.iec.ch/cdd/iec61987/iec61987.nsf/PropertiesAllVersions/0112-2---61987%23ABC965 | 0112-2---61987#ABU190,0112-2---61987#ABC965,0112-2---61987#ABB631
0112/2///61987#ABC615 | 002 | 01 | 0112/2///61987#ABC615#002 | Structural design [vortex flow transmitter] |  |  |  | properties characterizing the constructional details of a device |  |  |  |  | ITEM_CLASS | [5 empty] | 0112/2///61987#ABC434 - Mechanical and electrical construction [vortex flow transmitter] |  |  |  | Standard |  |  |  | 2018-03-28 | 2013-08-27 | 2016-05-24 | 2016-05-24 |  | SC65E – IEC 61987 | C00004 |  | 0112/2///61987#ABV501 | https://cdd.iec.ch/CDD/IEC61987/iec61987.nsf/Classes/0112-2---61987%23ABC615 | https://cdd.iec.ch/cdd/iec61987/iec61987.nsf/PropertiesAllVersions/0112-2---61987%23ABC876,https://cdd.iec.ch/cdd/iec61987/iec61987.nsf/PropertiesAllVersions/0112-2---61987%23ABD265,https://cdd.iec.ch/cdd/iec61987/iec61987.nsf/PropertiesAllVersions/0112-2---61987%23ABD263,https://cdd.iec.ch/cdd/iec61987/iec61987.nsf/PropertiesAllVersions/0112-2---61987%23ABD286,https://cdd.iec.ch/cdd/iec61987/iec61987.nsf/PropertiesAllVersions/0112-2---61987%23ABA177,https://cdd.iec.ch/cdd/iec61987/iec61987.nsf/PropertiesAllVersions/0112-2---61987%23ABD290,https://cdd.iec.ch/cdd/iec61987/iec61987.nsf/PropertiesAllVersions/0112-2---61987%23ABA182,https://cdd.iec.ch/cdd/iec61987/iec61987.nsf/PropertiesAllVersions/0112-2---61987%23ABD281,https://cdd.iec.ch/cdd/iec61987/iec61987.nsf/PropertiesAllVersions/0112-2---61987%23ABD284 | 0112-2---61987#ABD286,0112-2---61987#ABA177,0112-2---61987#ABA182,0112-2---61987#ABD281,0112-2---61987#ABD284,0112-2---61987#ABC876,0112-2---61987#ABD265,0112-2---61987#ABD263,0112-2---61987#ABD290
0112/2///61987#ABF398 | 001 | 01 | 0112/2///61987#ABF398#001 | RTD/resistance measurement |  |  |  | properties characterizing a temperature measurement based on a resistance temperature detector or a resistance measurement |  |  |  |  | ITEM_CLASS | [5 empty] | 0112/2///61987#ABF396 - Structural design of separate temperature transmitter |  |  |  | Standard |  | IEC 61987 | IEC | 2018-03-28 | 2014-12-17 | 2017-09-18 | 2017-09-18 |  | SC65E – IEC 61987 | C00018 | 001-01 (2018-03-28 07:26:06 by BATCH 00000762) standard | 0112/2///61987#ABV501 | https://cdd.iec.ch/CDD/IEC61987/iec61987.nsf/Classes/0112-2---61987%23ABF398 | https://cdd.iec.ch/cdd/iec61987/iec61987.nsf/PropertiesAllVersions/0112-2---61987%23ABF403,https://cdd.iec.ch/cdd/iec61987/iec61987.nsf/PropertiesAllVersions/0112-2---61987%23ABB088,https://cdd.iec.ch/cdd/iec61987/iec61987.nsf/PropertiesAllVersions/0112-2---61987%23ABA409,https://cdd.iec.ch/cdd/iec61987/iec61987.nsf/PropertiesAllVersions/0112-2---61987%23ABH384,https://cdd.iec.ch/cdd/iec61987/iec61987.nsf/PropertiesAllVersions/0112-2---61987%23ABH385,https://cdd.iec.ch/cdd/iec61987/iec61987.nsf/PropertiesAllVersions/0112-2---61987%23ABB091,https://cdd.iec.ch/cdd/iec61987/iec61987.nsf/PropertiesAllVersions/0112-2---61987%23ABF400,https://cdd.iec.ch/cdd/iec61987/iec61987.nsf/PropertiesAllVersions/0112-2---61987%23ABB089,https://cdd.iec.ch/cdd/iec61987/iec61987.nsf/PropertiesAllVersions/0112-2---61987%23ABB090,https://cdd.iec.ch/cdd/iec61987/iec61987.nsf/PropertiesAllVersions/0112-2---61987%23ABF498,https://cdd.iec.ch/cdd/iec61987/iec61987.nsf/PropertiesAllVersions/0112-2---61987%23ABF822,https://cdd.iec.ch/cdd/iec61987/iec61987.nsf/PropertiesAllVersions/0112-2---61987%23ABF504 | 0112-2---61987#ABB091,0112-2---61987#ABB090,0112-2---61987#ABF504,0112-2---61987#ABB088,0112-2---61987#ABH384,0112-2---61987#ABH385,0112-2---61987#ABF400,0112-2---61987#ABB089,0112-2---61987#ABF498,0112-2---61987#ABF822,0112-2---61987#ABF403,0112-2---61987#ABA409
0112/2///61987#ABF454 | 001 | 01 | 0112/2///61987#ABF454#001 | Material of wire |  |  |  | properties characterizing the material of which a wire is made |  |  |  |  | ITEM_CLASS | [5 empty] | 0112/2///61987#ABF419 - Thermocouple0112/2///61987#ABF432 - Structural design of a servo level transmitter |  |  |  | Standard |  | IEC 61987 | IEC | 2018-03-28 | 2017-09-22 | 2017-09-22 | 2017-09-22 |  | SC65E – IEC 61987 | C00018 | 001-01 (2018-03-28 07:26:06 by BATCH 00000762) standard | 0112/2///61987#ABV501 | https://cdd.iec.ch/CDD/IEC61987/iec61987.nsf/Classes/0112-2---61987%23ABF454 | https://cdd.iec.ch/cdd/iec61987/iec61987.nsf/PropertiesAllVersions/0112-2---61987%23ABB455,https://cdd.iec.ch/cdd/iec61987/iec61987.nsf/PropertiesAllVersions/0112-2---61987%23ABI460,https://cdd.iec.ch/cdd/iec61987/iec61987.nsf/PropertiesAllVersions/0112-2---61987%23ABA908,https://cdd.iec.ch/cdd/iec61987/iec61987.nsf/PropertiesAllVersions/0112-2---61987%23ABA907 | 0112-2---61987#ABB455,0112-2---61987#ABI460,0112-2---61987#ABA908,0112-2---61987#ABA907
0112/2///61987#ABF636 | 001 | 01 | 0112/2///61987#ABF636#001 | Structural design of an ultrasonic density transmitter |  |  |  | properties characterizing the constructional details of an ultrasonic density transmitter |  |  |  |  | ITEM_CLASS | [5 empty] | 0112/2///61987#ABG447 - Structural design [ultrasonic density transmitter] |  |  |  | Standard |  | IEC 61987 | IEC | 2018-03-28 | 2014-12-17 | 2018-03-20 | 2018-03-20 |  | SC65E – IEC 61987 | C00017 | 001-01 (2018-03-28 07:26:06 by BATCH 00000762) standard | 0112/2///61987#ABV501 | https://cdd.iec.ch/CDD/IEC61987/iec61987.nsf/Classes/0112-2---61987%23ABF636 | https://cdd.iec.ch/cdd/iec61987/iec61987.nsf/PropertiesAllVersions/0112-2---61987%23ABF643,https://cdd.iec.ch/cdd/iec61987/iec61987.nsf/PropertiesAllVersions/0112-2---61987%23ABF854,https://cdd.iec.ch/cdd/iec61987/iec61987.nsf/PropertiesAllVersions/0112-2---61987%23ABF855,https://cdd.iec.ch/cdd/iec61987/iec61987.nsf/PropertiesAllVersions/0112-2---61987%23ABF857 | 0112-2---61987#ABF643,0112-2---61987#ABF854,0112-2---61987#ABF855,0112-2---61987#ABF857
0112/2///61987#ABH168 | 001 | 01 | 0112/2///61987#ABH168#001 | Parameters of differential pressure level measurement |  |  |  | properties characterizing a differential pressure level measurement |  |  |  |  | ITEM_CLASS | [5 empty] | 0112/2///61987#ABH159 - Level measurement instrument installation |  |  |  | Standard |  | IEC 61987 | IEC | 2018-03-28 | 2014-12-17 | 2018-03-20 | 2018-03-20 |  | SC65E – IEC 61987 | C00018 | 001-01 (2018-03-28 07:26:12 by BATCH 00000762) standard | 0112/2///61987#ABV501 | https://cdd.iec.ch/CDD/IEC61987/iec61987.nsf/Classes/0112-2---61987%23ABH168 | https://cdd.iec.ch/cdd/iec61987/iec61987.nsf/PropertiesAllVersions/0112-2---61987%23ABB999,https://cdd.iec.ch/cdd/iec61987/iec61987.nsf/PropertiesAllVersions/0112-2---61987%23ABC005,https://cdd.iec.ch/cdd/iec61987/iec61987.nsf/PropertiesAllVersions/0112-2---61987%23ABC004,https://cdd.iec.ch/cdd/iec61987/iec61987.nsf/PropertiesAllVersions/0112-2---61987%23ABC002,https://cdd.iec.ch/cdd/iec61987/iec61987.nsf/PropertiesAllVersions/0112-2---61987%23ABC003,https://cdd.iec.ch/cdd/iec61987/iec61987.nsf/PropertiesAllVersions/0112-2---61987%23ABE885,https://cdd.iec.ch/cdd/iec61987/iec61987.nsf/PropertiesAllVersions/0112-2---61987%23ABC007,https://cdd.iec.ch/cdd/iec61987/iec61987.nsf/PropertiesAllVersions/0112-2---61987%23ABB996,https://cdd.iec.ch/cdd/iec61987/iec61987.nsf/PropertiesAllVersions/0112-2---61987%23ABH170,https://cdd.iec.ch/cdd/iec61987/iec61987.nsf/PropertiesAllVersions/0112-2---61987%23ABH169,https://cdd.iec.ch/cdd/iec61987/iec61987.nsf/PropertiesAllVersions/0112-2---61987%23ABH171,https://cdd.iec.ch/cdd/iec61987/iec61987.nsf/PropertiesAllVersions/0112-2---61987%23ABH172,https://cdd.iec.ch/cdd/iec61987/iec61987.nsf/PropertiesAllVersions/0112-2---61987%23ABH173,https://cdd.iec.ch/cdd/iec61987/iec61987.nsf/PropertiesAllVersions/0112-2---61987%23ABH174,https://cdd.iec.ch/cdd/iec61987/iec61987.nsf/PropertiesAllVersions/0112-2---61987%23ABB298,https://cdd.iec.ch/cdd/iec61987/iec61987.nsf/PropertiesAllVersions/0112-2---61987%23ABB299,https://cdd.iec.ch/cdd/iec61987/iec61987.nsf/PropertiesAllVersions/0112-2---61987%23ABH175,https://cdd.iec.ch/cdd/iec61987/iec61987.nsf/PropertiesAllVersions/0112-2---61987%23ABH176 | 0112-2---61987#ABB999,0112-2---61987#ABC003,0112-2---61987#ABH174,0112-2---61987#ABH175,0112-2---61987#ABH176,0112-2---61987#ABC005,0112-2---61987#ABH169,0112-2---61987#ABB298,0112-2---61987#ABC004,0112-2---61987#ABC002,0112-2---61987#ABB996,0112-2---61987#ABH170,0112-2---61987#ABE885,0112-2---61987#ABC007,0112-2---61987#ABH171,0112-2---61987#ABH172,0112-2---61987#ABH173,0112-2---61987#ABB299
0112/2///61987#ABH923 | 001 | 01 | 0112/2///61987#ABH923#001 | Device-specific HART parameter |  |  |  | properties characterizing device-specific HART parameters |  |  |  |  | ITEM_CLASS | [5 empty] | 0112/2///61987#ABH911 - HART configuration parameter |  |  |  | Standard |  |  |  | 2018-03-28 | 2018-03-28 | 2018-03-28 | 2018-03-28 |  | SC65E – IEC 61987 | C00018 | 001-01 (2018-03-28 07:26:12 by BATCH 00000762) standard | 0112/2///61987#ABV501 | https://cdd.iec.ch/CDD/IEC61987/iec61987.nsf/Classes/0112-2---61987%23ABH923 | https://cdd.iec.ch/cdd/iec61987/iec61987.nsf/PropertiesAllVersions/0112-2---61987%23ABI314,https://cdd.iec.ch/cdd/iec61987/iec61987.nsf/PropertiesAllVersions/0112-2---61987%23ABI315,https://cdd.iec.ch/cdd/iec61987/iec61987.nsf/PropertiesAllVersions/0112-2---61987%23ABI071,https://cdd.iec.ch/cdd/iec61987/iec61987.nsf/PropertiesAllVersions/0112-2---61987%23ABI223 | 0112-2---61987#ABI314,0112-2---61987#ABI315,0112-2---61987#ABI071,0112-2---61987#ABI223
0112/2///61987#ABJ612 | 001 | 01 | 0112/2///61987#ABJ612#001 | FLOW_MEASUREMENT_TRANSFORMATION |  |  |  | properties characterizing any transformations to the flow technology block output value | These modifications directly affect the value of the primary measurement. |  |  |  | ITEM_CLASS | [5 empty] | 0112/2///61987#ABH843 - Flow technology block |  |  |  | Standard |  |  |  | 2019-03-08 | 2017-12-07 | 2019-03-08 | 2019-03-08 |  | SC65E – IEC 61987 | C00018 | 001-01 (2019-03-08 15:35:13 by BATCH 00000766) standard | 0112/2///61987#ABV501 | https://cdd.iec.ch/CDD/IEC61987/iec61987.nsf/Classes/0112-2---61987%23ABJ612 | https://cdd.iec.ch/cdd/iec61987/iec61987.nsf/PropertiesAllVersions/0112-2---61987%23ABJ679,https://cdd.iec.ch/cdd/iec61987/iec61987.nsf/PropertiesAllVersions/0112-2---61987%23ABJ629,https://cdd.iec.ch/cdd/iec61987/iec61987.nsf/PropertiesAllVersions/0112-2---61987%23ABI105,https://cdd.iec.ch/cdd/iec61987/iec61987.nsf/PropertiesAllVersions/0112-2---61987%23ABJ659 | 0112-2---61987#ABJ679,0112-2---61987#ABJ629,0112-2---61987#ABI105,0112-2---61987#ABJ659
0112/2///61987#ABC128 | 003 | 01 | 0112/2///61987#ABC128#003 | Auxiliary input [3] |  |  |  | properties characterizing a device auxiliary input that acquires values from external instrumentation |  |  |  |  | ITEM_CLASS | [5 empty] | 0112/2///61987#ABC292 - Input [3] |  |  | false | Standard |  | IEC 61987 | IEC | 2022-12-09 | 2017-12-07 | 2022-12-09 | 2022-12-09 |  | IEC/SC 65E | C00112 |  | 0112/2///61987#ABV501 | https://cdd.iec.ch/CDD/IEC61987/iec61987.nsf/Classes/0112-2---61987%23ABC128 | https://cdd.iec.ch/cdd/iec61987/iec61987.nsf/PropertiesAllVersions/0112-2---61987%23ABB271,https://cdd.iec.ch/cdd/iec61987/iec61987.nsf/PropertiesAllVersions/0112-2---61987%23ABA577,https://cdd.iec.ch/cdd/iec61987/iec61987.nsf/PropertiesAllVersions/0112-2---61987%23ABB095,https://cdd.iec.ch/cdd/iec61987/iec61987.nsf/PropertiesAllVersions/0112-2---61987%23ABA342,https://cdd.iec.ch/cdd/iec61987/iec61987.nsf/PropertiesAllVersions/0112-2---61987%23ABU257 | 0112-2---61987#ABB271,0112-2---61987#ABA577,0112-2---61987#ABB095,0112-2---61987#ABA342,0112-2---61987#ABU257
0112/2///61987#ABD966 | 001 | 02 | 0112/2///61987#ABD966#001 | Parameters of valve body assembly [2] |  |  |  | properties characterizing the configuration of a valve according to its specific values |  |  |  |  | ITEM_CLASS | [5 empty] | 0112/2///61987#ABE311 - Device LOP for globe valve0112/2///61987#ABE312 - Device LOP for gate valve0112/2///61987#ABE313 - Device LOP for diaphragm valve0112/2///61987#ABE313 - Device LOP for diaphragm/pinch valve |  |  |  | Standard |  |  |  | 2018-03-28 | 2013-09-02 | 2013-09-02 | 2014-06-18 |  | SC65E – IEC 61987 | C00009 |  | 0112/2///61987#ABV501 | https://cdd.iec.ch/CDD/IEC61987/iec61987.nsf/Classes/0112-2---61987%23ABD966 | https://cdd.iec.ch/cdd/iec61987/iec61987.nsf/PropertiesAllVersions/0112-2---61987%23ABD660,https://cdd.iec.ch/cdd/iec61987/iec61987.nsf/PropertiesAllVersions/0112-2---61987%23ABD641,https://cdd.iec.ch/cdd/iec61987/iec61987.nsf/PropertiesAllVersions/0112-2---61987%23ABD620,https://cdd.iec.ch/cdd/iec61987/iec61987.nsf/PropertiesAllVersions/0112-2---61987%23ABD696,https://cdd.iec.ch/cdd/iec61987/iec61987.nsf/PropertiesAllVersions/0112-2---61987%23ABD695,https://cdd.iec.ch/cdd/iec61987/iec61987.nsf/PropertiesAllVersions/0112-2---61987%23ABD666,https://cdd.iec.ch/cdd/iec61987/iec61987.nsf/PropertiesAllVersions/0112-2---61987%23ABD597,https://cdd.iec.ch/cdd/iec61987/iec61987.nsf/PropertiesAllVersions/0112-2---61987%23ABD600,https://cdd.iec.ch/cdd/iec61987/iec61987.nsf/PropertiesAllVersions/0112-2---61987%23ABD699,https://cdd.iec.ch/cdd/iec61987/iec61987.nsf/PropertiesAllVersions/0112-2---61987%23ABD551,https://cdd.iec.ch/cdd/iec61987/iec61987.nsf/PropertiesAllVersions/0112-2---61987%23ABD697,https://cdd.iec.ch/cdd/iec61987/iec61987.nsf/PropertiesAllVersions/0112-2---61987%23ABD588,https://cdd.iec.ch/cdd/iec61987/iec61987.nsf/PropertiesAllVersions/0112-2---61987%23ABD587,https://cdd.iec.ch/cdd/iec61987/iec61987.nsf/PropertiesAllVersions/0112-2---61987%23ABD586,https://cdd.iec.ch/cdd/iec61987/iec61987.nsf/PropertiesAllVersions/0112-2---61987%23ABD585,https://cdd.iec.ch/cdd/iec61987/iec61987.nsf/PropertiesAllVersions/0112-2---61987%23ABD572,https://cdd.iec.ch/cdd/iec61987/iec61987.nsf/PropertiesAllVersions/0112-2---61987%23ABD689,https://cdd.iec.ch/cdd/iec61987/iec61987.nsf/PropertiesAllVersions/0112-2---61987%23ABD552,https://cdd.iec.ch/cdd/iec61987/iec61987.nsf/PropertiesAllVersions/0112-2---61987%23ABD559,https://cdd.iec.ch/cdd/iec61987/iec61987.nsf/PropertiesAllVersions/0112-2---61987%23ABD670,https://cdd.iec.ch/cdd/iec61987/iec61987.nsf/PropertiesAllVersions/0112-2---61987%23ABE150 | 0112-2---61987#ABD695,0112-2---61987#ABD551,0112-2---61987#ABD689,0112-2---61987#ABD559,0112-2---61987#ABE150,0112-2---61987#ABD660,0112-2---61987#ABD600,0112-2---61987#ABD588,0112-2---61987#ABD587,0112-2---61987#ABD586,0112-2---61987#ABD670,0112-2---61987#ABD666,0112-2---61987#ABD597,0112-2---61987#ABD697,0112-2---61987#ABD572,0112-2---61987#ABD552,0112-2---61987#ABD641,0112-2---61987#ABD620,0112-2---61987#ABD696,0112-2---61987#ABD699,0112-2---61987#ABD585
0112/2///61987#ABH247 | 001 | 01 | 0112/2///61987#ABH247#001 | Window for radiation |  |  |  | properties characterizing the window for radiation according its constructional details and operating conditions |  |  |  |  | ITEM_CLASS | [5 empty] | 0112/2///61987#ABH258 - Radiation thermometer parameters |  |  |  | Standard |  | IEC 61987 | IEC | 2018-03-28 | 2014-12-17 | 2016-05-24 | 2016-05-24 |  | SC65E – IEC 61987 | C00019 | 001-01 (2018-03-28 07:26:12 by BATCH 00000762) standard | 0112/2///61987#ABV501 | https://cdd.iec.ch/CDD/IEC61987/iec61987.nsf/Classes/0112-2---61987%23ABH247 | https://cdd.iec.ch/cdd/iec61987/iec61987.nsf/PropertiesAllVersions/0112-2---61987%23ABH252,https://cdd.iec.ch/cdd/iec61987/iec61987.nsf/PropertiesAllVersions/0112-2---61987%23ABF020,https://cdd.iec.ch/cdd/iec61987/iec61987.nsf/PropertiesAllVersions/0112-2---61987%23ABH248,https://cdd.iec.ch/cdd/iec61987/iec61987.nsf/PropertiesAllVersions/0112-2---61987%23ABH249,https://cdd.iec.ch/cdd/iec61987/iec61987.nsf/PropertiesAllVersions/0112-2---61987%23ABH250,https://cdd.iec.ch/cdd/iec61987/iec61987.nsf/PropertiesAllVersions/0112-2---61987%23ABH251,https://cdd.iec.ch/cdd/iec61987/iec61987.nsf/PropertiesAllVersions/0112-2---61987%23ABB952,https://cdd.iec.ch/cdd/iec61987/iec61987.nsf/PropertiesAllVersions/0112-2---61987%23ABA640,https://cdd.iec.ch/cdd/iec61987/iec61987.nsf/PropertiesAllVersions/0112-2---61987%23ABA574 | 0112-2---61987#ABH252,0112-2---61987#ABF020,0112-2---61987#ABH248,0112-2---61987#ABA640,0112-2---61987#ABA574,0112-2---61987#ABH249,0112-2---61987#ABH250,0112-2---61987#ABH251,0112-2---61987#ABB952
0112/2///61987#ABH806 | 001 | 01 | 0112/2///61987#ABH806#001 | Storage |  |  |  | properties characterizing storage conditions |  |  |  |  | ITEM_CLASS | [9 empty] | Standard |  |  |  | 2019-03-08 | 2017-12-07 | 2019-03-08 | 2019-03-08 |  | SC65E – IEC 61987 | C0018 | 001-01 (2019-03-08 15:35:12 by BATCH 00000766) standard | 0112/2///61987#ABH525 | https://cdd.iec.ch/CDD/IEC61987/iec61987.nsf/Classes/0112-2---61987%23ABH806 | https://cdd.iec.ch/cdd/iec61987/iec61987.nsf/PropertiesAllVersions/0112-2---61987%23ABH807,https://cdd.iec.ch/cdd/iec61987/iec61987.nsf/PropertiesAllVersions/0112-2---61987%23ABH808,https://cdd.iec.ch/cdd/iec61987/iec61987.nsf/PropertiesAllVersions/0112-2---61987%23ABH809,https://cdd.iec.ch/cdd/iec61987/iec61987.nsf/PropertiesAllVersions/0112-2---61987%23ABH833,https://cdd.iec.ch/cdd/iec61987/iec61987.nsf/PropertiesAllVersions/0112-2---61987%23ABA924,https://cdd.iec.ch/cdd/iec61987/iec61987.nsf/PropertiesAllVersions/0112-2---61987%23ABA925,https://cdd.iec.ch/cdd/iec61987/iec61987.nsf/PropertiesAllVersions/0112-2---61987%23ABA103,https://cdd.iec.ch/cdd/iec61987/iec61987.nsf/PropertiesAllVersions/0112-2---61987%23ABB325,https://cdd.iec.ch/cdd/iec61987/iec61987.nsf/PropertiesAllVersions/0112-2---61987%23ABA106,https://cdd.iec.ch/cdd/iec61987/iec61987.nsf/PropertiesAllVersions/0112-2---61987%23ABA107,https://cdd.iec.ch/cdd/iec61987/iec61987.nsf/PropertiesAllVersions/0112-2---61987%23ABH810,https://cdd.iec.ch/cdd/iec61987/iec61987.nsf/PropertiesAllVersions/0112-2---61987%23ABH834,https://cdd.iec.ch/cdd/iec61987/iec61987.nsf/PropertiesAllVersions/0112-2---61987%23ABH835,https://cdd.iec.ch/cdd/iec61987/iec61987.nsf/PropertiesAllVersions/0112-2---61987%23ABH829,https://cdd.iec.ch/cdd/iec61987/iec61987.nsf/PropertiesAllVersions/0112-2---61987%23ABH811,https://cdd.iec.ch/cdd/iec61987/iec61987.nsf/PropertiesAllVersions/0112-2---61987%23ABH812,https://cdd.iec.ch/cdd/iec61987/iec61987.nsf/PropertiesAllVersions/0112-2---61987%23ABH832,https://cdd.iec.ch/cdd/iec61987/iec61987.nsf/PropertiesAllVersions/0112-2---61987%23ABH825,https://cdd.iec.ch/cdd/iec61987/iec61987.nsf/PropertiesAllVersions/0112-2---61987%23ABH826,https://cdd.iec.ch/cdd/iec61987/iec61987.nsf/PropertiesAllVersions/0112-2---61987%23ABH827,https://cdd.iec.ch/cdd/iec61987/iec61987.nsf/PropertiesAllVersions/0112-2---61987%23ABH828,https://cdd.iec.ch/cdd/iec61987/iec61987.nsf/PropertiesAllVersions/0112-2---61987%23ABH837 | 0112-2---61987#ABH808,0112-2---61987#ABH833,0112-2---61987#ABH834,0112-2---61987#ABH826,0112-2---61987#ABH828,0112-2---61987#ABH807,0112-2---61987#ABB325,0112-2---61987#ABA107,0112-2---61987#ABH810,0112-2---61987#ABH811,0112-2---61987#ABH825,0112-2---61987#ABA924,0112-2---61987#ABH812,0112-2---61987#ABH832,0112-2---61987#ABH809,0112-2---61987#ABA925,0112-2---61987#ABA103,0112-2---61987#ABA106,0112-2---61987#ABH835,0112-2---61987#ABH829,0112-2---61987#ABH827,0112-2---61987#ABH837
0112/2///61987#ABD924 | 001 | 02 | 0112/2///61987#ABD924#001 | Material of taper-bar |  |  |  | properties characterizing the material of which a taper-bar is made |  |  |  |  | ITEM_CLASS | [5 empty] | - |  |  |  | Standard |  |  |  | 2018-03-28 | 2013-09-02 | 2013-09-02 | 2014-06-18 |  | SC65E – IEC 61987 | C00009 |  | 0112/2///61987#ABV501 | https://cdd.iec.ch/CDD/IEC61987/iec61987.nsf/Classes/0112-2---61987%23ABD924 | https://cdd.iec.ch/cdd/iec61987/iec61987.nsf/PropertiesAllVersions/0112-2---61987%23ABB455,https://cdd.iec.ch/cdd/iec61987/iec61987.nsf/PropertiesAllVersions/0112-2---61987%23ABI460,https://cdd.iec.ch/cdd/iec61987/iec61987.nsf/PropertiesAllVersions/0112-2---61987%23ABA908,https://cdd.iec.ch/cdd/iec61987/iec61987.nsf/PropertiesAllVersions/0112-2---61987%23ABA907 | 0112-2---61987#ABA908,0112-2---61987#ABA907,0112-2---61987#ABB455,0112-2---61987#ABI460
0112/2///61987#ABF945 | 001 | 01 | 0112/2///61987#ABF945#001 | Measured variable [9] | process variable |  |  | properties characterizing a measured variable, the size of which is to be acquired and indicated by the device |  |  |  |  | ITEM_CLASS | [5 empty] | 0112/2///61987#ABV035 - Input [37]0112/2///61987#ABV036 - Input [18] |  |  |  | Standard |  | IEC 61987 | IEC | 2018-03-28 | 2014-12-17 | 2018-03-20 | 2018-03-20 |  | SC65E – IEC 61987 | C00018 | 001-01 (2018-03-28 07:26:06 by BATCH 00000762) standard | 0112/2///61987#ABV501 | https://cdd.iec.ch/CDD/IEC61987/iec61987.nsf/Classes/0112-2---61987%23ABF945 | https://cdd.iec.ch/cdd/iec61987/iec61987.nsf/PropertiesAllVersions/0112-2---61987%23ABB271,https://cdd.iec.ch/cdd/iec61987/iec61987.nsf/PropertiesAllVersions/0112-2---61987%23ABA577,https://cdd.iec.ch/cdd/iec61987/iec61987.nsf/PropertiesAllVersions/0112-2---61987%23ABU893 | 0112-2---61987#ABB271,0112-2---61987#ABA577,0112-2---61987#ABU893
0112/2///61987#ABG350 | 002 | 01 | 0112/2///61987#ABG350#002 | Limiting process conditions [8] |  |  |  | properties characterizing extreme values which an process quantity can assume without damaging the device |  |  |  |  | ITEM_CLASS | [5 empty] | 0112/2///61987#ABG339 - Process design ratings [11]0112/2///61987#ABG341 - Process design ratings [13] |  |  | false | Standard |  | IEC 61987 | IEC | 2022-12-09 | 2017-12-07 | 2022-12-09 | 2022-12-09 |  | IEC/SC 65E | C00112 |  | 0112/2///61987#ABV501 | https://cdd.iec.ch/CDD/IEC61987/iec61987.nsf/Classes/0112-2---61987%23ABG350 | https://cdd.iec.ch/cdd/iec61987/iec61987.nsf/PropertiesAllVersions/0112-2---61987%23ABA956,https://cdd.iec.ch/cdd/iec61987/iec61987.nsf/PropertiesAllVersions/0112-2---61987%23ABB186,https://cdd.iec.ch/cdd/iec61987/iec61987.nsf/PropertiesAllVersions/0112-2---61987%23ABA957,https://cdd.iec.ch/cdd/iec61987/iec61987.nsf/PropertiesAllVersions/0112-2---61987%23ABB187,https://cdd.iec.ch/cdd/iec61987/iec61987.nsf/PropertiesAllVersions/0112-2---61987%23ABA920,https://cdd.iec.ch/cdd/iec61987/iec61987.nsf/PropertiesAllVersions/0112-2---61987%23ABA921,https://cdd.iec.ch/cdd/iec61987/iec61987.nsf/PropertiesAllVersions/0112-2---61987%23ABB072,https://cdd.iec.ch/cdd/iec61987/iec61987.nsf/PropertiesAllVersions/0112-2---61987%23ABA117,https://cdd.iec.ch/cdd/iec61987/iec61987.nsf/PropertiesAllVersions/0112-2---61987%23ABB073,https://cdd.iec.ch/cdd/iec61987/iec61987.nsf/PropertiesAllVersions/0112-2---61987%23ABA118,https://cdd.iec.ch/cdd/iec61987/iec61987.nsf/PropertiesAllVersions/0112-2---61987%23ABA119,https://cdd.iec.ch/cdd/iec61987/iec61987.nsf/PropertiesAllVersions/0112-2---61987%23ABA120 | 0112-2---61987#ABB073,0112-2---61987#ABA119,0112-2---61987#ABA957,0112-2---61987#ABB186,0112-2---61987#ABB187,0112-2---61987#ABA920,0112-2---61987#ABA921,0112-2---61987#ABB072,0112-2---61987#ABA117,0112-2---61987#ABA118,0112-2---61987#ABA956,0112-2---61987#ABA120
0112/2///61987#ABA854 | 002 | 01 | 0112/2///61987#ABA854#002 | Pressure to current converter |  |  |  | converter that converts pneumatic or hydraulic energy into electrical energy |  |  |  |  | ITEM_CLASS | [9 empty] | Standard |  |  |  | 2018-03-28 | 2013-08-27 | 2016-05-24 | 2016-05-24 |  | SC65E – IEC 61987 | C00004 |  | 0112/2///61987#ABA849 | https://cdd.iec.ch/CDD/IEC61987/iec61987.nsf/Classes/0112-2---61987%23ABA854
0112/2///61987#ABC371 | 001 | 02 | 0112/2///61987#ABC371#001 | Material of insertion probe seal |  |  |  | properties characterizing the material of which the insertion probe seal is made |  |  |  |  | ITEM_CLASS | [5 empty] | 0112/2///61987#ABC243 - Fixed electromagnetic insertion flow transmitter0112/2///61987#ABC301 - Insertion thermal mass flow transmitter0112/2///61987#ABC582 - Retractable electromagnetic insertion flow transmitter0112/2///61987#ABC583 - Retractable thermal mass flow transmitter |  |  |  | Standard |  |  |  | 2018-03-28 | 2013-08-27 | 2013-08-27 | 2014-06-18 |  | SC65E – IEC 61987 | C00019 |  | 0112/2///61987#ABV501 | https://cdd.iec.ch/CDD/IEC61987/iec61987.nsf/Classes/0112-2---61987%23ABC371 | https://cdd.iec.ch/cdd/iec61987/iec61987.nsf/PropertiesAllVersions/0112-2---61987%23ABB455,https://cdd.iec.ch/cdd/iec61987/iec61987.nsf/PropertiesAllVersions/0112-2---61987%23ABI460,https://cdd.iec.ch/cdd/iec61987/iec61987.nsf/PropertiesAllVersions/0112-2---61987%23ABA908,https://cdd.iec.ch/cdd/iec61987/iec61987.nsf/PropertiesAllVersions/0112-2---61987%23ABA907 | 0112-2---61987#ABB455,0112-2---61987#ABI460,0112-2---61987#ABA908,0112-2---61987#ABA907
0112/2///61987#ABE608 | 001 | 01 | 0112/2///61987#ABE608#001 | Mechanical and electrical construction [filter regulator] |  |  |  | properties characterizing the constructional details of the device and its parts |  |  |  |  | ITEM_CLASS | [5 empty] | 0112/2///61987#ABE632 - Device LOP for filter regulator |  |  |  | Standard |  | IEC 61987 | IEC | 2018-03-28 | 2014-07-25 | 2018-03-20 | 2018-03-20 |  | SC65E – IEC 61987 | C00018 | 001-01 (2018-03-28 07:26:03 by BATCH 00000762) standard | 0112/2///61987#ABV501 | https://cdd.iec.ch/CDD/IEC61987/iec61987.nsf/Classes/0112-2---61987%23ABE608 | https://cdd.iec.ch/cdd/iec61987/iec61987.nsf/PropertiesAllVersions/0112-2---61987%23ABD534,https://cdd.iec.ch/cdd/iec61987/iec61987.nsf/PropertiesAllVersions/0112-2---61987%23ABE543,https://cdd.iec.ch/cdd/iec61987/iec61987.nsf/PropertiesAllVersions/0112-2---61987%23ABB139,https://cdd.iec.ch/cdd/iec61987/iec61987.nsf/PropertiesAllVersions/0112-2---61987%23ABE112,https://cdd.iec.ch/cdd/iec61987/iec61987.nsf/PropertiesAllVersions/0112-2---61987%23ABC790 | 0112-2---61987#ABB139,0112-2---61987#ABE112,0112-2---61987#ABC790,0112-2---61987#ABD534,0112-2---61987#ABE543
0112/2///61987#ABV039 | 001 | 01 | 0112/2///61987#ABV039#001 | Assigned variable [8] |  |  |  | properties characterizing the configuration of the analog input or output |  | Id specified in IEC61987: ABG088;¦Polymorphic element: ABG088, Id: 16 |  |  | ITEM_CLASS | [5 empty] | 0112/2///61987#ABG083 - Analog current input [4]0112/2///61987#ABG118 - Analog voltage input [4]0112/2///61987#ABG121 - Frequency input [4]0112/2///61987#ABG124 - Manufacturer-specific input [4] |  |  |  | Standard |  | IEC 61987 | IEC | 2018-03-28 | 2018-03-28 | 2018-03-28 | 2018-03-28 |  | SC65E – IEC 61987 | C00018 | 001-01 (2018-03-28 07:26:13 by BATCH 00000762) standard | 0112/2///61987#ABV501 | https://cdd.iec.ch/CDD/IEC61987/iec61987.nsf/Classes/0112-2---61987%23ABV039 | https://cdd.iec.ch/cdd/iec61987/iec61987.nsf/PropertiesAllVersions/0112-2---61987%23ABU948,https://cdd.iec.ch/cdd/iec61987/iec61987.nsf/PropertiesAllVersions/0112-2---61987%23ABU988,https://cdd.iec.ch/cdd/iec61987/iec61987.nsf/PropertiesAllVersions/0112-2---61987%23ABU989,https://cdd.iec.ch/cdd/iec61987/iec61987.nsf/PropertiesAllVersions/0112-2---61987%23ABU990,https://cdd.iec.ch/cdd/iec61987/iec61987.nsf/PropertiesAllVersions/0112-2---61987%23ABU991,https://cdd.iec.ch/cdd/iec61987/iec61987.nsf/PropertiesAllVersions/0112-2---61987%23ABU992,https://cdd.iec.ch/cdd/iec61987/iec61987.nsf/PropertiesAllVersions/0112-2---61987%23ABU993,https://cdd.iec.ch/cdd/iec61987/iec61987.nsf/PropertiesAllVersions/0112-2---61987%23ABU994,https://cdd.iec.ch/cdd/iec61987/iec61987.nsf/PropertiesAllVersions/0112-2---61987%23ABU995,https://cdd.iec.ch/cdd/iec61987/iec61987.nsf/PropertiesAllVersions/0112-2---61987%23ABV030 | 0112-2---61987#ABU948,0112-2---61987#ABU989,0112-2---61987#ABU990,0112-2---61987#ABU991,0112-2---61987#ABU993,0112-2---61987#ABU994,0112-2---61987#ABU988,0112-2---61987#ABU992,0112-2---61987#ABU995,0112-2---61987#ABV030
0112/2///61987#ABO044 | 001 | 01 | 0112/2///61987#ABO044#001 | Universal input/output module |  |  |  | input/output module for analog and discrete signals |  |  |  |  | ITEM_CLASS |  |  |  |  | 0112/2///61987#ABP230 - reference to Device LOP for I/O modules0112/2///61987#ABP285 - reference to Operating LOP for infrastructure devices |  |  |  | true | Standard |  | IEC 61987-31 | IEC | 2022-10-26 | 2022-10-26 | 2022-10-26 | 2022-10-26 |  | IEC/SC 65E | C00127 | 001-01 (2022-10-26 07:15:16 by BATCH 00000802) standard | 0112/2///61987#ABO041 | https://cdd.iec.ch/CDD/IEC61987/iec61987.nsf/Classes/0112-2---61987%23ABO044
0112/2///61987#ABC246 | 003 | 01 | 0112/2///61987#ABC246#003 | Flowtube assembly |  |  |  | properties characterizing a flow tube assembly |  |  |  |  | ITEM_CLASS | [5 empty] | 0112/2///61987#ABC604 - Structural design [coriolis mass flow transmitter]0112/2///61987#ABC605 - Structural design [swirl flow transmitter]0112/2///61987#ABC606 - Structural design [electromagnetic flow transmitter]0112/2///61987#ABC608 - Structural design [orifice/differential pressure flow transmitter]0112/2///61987#ABC611 - Structural design [thermal mass flow transmitter]0112/2///61987#ABC613 - Structural design [ultrasonic flow transmitter]0112/2///61987#ABC614 - Structural design [variable area flow transmitter/gauge]0112/2///61987#ABC615 - Structural design [vortex flow transmitter]0112/2///61987#ABG444 - Structural design [vibrating tube density transmitter]0112/2///61987#ABG445 - Structural design [radiometric density transmitter]0112/2///61987#ABG447 - Structural design [ultrasonic density transmitter]0112/2///61987#ABG448 - Structural design [microwave density transmitter] |  |  |  | Standard |  |  |  | 2018-03-28 | 2013-08-27 | 2018-03-20 | 2018-03-20 |  | SC65E – IEC 61987 | C00004 |  | 0112/2///61987#ABV501 | https://cdd.iec.ch/CDD/IEC61987/iec61987.nsf/Classes/0112-2---61987%23ABC246 | https://cdd.iec.ch/cdd/iec61987/iec61987.nsf/PropertiesAllVersions/0112-2---61987%23ABB068,https://cdd.iec.ch/cdd/iec61987/iec61987.nsf/PropertiesAllVersions/0112-2---61987%23ABA145,https://cdd.iec.ch/cdd/iec61987/iec61987.nsf/PropertiesAllVersions/0112-2---61987%23ABA639,https://cdd.iec.ch/cdd/iec61987/iec61987.nsf/PropertiesAllVersions/0112-2---61987%23ABA576,https://cdd.iec.ch/cdd/iec61987/iec61987.nsf/PropertiesAllVersions/0112-2---61987%23ABB459,https://cdd.iec.ch/cdd/iec61987/iec61987.nsf/PropertiesAllVersions/0112-2---61987%23ABB340,https://cdd.iec.ch/cdd/iec61987/iec61987.nsf/PropertiesAllVersions/0112-2---61987%23ABB382,https://cdd.iec.ch/cdd/iec61987/iec61987.nsf/PropertiesAllVersions/0112-2---61987%23ABA146,https://cdd.iec.ch/cdd/iec61987/iec61987.nsf/PropertiesAllVersions/0112-2---61987%23ABA633,https://cdd.iec.ch/cdd/iec61987/iec61987.nsf/PropertiesAllVersions/0112-2---61987%23ABD004,https://cdd.iec.ch/cdd/iec61987/iec61987.nsf/PropertiesAllVersions/0112-2---61987%23ABA911,https://cdd.iec.ch/cdd/iec61987/iec61987.nsf/PropertiesAllVersions/0112-2---61987%23ABB453,https://cdd.iec.ch/cdd/iec61987/iec61987.nsf/PropertiesAllVersions/0112-2---61987%23ABB456,https://cdd.iec.ch/cdd/iec61987/iec61987.nsf/PropertiesAllVersions/0112-2---61987%23ABB396,https://cdd.iec.ch/cdd/iec61987/iec61987.nsf/PropertiesAllVersions/0112-2---61987%23ABB915,https://cdd.iec.ch/cdd/iec61987/iec61987.nsf/PropertiesAllVersions/0112-2---61987%23ABD033,https://cdd.iec.ch/cdd/iec61987/iec61987.nsf/PropertiesAllVersions/0112-2---61987%23ABB457,https://cdd.iec.ch/cdd/iec61987/iec61987.nsf/PropertiesAllVersions/0112-2---61987%23ABC969,https://cdd.iec.ch/cdd/iec61987/iec61987.nsf/PropertiesAllVersions/0112-2---61987%23ABA602,https://cdd.iec.ch/cdd/iec61987/iec61987.nsf/PropertiesAllVersions/0112-2---61987%23ABA147,https://cdd.iec.ch/cdd/iec61987/iec61987.nsf/PropertiesAllVersions/0112-2---61987%23ABB140,https://cdd.iec.ch/cdd/iec61987/iec61987.nsf/PropertiesAllVersions/0112-2---61987%23ABB051,https://cdd.iec.ch/cdd/iec61987/iec61987.nsf/PropertiesAllVersions/0112-2---61987%23ABC028,https://cdd.iec.ch/cdd/iec61987/iec61987.nsf/PropertiesAllVersions/0112-2---61987%23ABB383,https://cdd.iec.ch/cdd/iec61987/iec61987.nsf/PropertiesAllVersions/0112-2---61987%23ABB387,https://cdd.iec.ch/cdd/iec61987/iec61987.nsf/PropertiesAllVersions/0112-2---61987%23ABC994,https://cdd.iec.ch/cdd/iec61987/iec61987.nsf/PropertiesAllVersions/0112-2---61987%23ABB887,https://cdd.iec.ch/cdd/iec61987/iec61987.nsf/PropertiesAllVersions/0112-2---61987%23ABC968 | 0112-2---61987#ABB068,0112-2---61987#ABA639,0112-2---61987#ABA147,0112-2---61987#ABB387,0112-2---61987#ABB459,0112-2---61987#ABB456,0112-2---61987#ABB457,0112-2---61987#ABB140,0112-2---61987#ABB051,0112-2---61987#ABD033,0112-2---61987#ABB887,0112-2---61987#ABA145,0112-2---61987#ABB340,0112-2---61987#ABB382,0112-2---61987#ABA633,0112-2---61987#ABD004,0112-2---61987#ABB915,0112-2---61987#ABC994,0112-2---61987#ABA911,0112-2---61987#ABB396,0112-2---61987#ABA602,0112-2---61987#ABC028,0112-2---61987#ABB383,0112-2---61987#ABA576,0112-2---61987#ABB453,0112-2---61987#ABC969,0112-2---61987#ABC968,0112-2---61987#ABA146
0112/2///61987#ABC480 | 002 | 01 | 0112/2///61987#ABC480#002 | Output [5] |  |  |  | properties characterizing the outputs provided by the device, the variables assigned to them and their electrical properties |  |  | from IEC 61987-1, 5.5 |  | ITEM_CLASS | [5 empty] | 0112/2///61987#ABA025 - Device LOP for remote/separate transmitter |  |  |  | Standard |  |  |  | 2018-03-28 | 2013-08-27 | 2016-05-24 | 2016-05-24 |  | SC65E – IEC 61987 | C00004 |  | 0112/2///61987#ABV501 | https://cdd.iec.ch/CDD/IEC61987/iec61987.nsf/Classes/0112-2---61987%23ABC480 | https://cdd.iec.ch/cdd/iec61987/iec61987.nsf/PropertiesAllVersions/0112-2---61987%23ABB271,https://cdd.iec.ch/cdd/iec61987/iec61987.nsf/PropertiesAllVersions/0112-2---61987%23ABA577,https://cdd.iec.ch/cdd/iec61987/iec61987.nsf/PropertiesAllVersions/0112-2---61987%23ABA607,https://cdd.iec.ch/cdd/iec61987/iec61987.nsf/PropertiesAllVersions/0112-2---61987%23ABA342,https://cdd.iec.ch/cdd/iec61987/iec61987.nsf/PropertiesAllVersions/0112-2---61987%23ABU351 | 0112-2---61987#ABA577,0112-2---61987#ABA607,0112-2---61987#ABA342,0112-2---61987#ABU351,0112-2---61987#ABB271
0112/2///61987#ABE436 | 001 | 02 | 0112/2///61987#ABE436#001 | Force by actuation fluid pressure |  |  |  | properties characterizing the force resulting from the actuation fluid of an actuator |  |  |  |  | ITEM_CLASS | [5 empty] | 0112/2///61987#ABE032 - Structural design of a pneumatic linear actuator |  |  |  | Standard |  |  |  | 2018-03-28 |  |  | 2014-06-18 |  | SC65E – IEC 61987 | C00009 |  | 0112/2///61987#ABV501 | https://cdd.iec.ch/CDD/IEC61987/iec61987.nsf/Classes/0112-2---61987%23ABE436 | https://cdd.iec.ch/cdd/iec61987/iec61987.nsf/PropertiesAllVersions/0112-2---61987%23ABD737,https://cdd.iec.ch/cdd/iec61987/iec61987.nsf/PropertiesAllVersions/0112-2---61987%23ABE432,https://cdd.iec.ch/cdd/iec61987/iec61987.nsf/PropertiesAllVersions/0112-2---61987%23ABD705 | 0112-2---61987#ABD705,0112-2---61987#ABD737,0112-2---61987#ABE432
0112/2///61987#ABG130 | 001 | 01 | 0112/2///61987#ABG130#001 | Output [15] |  |  |  | properties characterizing the outputs provided by the device, the variables assigned to them and their electrical properties |  |  | from IEC 61987-1, 5.5 |  | ITEM_CLASS | [5 empty] | 0112/2///61987#ABE736 - Device LOP for displacer level transmitter/switch |  |  |  | Standard |  | IEC 61987 | IEC | 2018-03-28 | 2014-12-17 | 2018-03-20 | 2018-03-20 |  | SC65E – IEC 61987 | C00018 | 001-01 (2018-03-28 07:26:07 by BATCH 00000762) standard | 0112/2///61987#ABV501 | https://cdd.iec.ch/CDD/IEC61987/iec61987.nsf/Classes/0112-2---61987%23ABG130 | https://cdd.iec.ch/cdd/iec61987/iec61987.nsf/PropertiesAllVersions/0112-2---61987%23ABB271,https://cdd.iec.ch/cdd/iec61987/iec61987.nsf/PropertiesAllVersions/0112-2---61987%23ABA577,https://cdd.iec.ch/cdd/iec61987/iec61987.nsf/PropertiesAllVersions/0112-2---61987%23ABA607,https://cdd.iec.ch/cdd/iec61987/iec61987.nsf/PropertiesAllVersions/0112-2---61987%23ABA342,https://cdd.iec.ch/cdd/iec61987/iec61987.nsf/PropertiesAllVersions/0112-2---61987%23ABU875 | 0112-2---61987#ABA607,0112-2---61987#ABA342,0112-2---61987#ABU875,0112-2---61987#ABB271,0112-2---61987#ABA577
0112/2///61987#ABA717 | 002 | 01 | 0112/2///61987#ABA717#002 | Vibrating level switch |  |  |  | level switch that uses a change in vibration frequency or vibration amplitude to detect a level regime |  |  |  |  | ITEM_CLASS |  |  |  |  | 0112/2///61987#ABF910 - reference to Operating LOP for level measuring equipment |  |  |  |  | Standard |  |  |  | 2018-03-28 | 2013-08-27 | 2018-03-20 | 2018-03-20 |  | SC65E – IEC 61987 | C00018 |  | 0112/2///61987#ABA703 | https://cdd.iec.ch/CDD/IEC61987/iec61987.nsf/Classes/0112-2---61987%23ABA717 | https://cdd.iec.ch/cdd/iec61987/iec61987.nsf/PropertiesAllVersions/0112-2---61987%23ABF880 | 0112-2---61987#ABF880,0112-2---61987#ABF910
0112/2///61987#ABC220 | 006 | 01 | 0112/2///61987#ABC220#006 | Electrical terminal |  |  |  | properties characterizing the electrical connections provided by a device |  |  |  |  | ITEM_CLASS | [5 empty] | 0112/2///61987#ABC085 - Analog current input parameters0112/2///61987#ABC091 - Analog current output parameters0112/2///61987#ABC094 - Analog voltage input parameters0112/2///61987#ABC099 - Analog voltage output parameters0112/2///61987#ABC140 - Binary current output0112/2///61987#ABC141 - Binary electronic output0112/2///61987#ABC141 - Binary transistor/triac output0112/2///61987#ABC142 - Binary input0112/2///61987#ABC143 - Binary input IEC 60947-5-6 (NAMUR)0112/2///61987#ABC144 - Binary isolated output0112/2///61987#ABC144 - Binary relay output0112/2///61987#ABC145 - Binary output IEC 60947-5-6 (NAMUR)0112/2///61987#ABC218 - Electrical power input circuit0112/2///61987#ABC219 - Electrical power output circuit0112/2///61987#ABC335 - Manufacturer-specific parameters0112/2///61987#ABC555 - Pulse/frequency input/output parameters0112/2///61987#ABC579 - RTD input0112/2///61987#ABC652 - Thermocouple input0112/2///61987#ABC685 - Wired communication interface0112/2///61987#ABE570 - Solenoid valve binary input0112/2///61987#ABF287 - Input for temperature transmitter0112/2///61987#ABF289 - RTD/thermocouple probe output0112/2///61987#ABF380 - Structural design of a connection head0112/2///61987#ABP015 - Analog current input parameters [I/O module]0112/2///61987#ABP019 - Analog voltage input parameters [I/O module]0112/2///61987#ABP021 - Binary input [I/O module]0112/2///61987#ABP023 - Binary powered output0112/2///61987#ABP031 - Frequency input parameters [I/O module]0112/2///61987#ABP050 - mV input [I/O module]0112/2///61987#ABP068 - Resistor input [I/O module]0112/2///61987#ABP069 - RMS input0112/2///61987#ABP070 - RTD input [I/O module]0112/2///61987#ABP075 - Thermocouple input [I/O module] |  |  |  | Standard |  |  |  | 2018-03-28 | 2013-08-27 | 2018-03-20 | 2018-03-20 |  | SC65E – IEC 61987 | C00018 |  | 0112/2///61987#ABV501 | https://cdd.iec.ch/CDD/IEC61987/iec61987.nsf/Classes/0112-2---61987%23ABC220 | https://cdd.iec.ch/cdd/iec61987/iec61987.nsf/PropertiesAllVersions/0112-2---61987%23ABB147,https://cdd.iec.ch/cdd/iec61987/iec61987.nsf/PropertiesAllVersions/0112-2---61987%23ABB148,https://cdd.iec.ch/cdd/iec61987/iec61987.nsf/PropertiesAllVersions/0112-2---61987%23ABB149,https://cdd.iec.ch/cdd/iec61987/iec61987.nsf/PropertiesAllVersions/0112-2---61987%23ABA978,https://cdd.iec.ch/cdd/iec61987/iec61987.nsf/PropertiesAllVersions/0112-2---61987%23ABH368,https://cdd.iec.ch/cdd/iec61987/iec61987.nsf/PropertiesAllVersions/0112-2---61987%23ABA392,https://cdd.iec.ch/cdd/iec61987/iec61987.nsf/PropertiesAllVersions/0112-2---61987%23ABE364,https://cdd.iec.ch/cdd/iec61987/iec61987.nsf/PropertiesAllVersions/0112-2---61987%23ABA394,https://cdd.iec.ch/cdd/iec61987/iec61987.nsf/PropertiesAllVersions/0112-2---61987%23ABB150,https://cdd.iec.ch/cdd/iec61987/iec61987.nsf/PropertiesAllVersions/0112-2---61987%23ABA397,https://cdd.iec.ch/cdd/iec61987/iec61987.nsf/PropertiesAllVersions/0112-2---61987%23ABA400 | 0112-2---61987#ABB147,0112-2---61987#ABA978,0112-2---61987#ABH368,0112-2---61987#ABA392,0112-2---61987#ABB150,0112-2---61987#ABA397,0112-2---61987#ABA400,0112-2---61987#ABB148,0112-2---61987#ABB149,0112-2---61987#ABE364,0112-2---61987#ABA394
0112/2///61987#ABC435 | 002 | 01 | 0112/2///61987#ABC435#002 | Mechanical and electrical construction [positive displacement flow transmitter/gauge] |  |  |  | properties characterizing the constructional details of the device and its parts |  |  | IEC 61987-1, 5.8 |  | ITEM_CLASS | [5 empty] | 0112/2///61987#ABA023 - Device LOP for positive displacement flow transmitter/gauge |  |  |  | Standard |  |  |  | 2018-03-28 | 2013-08-27 | 2016-05-24 | 2016-05-24 |  | SC65E – IEC 61987 | C00004 |  | 0112/2///61987#ABV501 | https://cdd.iec.ch/CDD/IEC61987/iec61987.nsf/Classes/0112-2---61987%23ABC435 | https://cdd.iec.ch/cdd/iec61987/iec61987.nsf/PropertiesAllVersions/0112-2---61987%23ABD114,https://cdd.iec.ch/cdd/iec61987/iec61987.nsf/PropertiesAllVersions/0112-2---61987%23ABD242,https://cdd.iec.ch/cdd/iec61987/iec61987.nsf/PropertiesAllVersions/0112-2---61987%23ABB139,https://cdd.iec.ch/cdd/iec61987/iec61987.nsf/PropertiesAllVersions/0112-2---61987%23ABC862,https://cdd.iec.ch/cdd/iec61987/iec61987.nsf/PropertiesAllVersions/0112-2---61987%23ABC789 | 0112-2---61987#ABC862,0112-2---61987#ABC789,0112-2---61987#ABD114,0112-2---61987#ABD242,0112-2---61987#ABB139
0112/2///61987#ABC608 | 002 | 01 | 0112/2///61987#ABC608#002 | Structural design [orifice/differential pressure flow transmitter] |  |  |  | properties characterizing the constructional details of a device |  |  |  |  | ITEM_CLASS | [5 empty] | 0112/2///61987#ABC427 - Mechanical and electrical construction [orifice/differential pressure flow transmitter] |  |  |  | Standard |  |  |  | 2018-03-28 | 2013-08-27 | 2016-05-24 | 2016-05-24 |  | SC65E – IEC 61987 | C00004 |  | 0112/2///61987#ABV501 | https://cdd.iec.ch/CDD/IEC61987/iec61987.nsf/Classes/0112-2---61987%23ABC608 | https://cdd.iec.ch/cdd/iec61987/iec61987.nsf/PropertiesAllVersions/0112-2---61987%23ABC876,https://cdd.iec.ch/cdd/iec61987/iec61987.nsf/PropertiesAllVersions/0112-2---61987%23ABD271,https://cdd.iec.ch/cdd/iec61987/iec61987.nsf/PropertiesAllVersions/0112-2---61987%23ABD263,https://cdd.iec.ch/cdd/iec61987/iec61987.nsf/PropertiesAllVersions/0112-2---61987%23ABD286,https://cdd.iec.ch/cdd/iec61987/iec61987.nsf/PropertiesAllVersions/0112-2---61987%23ABA177,https://cdd.iec.ch/cdd/iec61987/iec61987.nsf/PropertiesAllVersions/0112-2---61987%23ABD290,https://cdd.iec.ch/cdd/iec61987/iec61987.nsf/PropertiesAllVersions/0112-2---61987%23ABA182,https://cdd.iec.ch/cdd/iec61987/iec61987.nsf/PropertiesAllVersions/0112-2---61987%23ABD281,https://cdd.iec.ch/cdd/iec61987/iec61987.nsf/PropertiesAllVersions/0112-2---61987%23ABD284 | 0112-2---61987#ABD271,0112-2---61987#ABD263,0112-2---61987#ABD286,0112-2---61987#ABD281,0112-2---61987#ABD284,0112-2---61987#ABC876,0112-2---61987#ABA177,0112-2---61987#ABD290,0112-2---61987#ABA182
0112/2///61987#ABG228 | 001 | 01 | 0112/2///61987#ABG228#001 | Performance [25] |  |  |  | properties characterizing the performance of the device with regard to measurement accuracy and dynamic behaviour |  |  | from IEC 61987-1, 5.6 |  | ITEM_CLASS | [5 empty] | 0112/2///61987#ABE763 - Device LOP for insert/element |  |  |  | Standard |  | IEC 61987 | IEC | 2018-03-28 | 2014-12-17 | 2016-05-24 | 2016-05-24 |  | SC65E – IEC 61987 | C00019 | 001-01 (2018-03-28 07:26:08 by BATCH 00000762) standard | 0112/2///61987#ABV501 | https://cdd.iec.ch/CDD/IEC61987/iec61987.nsf/Classes/0112-2---61987%23ABG228 | https://cdd.iec.ch/cdd/iec61987/iec61987.nsf/PropertiesAllVersions/0112-2---61987%23ABG799,https://cdd.iec.ch/cdd/iec61987/iec61987.nsf/PropertiesAllVersions/0112-2---61987%23ABB636,https://cdd.iec.ch/cdd/iec61987/iec61987.nsf/PropertiesAllVersions/0112-2---61987%23ABG825,https://cdd.iec.ch/cdd/iec61987/iec61987.nsf/PropertiesAllVersions/0112-2---61987%23ABF821 | 0112-2---61987#ABB636,0112-2---61987#ABG825,0112-2---61987#ABF821,0112-2---61987#ABG799
0112/2///61987#ABA779 | 003 | 01 | 0112/2///61987#ABA779#003 | Open channel flow transmitter |  |  |  | head-type flow transmitter that uses an obstruction or restriction in an open channel to output a signal representative of flow |  |  |  |  | ITEM_CLASS |  |  |  |  | 0112/2///61987#ABU125 - reference to Operating LOP for flow measuring equipment |  |  |  |  | Standard |  |  |  | 2018-03-28 | 2013-08-27 | 2016-05-24 | 2016-05-24 |  | SC65E – IEC 61987 | C00004 |  | 0112/2///61987#ABA778 | https://cdd.iec.ch/CDD/IEC61987/iec61987.nsf/Classes/0112-2---61987%23ABA779
0112/2///61987#ABC215 | 005 | 01 | 0112/2///61987#ABC215#005 | Electrical line power supply |  |  |  | properties characterizing an available electrical line power supply |  |  |  |  | ITEM_CLASS | [5 empty] | 0112/2///61987#ABC135 - Available power supply |  |  |  | Standard |  |  |  | 2018-03-28 | 2013-08-27 | 2018-03-20 | 2018-03-20 |  | SC65E – IEC 61987 | C00018 |  | 0112/2///61987#ABV501 | https://cdd.iec.ch/CDD/IEC61987/iec61987.nsf/Classes/0112-2---61987%23ABC215 | https://cdd.iec.ch/cdd/iec61987/iec61987.nsf/PropertiesAllVersions/0112-2---61987%23ABA220,https://cdd.iec.ch/cdd/iec61987/iec61987.nsf/PropertiesAllVersions/0112-2---61987%23ABA969,https://cdd.iec.ch/cdd/iec61987/iec61987.nsf/PropertiesAllVersions/0112-2---61987%23ABD417,https://cdd.iec.ch/cdd/iec61987/iec61987.nsf/PropertiesAllVersions/0112-2---61987%23ABA970,https://cdd.iec.ch/cdd/iec61987/iec61987.nsf/PropertiesAllVersions/0112-2---61987%23ABA971,https://cdd.iec.ch/cdd/iec61987/iec61987.nsf/PropertiesAllVersions/0112-2---61987%23ABA221,https://cdd.iec.ch/cdd/iec61987/iec61987.nsf/PropertiesAllVersions/0112-2---61987%23ABA605,https://cdd.iec.ch/cdd/iec61987/iec61987.nsf/PropertiesAllVersions/0112-2---61987%23ABD418,https://cdd.iec.ch/cdd/iec61987/iec61987.nsf/PropertiesAllVersions/0112-2---61987%23ABD419,https://cdd.iec.ch/cdd/iec61987/iec61987.nsf/PropertiesAllVersions/0112-2---61987%23ABA589,https://cdd.iec.ch/cdd/iec61987/iec61987.nsf/PropertiesAllVersions/0112-2---61987%23ABD078,https://cdd.iec.ch/cdd/iec61987/iec61987.nsf/PropertiesAllVersions/0112-2---61987%23ABD416,https://cdd.iec.ch/cdd/iec61987/iec61987.nsf/PropertiesAllVersions/0112-2---61987%23ABD421,https://cdd.iec.ch/cdd/iec61987/iec61987.nsf/PropertiesAllVersions/0112-2---61987%23ABC851 | 0112-2---61987#ABA220,0112-2---61987#ABA970,0112-2---61987#ABA221,0112-2---61987#ABA589,0112-2---61987#ABD416,0112-2---61987#ABA971,0112-2---61987#ABA605,0112-2---61987#ABD421,0112-2---61987#ABD417,0112-2---61987#ABD419,0112-2---61987#ABD078,0112-2---61987#ABA969,0112-2---61987#ABD418,0112-2---61987#ABC851
0112/2///61987#ABC523 | 004 | 01 | 0112/2///61987#ABC523#004 | Power supply [1] |  |  |  | properties characterizing the permanent or temporary power to be supplied to the equipment in order to maintain its function |  |  | IEC 61987-1, 5.10 |  | ITEM_CLASS | [5 empty] | 0112/2///61987#ABA005 - Device LOP for flow transmitter0112/2///61987#ABA006 - Device LOP for coriolis mass flow transmitter0112/2///61987#ABA007 - Device LOP for swirl flow transmitter0112/2///61987#ABA008 - Device LOP for electromagnetic flow transmitter0112/2///61987#ABA009 - Device LOP for electromagnetic insertion flow transmitter0112/2///61987#ABA010 - Device LOP for orifice/differential pressure flow transmitter0112/2///61987#ABA016 - Device LOP for thermal mass flow transmitter0112/2///61987#ABA019 - Device LOP for ultrasonic flow transmitter0112/2///61987#ABA020 - Device LOP for variable area flow transmitter/gauge0112/2///61987#ABA022 - Device LOP for vortex flow transmitter0112/2///61987#ABA024 - Device LOP for helix flow transmitter/gauge0112/2///61987#ABE729 - Device LOP for sight level gauge0112/2///61987#ABE730 - Device LOP for rotary paddle switch0112/2///61987#ABE731 - Device LOP for thermal level switch0112/2///61987#ABE732 - Device LOP for vibrating level switch0112/2///61987#ABE733 - Device LOP for optical level switch0112/2///61987#ABE735 - Device LOP for level transmitter0112/2///61987#ABE737 - Device LOP for capacitance level transmitter/switch0112/2///61987#ABE738 - Device LOP for conductance level transmitter/switch0112/2///61987#ABE741 - Device LOP for plumb bob level transmitter0112/2///61987#ABE742 - Device LOP for free-space radar level transmitter0112/2///61987#ABE743 - Device LOP for guided-wave radar level transmitter/switch0112/2///61987#ABE744 - Device LOP for ultrasonic level transmitter0112/2///61987#ABE745 - Device LOP for ultrasonic level switch0112/2///61987#ABE746 - Device LOP for nuclear level transmitter/switch0112/2///61987#ABE747 - Device LOP for laser level transmitter0112/2///61987#ABE749 - Device LOP for microwave level switch0112/2///61987#ABE750 - Device LOP for sight level indicator0112/2///61987#ABE755 - Device LOP for level switch0112/2///61987#ABE759 - Device LOP for temperature gauge0112/2///61987#ABE760 - Device LOP for contact temperature transmitter0112/2///61987#ABE764 - Device LOP for separate temperature transmitter0112/2///61987#ABE767 - Device LOP for temperature transmitter0112/2///61987#ABF858 - Device LOP for buoyancy density transmitter0112/2///61987#ABF859 - Device LOP for refractive index density transmitter0112/2///61987#ABF860 - Device LOP for vibrating tube density transmitter0112/2///61987#ABF861 - Device LOP for radiometric density transmitter0112/2///61987#ABF862 - Device LOP for vibrating fork/rod density transmitter0112/2///61987#ABF863 - Device LOP for ultrasonic density transmitter0112/2///61987#ABF864 - Device LOP for microwave density transmitter0112/2///61987#ABF865 - Device LOP for density transmitter0112/2///61987#ABF866 - Device LOP for separate density transmitter |  |  |  | Standard |  |  |  | 2018-03-28 | 2013-08-27 | 2018-03-20 | 2018-03-20 |  | SC65E – IEC 61987 | C00004 |  | 0112/2///61987#ABV501 | https://cdd.iec.ch/CDD/IEC61987/iec61987.nsf/Classes/0112-2---61987%23ABC523 | https://cdd.iec.ch/cdd/iec61987/iec61987.nsf/PropertiesAllVersions/0112-2---61987%23ABB603,https://cdd.iec.ch/cdd/iec61987/iec61987.nsf/PropertiesAllVersions/0112-2---61987%23ABC848,https://cdd.iec.ch/cdd/iec61987/iec61987.nsf/PropertiesAllVersions/0112-2---61987%23ABA594,https://cdd.iec.ch/cdd/iec61987/iec61987.nsf/PropertiesAllVersions/0112-2---61987%23ABC849 | 0112-2---61987#ABA594,0112-2---61987#ABC849,0112-2---61987#ABB603,0112-2---61987#ABC848
0112/2///61987#ABC603 | 002 | 01 | 0112/2///61987#ABC603#002 | Structural design [flow transmitter] |  |  |  | properties characterizing the constructional details of a device |  |  |  |  | ITEM_CLASS | [5 empty] | 0112/2///61987#ABC422 - Mechanical and electrical construction [flow transmitter] |  |  |  | Standard |  |  |  | 2018-03-28 | 2013-08-27 | 2016-05-24 | 2016-05-24 |  | SC65E – IEC 61987 | C00004 |  | 0112/2///61987#ABV501 | https://cdd.iec.ch/CDD/IEC61987/iec61987.nsf/Classes/0112-2---61987%23ABC603 | https://cdd.iec.ch/cdd/iec61987/iec61987.nsf/PropertiesAllVersions/0112-2---61987%23ABD286,https://cdd.iec.ch/cdd/iec61987/iec61987.nsf/PropertiesAllVersions/0112-2---61987%23ABA177,https://cdd.iec.ch/cdd/iec61987/iec61987.nsf/PropertiesAllVersions/0112-2---61987%23ABD290,https://cdd.iec.ch/cdd/iec61987/iec61987.nsf/PropertiesAllVersions/0112-2---61987%23ABD284 | 0112-2---61987#ABD286,0112-2---61987#ABA177,0112-2---61987#ABD290,0112-2---61987#ABD284
0112/2///61987#ABD900 | 001 | 02 | 0112/2///61987#ABD900#001 | Material of ball |  |  |  | properties characterizing the material of which a ball is made |  |  |  |  | ITEM_CLASS | [5 empty] | - |  |  |  | Standard |  |  |  | 2018-03-28 | 2013-09-02 | 2013-09-02 | 2014-06-18 |  | SC65E – IEC 61987 | C00009 |  | 0112/2///61987#ABV501 | https://cdd.iec.ch/CDD/IEC61987/iec61987.nsf/Classes/0112-2---61987%23ABD900 | https://cdd.iec.ch/cdd/iec61987/iec61987.nsf/PropertiesAllVersions/0112-2---61987%23ABB455,https://cdd.iec.ch/cdd/iec61987/iec61987.nsf/PropertiesAllVersions/0112-2---61987%23ABI460,https://cdd.iec.ch/cdd/iec61987/iec61987.nsf/PropertiesAllVersions/0112-2---61987%23ABA908,https://cdd.iec.ch/cdd/iec61987/iec61987.nsf/PropertiesAllVersions/0112-2---61987%23ABA907 | 0112-2---61987#ABA908,0112-2---61987#ABA907,0112-2---61987#ABB455,0112-2---61987#ABI460
0112/2///61987#ABG135 | 001 | 01 | 0112/2///61987#ABG135#001 | Output [20] |  |  |  | properties characterizing the outputs provided by the device, the variables assigned to them and their electrical properties |  |  | from IEC 61987-1, 5.5 |  | ITEM_CLASS | [5 empty] | 0112/2///61987#ABE764 - Device LOP for separate temperature transmitter |  |  |  | Standard |  | IEC 61987 | IEC | 2018-03-28 | 2014-12-17 | 2016-05-24 | 2016-05-24 |  | SC65E – IEC 61987 | C00019 | 001-01 (2018-03-28 07:26:07 by BATCH 00000762) standard | 0112/2///61987#ABV501 | https://cdd.iec.ch/CDD/IEC61987/iec61987.nsf/Classes/0112-2---61987%23ABG135 | https://cdd.iec.ch/cdd/iec61987/iec61987.nsf/PropertiesAllVersions/0112-2---61987%23ABB271,https://cdd.iec.ch/cdd/iec61987/iec61987.nsf/PropertiesAllVersions/0112-2---61987%23ABA577,https://cdd.iec.ch/cdd/iec61987/iec61987.nsf/PropertiesAllVersions/0112-2---61987%23ABA607,https://cdd.iec.ch/cdd/iec61987/iec61987.nsf/PropertiesAllVersions/0112-2---61987%23ABA342,https://cdd.iec.ch/cdd/iec61987/iec61987.nsf/PropertiesAllVersions/0112-2---61987%23ABV195 | 0112-2---61987#ABA342,0112-2---61987#ABV195,0112-2---61987#ABB271,0112-2---61987#ABA577,0112-2---61987#ABA607
0112/2///61987#ABG227 | 001 | 01 | 0112/2///61987#ABG227#001 | Performance [24] |  |  |  | properties characterizing the performance of the device with regard to measurement accuracy and dynamic behaviour |  |  | from IEC 61987-1, 5.6 |  | ITEM_CLASS | [5 empty] | 0112/2///61987#ABE764 - Device LOP for separate temperature transmitter |  |  |  | Standard |  | IEC 61987 | IEC | 2018-03-28 | 2014-12-17 | 2016-05-24 | 2016-05-24 |  | SC65E – IEC 61987 | C00019 | 001-01 (2018-03-28 07:26:08 by BATCH 00000762) standard | 0112/2///61987#ABV501 | https://cdd.iec.ch/CDD/IEC61987/iec61987.nsf/Classes/0112-2---61987%23ABG227 | https://cdd.iec.ch/cdd/iec61987/iec61987.nsf/PropertiesAllVersions/0112-2---61987%23ABG796,https://cdd.iec.ch/cdd/iec61987/iec61987.nsf/PropertiesAllVersions/0112-2---61987%23ABB636,https://cdd.iec.ch/cdd/iec61987/iec61987.nsf/PropertiesAllVersions/0112-2---61987%23ABG816,https://cdd.iec.ch/cdd/iec61987/iec61987.nsf/PropertiesAllVersions/0112-2---61987%23ABF821 | 0112-2---61987#ABG796,0112-2---61987#ABB636,0112-2---61987#ABG816,0112-2---61987#ABF821
0112/2///61987#ABA694 | 002 | 01 | 0112/2///61987#ABA694#002 | Pressure sight indicator |  |  |  | sight indicator that shows the presence of a pressure regime |  |  |  |  | ITEM_CLASS | [9 empty] | Standard |  |  |  | 2018-03-28 | 2013-08-27 | 2016-05-24 | 2016-05-24 |  | SC65E – IEC 61987 | C00004 |  | 0112/2///61987#ABA689 | https://cdd.iec.ch/CDD/IEC61987/iec61987.nsf/Classes/0112-2---61987%23ABA694
0112/2///61987#ABC088 | 002 | 01 | 0112/2///61987#ABC088#002 | Analog current output [3] |  |  |  | properties characterizing an analog current output |  | 8 ABC088.8 |  |  | ITEM_CLASS | [5 empty] | 0112/2///61987#ABC666 - Type of output [3]0112/2///61987#ABC667 - Type of output [4] |  |  |  | Standard |  |  |  | 2018-03-28 | 2013-08-27 | 2016-05-24 | 2016-05-24 |  | SC65E – IEC 61987 | C00004 |  | 0112/2///61987#ABV501 | https://cdd.iec.ch/CDD/IEC61987/iec61987.nsf/Classes/0112-2---61987%23ABC088 | https://cdd.iec.ch/cdd/iec61987/iec61987.nsf/PropertiesAllVersions/0112-2---61987%23ABU210,https://cdd.iec.ch/cdd/iec61987/iec61987.nsf/PropertiesAllVersions/0112-2---61987%23ABC721 | 0112-2---61987#ABU210,0112-2---61987#ABC721
0112/2///61987#ABE597 | 001 | 01 | 0112/2///61987#ABE597#001 | Structural design [position transmitter] |  |  |  | properties characterizing the constructional details of a device |  |  |  |  | ITEM_CLASS | [5 empty] | 0112/2///61987#ABE596 - Mechanical and electrical construction [position transmitter] |  |  |  | Standard |  | IEC 61987 | IEC | 2018-03-28 | 2014-07-25 | 2018-03-20 | 2018-03-20 |  | SC65E – IEC 61987 | C00016 | 001-01 (2018-03-28 07:26:03 by BATCH 00000762) standard | 0112/2///61987#ABV501 | https://cdd.iec.ch/CDD/IEC61987/iec61987.nsf/Classes/0112-2---61987%23ABE597 | https://cdd.iec.ch/cdd/iec61987/iec61987.nsf/PropertiesAllVersions/0112-2---61987%23ABE516,https://cdd.iec.ch/cdd/iec61987/iec61987.nsf/PropertiesAllVersions/0112-2---61987%23ABA177,https://cdd.iec.ch/cdd/iec61987/iec61987.nsf/PropertiesAllVersions/0112-2---61987%23ABE296 | 0112-2---61987#ABE516,0112-2---61987#ABA177,0112-2---61987#ABE296
0112/2///61987#ABI738 | 001 | 01 | 0112/2///61987#ABI738#001 | SETPOINT |  |  |  | parameter with properties characterizing the setpoint (target) value of a technology, output or control block |  |  |  |  | ITEM_CLASS | [5 empty] | 0112/2///61987#ABI812 - Modulation actuation technology block |  |  |  | Standard |  |  |  | 2019-03-08 | 2017-12-07 | 2019-03-08 | 2019-03-08 |  | SC65E – IEC 61987 | C00018 | 001-01 (2019-03-08 15:35:13 by BATCH 00000766) standard | 0112/2///61987#ABV501 | https://cdd.iec.ch/CDD/IEC61987/iec61987.nsf/Classes/0112-2---61987%23ABI738 | https://cdd.iec.ch/cdd/iec61987/iec61987.nsf/PropertiesAllVersions/0112-2---61987%23ABJ681,https://cdd.iec.ch/cdd/iec61987/iec61987.nsf/PropertiesAllVersions/0112-2---61987%23ABJ630 | 0112-2---61987#ABJ681,0112-2---61987#ABJ630
0112/2///61987#ABA761 | 003 | 01 | 0112/2///61987#ABA761#003 | Flow transmitter |  |  |  | transmitter that outputs a signal representative of a flow |  |  |  |  | ITEM_CLASS | [9 empty] | Standard |  |  |  | 2018-03-28 | 2013-08-27 | 2016-05-24 | 2016-05-24 |  | SC65E – IEC 61987 | C00004 |  | 0112/2///61987#ABA751 | https://cdd.iec.ch/CDD/IEC61987/iec61987.nsf/Classes/0112-2---61987%23ABA761 | https://cdd.iec.ch/cdd/iec61987/iec61987.nsf/PropertiesAllVersions/0112-2---61987%23ABU125 | 0112-2---61987#ABU125
0112/2///61987#ABO029 | 001 | 01 | 0112/2///61987#ABO029#001 | Input module |  |  |  | I/O module that facilitates the connection of signals from a source device to another device | The source device connected to an input module, is often a measuring device. |  |  |  | ITEM_CLASS |  |  |  |  | 0112/2///61987#ABP230 - reference to Device LOP for I/O modules0112/2///61987#ABP285 - reference to Operating LOP for infrastructure devices |  |  |  | true | Standard |  | IEC 61987-31 | IEC | 2022-10-26 | 2022-10-26 | 2022-10-26 | 2022-10-26 |  | IEC/SC 65E | C00127 | 001-01 (2022-10-26 07:15:16 by BATCH 00000802) standard | 0112/2///61987#ABO028 | https://cdd.iec.ch/CDD/IEC61987/iec61987.nsf/Classes/0112-2---61987%23ABO029 |  | 0112-2---61987#ABP230
0112/2///61987#ABC368 | 001 | 02 | 0112/2///61987#ABC368#001 | Material of hot tap lower tube section |  |  |  | properties characterizing the material of which the lower tube section of the hot tap is made |  |  |  |  | ITEM_CLASS | [5 empty] | 0112/2///61987#ABC582 - Retractable electromagnetic insertion flow transmitter0112/2///61987#ABC583 - Retractable thermal mass flow transmitter |  |  |  | Standard |  |  |  | 2018-03-28 | 2013-09-27 | 2013-09-27 | 2014-06-18 |  | SC65E – IEC 61987 | C00004 |  | 0112/2///61987#ABV501 | https://cdd.iec.ch/CDD/IEC61987/iec61987.nsf/Classes/0112-2---61987%23ABC368 | https://cdd.iec.ch/cdd/iec61987/iec61987.nsf/PropertiesAllVersions/0112-2---61987%23ABB455,https://cdd.iec.ch/cdd/iec61987/iec61987.nsf/PropertiesAllVersions/0112-2---61987%23ABI460,https://cdd.iec.ch/cdd/iec61987/iec61987.nsf/PropertiesAllVersions/0112-2---61987%23ABA908,https://cdd.iec.ch/cdd/iec61987/iec61987.nsf/PropertiesAllVersions/0112-2---61987%23ABA907 | 0112-2---61987#ABI460,0112-2---61987#ABA908,0112-2---61987#ABA907,0112-2---61987#ABB455
0112/2///61987#ABD863 | 003 | 01 | 0112/2///61987#ABD863#003 | End connection |  |  |  | properties characterizing a end connection of a device |  |  |  |  | ITEM_CLASS | [5 empty] | 0112/2///61987#ABD831 - Line or nozzle [2]0112/2///61987#ABD864 - End connection of trace heating system0112/2///61987#ABD812 - Body of valve [2]0112/2///61987#ABD813 - Body of valve [3]0112/2///61987#ABD814 - Body of valve [1]0112/2///61987#ABE610 - Body of filter regulator0112/2///61987#ABE614 - Structural design of a restriction orifice/diffuser |  |  |  | Standard |  |  |  | 2018-03-28 | 2013-09-02 | 2018-03-20 | 2018-03-20 |  | SC65E – IEC 61987 | C00009 |  | 0112/2///61987#ABV501 | https://cdd.iec.ch/CDD/IEC61987/iec61987.nsf/Classes/0112-2---61987%23ABD863 | https://cdd.iec.ch/cdd/iec61987/iec61987.nsf/PropertiesAllVersions/0112-2---61987%23ABD568,https://cdd.iec.ch/cdd/iec61987/iec61987.nsf/PropertiesAllVersions/0112-2---61987%23ABD562,https://cdd.iec.ch/cdd/iec61987/iec61987.nsf/PropertiesAllVersions/0112-2---61987%23ABD750,https://cdd.iec.ch/cdd/iec61987/iec61987.nsf/PropertiesAllVersions/0112-2---61987%23ABI457,https://cdd.iec.ch/cdd/iec61987/iec61987.nsf/PropertiesAllVersions/0112-2---61987%23ABI461,https://cdd.iec.ch/cdd/iec61987/iec61987.nsf/PropertiesAllVersions/0112-2---61987%23ABA591,https://cdd.iec.ch/cdd/iec61987/iec61987.nsf/PropertiesAllVersions/0112-2---61987%23ABA576,https://cdd.iec.ch/cdd/iec61987/iec61987.nsf/PropertiesAllVersions/0112-2---61987%23ABA893,https://cdd.iec.ch/cdd/iec61987/iec61987.nsf/PropertiesAllVersions/0112-2---61987%23ABA150,https://cdd.iec.ch/cdd/iec61987/iec61987.nsf/PropertiesAllVersions/0112-2---61987%23ABA145,https://cdd.iec.ch/cdd/iec61987/iec61987.nsf/PropertiesAllVersions/0112-2---61987%23ABH417,https://cdd.iec.ch/cdd/iec61987/iec61987.nsf/PropertiesAllVersions/0112-2---61987%23ABD420,https://cdd.iec.ch/cdd/iec61987/iec61987.nsf/PropertiesAllVersions/0112-2---61987%23ABI465,https://cdd.iec.ch/cdd/iec61987/iec61987.nsf/PropertiesAllVersions/0112-2---61987%23ABI466,https://cdd.iec.ch/cdd/iec61987/iec61987.nsf/PropertiesAllVersions/0112-2---61987%23ABA151,https://cdd.iec.ch/cdd/iec61987/iec61987.nsf/PropertiesAllVersions/0112-2---61987%23ABA154,https://cdd.iec.ch/cdd/iec61987/iec61987.nsf/PropertiesAllVersions/0112-2---61987%23ABB136,https://cdd.iec.ch/cdd/iec61987/iec61987.nsf/PropertiesAllVersions/0112-2---61987%23ABI459,https://cdd.iec.ch/cdd/iec61987/iec61987.nsf/PropertiesAllVersions/0112-2---61987%23ABC979 | 0112-2---61987#ABD420,0112-2---61987#ABI465,0112-2---61987#ABI466,0112-2---61987#ABA154,0112-2---61987#ABD562,0112-2---61987#ABI461,0112-2---61987#ABA591,0112-2---61987#ABA145,0112-2---61987#ABI457,0112-2---61987#ABA576,0112-2---61987#ABA150,0112-2---61987#ABB136,0112-2---61987#ABI459,0112-2---61987#ABA151,0112-2---61987#ABC979,0112-2---61987#ABD568,0112-2---61987#ABD750,0112-2---61987#ABA893,0112-2---61987#ABH417
0112/2///61987#ABD345 | 001 | 01 | 0112/2///61987#ABD345#001 | Gate valve |  |  |  | valve with linear motion whose closure member is a flat gate that moves in a direction parallel to the plane of the seat |  |  | IEC 60534-1 |  | ITEM_CLASS |  |  |  |  | 0112/2///61987#ABU515 - reference to Operating LOP for valve body assembly and process pressure regulator |  |  |  |  | Standard |  |  |  | 2018-03-28 | 2013-09-02 | 2016-05-02 | 2016-05-02 |  | SC65E – IEC 61987 | C00009 | 001-01 (2018-03-28 07:25:59 by BATCH 00000762) standard | 0112/2///61987#ABD343 | https://cdd.iec.ch/CDD/IEC61987/iec61987.nsf/Classes/0112-2---61987%23ABD345 | https://cdd.iec.ch/cdd/iec61987/iec61987.nsf/PropertiesAllVersions/0112-2---61987%23ABU521 | 0112-2---61987#ABU521
0112/2///61987#ABC180 | 001 | 02 | 0112/2///61987#ABC180#001 | Density measurement |  |  |  | properties characterizing a density measurement |  | 1 ABC180.1 |  |  | ITEM_CLASS | [5 empty] | 0112/2///61987#ABC661 - Type of measured variable [2]0112/2///61987#ABG012 - Type of measured variable [40]0112/2///61987#ABG013 - Type of measured variable [41] |  |  |  | Standard |  |  |  | 2018-03-28 | 2013-08-27 | 2013-08-27 | 2014-06-18 |  | SC65E – IEC 61987 | C00004 |  | 0112/2///61987#ABV501 | https://cdd.iec.ch/CDD/IEC61987/iec61987.nsf/Classes/0112-2---61987%23ABC180 | https://cdd.iec.ch/cdd/iec61987/iec61987.nsf/PropertiesAllVersions/0112-2---61987%23ABE768,https://cdd.iec.ch/cdd/iec61987/iec61987.nsf/PropertiesAllVersions/0112-2---61987%23ABB015,https://cdd.iec.ch/cdd/iec61987/iec61987.nsf/PropertiesAllVersions/0112-2---61987%23ABD045,https://cdd.iec.ch/cdd/iec61987/iec61987.nsf/PropertiesAllVersions/0112-2---61987%23ABA326,https://cdd.iec.ch/cdd/iec61987/iec61987.nsf/PropertiesAllVersions/0112-2---61987%23ABA327,https://cdd.iec.ch/cdd/iec61987/iec61987.nsf/PropertiesAllVersions/0112-2---61987%23ABA328,https://cdd.iec.ch/cdd/iec61987/iec61987.nsf/PropertiesAllVersions/0112-2---61987%23ABA330,https://cdd.iec.ch/cdd/iec61987/iec61987.nsf/PropertiesAllVersions/0112-2---61987%23ABB781 | 0112-2---61987#ABA327,0112-2---61987#ABA328,0112-2---61987#ABA330,0112-2---61987#ABB781,0112-2---61987#ABE768,0112-2---61987#ABB015,0112-2---61987#ABD045,0112-2---61987#ABA326
0112/2///61987#ABF066 | 001 | 01 | 0112/2///61987#ABF066#001 | Assigned resistance range |  |  |  | properties characterizing a range configured for resistance |  | Polymorphic element: ABF066, Id: 5 |  |  | ITEM_CLASS | [5 empty] | 0112/2///61987#ABG095 - Assigned variable [15] |  |  |  | Standard |  | IEC 61987 | IEC | 2018-03-28 | 2017-09-22 | 2017-09-22 | 2017-09-22 |  | SC65E – IEC 61987 | C00019 | 001-01 (2018-03-28 07:26:05 by BATCH 00000762) standard | 0112/2///61987#ABV501 | https://cdd.iec.ch/CDD/IEC61987/iec61987.nsf/Classes/0112-2---61987%23ABF066 | https://cdd.iec.ch/cdd/iec61987/iec61987.nsf/PropertiesAllVersions/0112-2---61987%23ABF068,https://cdd.iec.ch/cdd/iec61987/iec61987.nsf/PropertiesAllVersions/0112-2---61987%23ABF070,https://cdd.iec.ch/cdd/iec61987/iec61987.nsf/PropertiesAllVersions/0112-2---61987%23ABF072,https://cdd.iec.ch/cdd/iec61987/iec61987.nsf/PropertiesAllVersions/0112-2---61987%23ABF074 | 0112-2---61987#ABF068,0112-2---61987#ABF070,0112-2---61987#ABF072,0112-2---61987#ABF074
0112/2///61987#ABH615 | 001 | 01 | 0112/2///61987#ABH615#001 | Calibration of concentration |  |  |  | properties characterizing the calibration of concentration output values of a device |  |  |  |  | ITEM_CLASS | [5 empty] | 0112/2///61987#ABH561 - Calibration |  |  |  | Standard |  |  |  | 2019-03-08 | 2017-12-07 | 2019-03-08 | 2019-03-08 |  | SC65E – IEC 61987 | C00018 | 001-01 (2019-03-08 15:35:12 by BATCH 00000766) standard | 0112/2///61987#ABV501 | https://cdd.iec.ch/CDD/IEC61987/iec61987.nsf/Classes/0112-2---61987%23ABH615 | https://cdd.iec.ch/cdd/iec61987/iec61987.nsf/PropertiesAllVersions/0112-2---61987%23ABH594,https://cdd.iec.ch/cdd/iec61987/iec61987.nsf/PropertiesAllVersions/0112-2---61987%23ABH745 | 0112-2---61987#ABH594,0112-2---61987#ABH745
0112/2///61987#ABH645 | 001 | 01 | 0112/2///61987#ABH645#001 | Calibration point of resistance |  |  |  | properties characterizing the calibration of output values of a single resistance input value |  |  |  |  | ITEM_CLASS | [5 empty] | 0112/2///61987#ABH627 - Calibration of resistance |  |  |  | Standard |  |  |  | 2019-03-08 | 2017-12-07 | 2019-03-08 | 2019-03-08 |  | SC65E – IEC 61987 | C00018 | 001-01 (2019-03-08 15:35:12 by BATCH 00000766) standard | 0112/2///61987#ABV501 | https://cdd.iec.ch/CDD/IEC61987/iec61987.nsf/Classes/0112-2---61987%23ABH645 | https://cdd.iec.ch/cdd/iec61987/iec61987.nsf/PropertiesAllVersions/0112-2---61987%23ABH564,https://cdd.iec.ch/cdd/iec61987/iec61987.nsf/PropertiesAllVersions/0112-2---61987%23ABH680,https://cdd.iec.ch/cdd/iec61987/iec61987.nsf/PropertiesAllVersions/0112-2---61987%23ABH775 | 0112-2---61987#ABH775,0112-2---61987#ABH564,0112-2---61987#ABH680
0112/2///61987#ABG201 | 002 | 01 | 0112/2///61987#ABG201#002 | Manufacturer-specific output [8] |  |  |  | properties characterizing a manufacturer-specific output |  | Polymorphic element: ABG201, Id: 2 |  |  | ITEM_CLASS | [5 empty] | 0112/2///61987#ABG142 - Type of output [12]0112/2///61987#ABG143 - Type of output [13]0112/2///61987#ABG147 - Type of output [17]0112/2///61987#ABG156 - Type of output [26] |  |  | false | Standard |  | IEC 61987 | IEC | 2022-12-09 | 2017-12-07 | 2022-12-09 | 2022-12-09 |  | IEC/SC 65E | C00112 |  | 0112/2///61987#ABV501 | https://cdd.iec.ch/CDD/IEC61987/iec61987.nsf/Classes/0112-2---61987%23ABG201 | https://cdd.iec.ch/cdd/iec61987/iec61987.nsf/PropertiesAllVersions/0112-2---61987%23ABB631,https://cdd.iec.ch/cdd/iec61987/iec61987.nsf/PropertiesAllVersions/0112-2---61987%23ABU913,https://cdd.iec.ch/cdd/iec61987/iec61987.nsf/PropertiesAllVersions/0112-2---61987%23ABC965 | 0112-2---61987#ABB631,0112-2---61987#ABU913,0112-2---61987#ABC965
0112/2///61987#ABH159 | 001 | 01 | 0112/2///61987#ABH159#001 | Level measurement instrument installation |  |  |  | properties characterizing special measurement installation requirements for level measurements |  |  |  |  | ITEM_CLASS | [5 empty] | 0112/2///61987#ABE727 - Operating LOP for level measuring equipment |  |  |  | Standard |  | IEC 61987 | IEC | 2018-03-28 | 2014-12-17 | 2018-03-20 | 2018-03-20 |  | SC65E – IEC 61987 | C00018 | 001-01 (2018-03-28 07:26:12 by BATCH 00000762) standard | 0112/2///61987#ABV501 | https://cdd.iec.ch/CDD/IEC61987/iec61987.nsf/Classes/0112-2---61987%23ABH159 | https://cdd.iec.ch/cdd/iec61987/iec61987.nsf/PropertiesAllVersions/0112-2---61987%23ABB271,https://cdd.iec.ch/cdd/iec61987/iec61987.nsf/PropertiesAllVersions/0112-2---61987%23ABE887,https://cdd.iec.ch/cdd/iec61987/iec61987.nsf/PropertiesAllVersions/0112-2---61987%23ABH160,https://cdd.iec.ch/cdd/iec61987/iec61987.nsf/PropertiesAllVersions/0112-2---61987%23ABH161,https://cdd.iec.ch/cdd/iec61987/iec61987.nsf/PropertiesAllVersions/0112-2---61987%23ABH162,https://cdd.iec.ch/cdd/iec61987/iec61987.nsf/PropertiesAllVersions/0112-2---61987%23ABH163,https://cdd.iec.ch/cdd/iec61987/iec61987.nsf/PropertiesAllVersions/0112-2---61987%23ABH164,https://cdd.iec.ch/cdd/iec61987/iec61987.nsf/PropertiesAllVersions/0112-2---61987%23ABH165,https://cdd.iec.ch/cdd/iec61987/iec61987.nsf/PropertiesAllVersions/0112-2---61987%23ABH166,https://cdd.iec.ch/cdd/iec61987/iec61987.nsf/PropertiesAllVersions/0112-2---61987%23ABH298,https://cdd.iec.ch/cdd/iec61987/iec61987.nsf/PropertiesAllVersions/0112-2---61987%23ABH299 | 0112-2---61987#ABE887,0112-2---61987#ABH160,0112-2---61987#ABH162,0112-2---61987#ABH299,0112-2---61987#ABH165,0112-2---61987#ABH166,0112-2---61987#ABH298,0112-2---61987#ABB271,0112-2---61987#ABH161,0112-2---61987#ABH163,0112-2---61987#ABH164
0112/2///61987#ABP048 | 001 | 01 | 0112/2///61987#ABP048#001 | Manufacturer-specific output [I/O module] |  |  |  | properties characterizing a manufacturer-specific output for an I/O module |  |  |  |  | ITEM_CLASS | [5 empty] | 0112/2///61987#ABP052 - Output [I/O module] |  |  | false | Standard |  | IEC 61987 | IEC | 2023-01-23 | 2023-01-23 | 2023-01-23 | 2023-01-23 |  | IEC/SC 65E | C00128 | 001-01 (2023-01-23 14:53:33 by BATCH 00000807) standard | 0112/2///61987#ABV501 | https://cdd.iec.ch/CDD/IEC61987/iec61987.nsf/Classes/0112-2---61987%23ABP048 | https://cdd.iec.ch/cdd/iec61987/iec61987.nsf/PropertiesAllVersions/0112-2---61987%23ABB631,https://cdd.iec.ch/cdd/iec61987/iec61987.nsf/PropertiesAllVersions/0112-2---61987%23ABC965 | 0112-2---61987#ABB631,0112-2---61987#ABC965
0112/2///61987#ABO016 | 001 | 01 | 0112/2///61987#ABO016#001 | Optical signal converter |  |  |  | converter that manipulates an optical signal |  |  |  |  | ITEM_CLASS |  |  |  |  | 0112/2///61987#ABP285 - reference to Operating LOP for infrastructure devices |  |  |  | false | Standard |  | IEC 61987-31 | IEC | 2022-10-26 | 2022-10-26 | 2022-10-26 | 2022-10-26 |  | IEC/SC 65E | C00127 | 001-01 (2022-10-26 07:15:16 by BATCH 00000802) standard | 0112/2///61987#ABO002 | https://cdd.iec.ch/CDD/IEC61987/iec61987.nsf/Classes/0112-2---61987%23ABO016
0112/2///61987#ABA026 | 002 | 01 | 0112/2///61987#ABA026#002 | Operating LOP for pressure measuring equipment |  |  |  | list of properties characterizing the operating conditions of pressure measuring equipment |  |  |  |  | ITEM_CLASS | [5 empty] | 0112/2///61987#ABA652 - Pressure gauge0112/2///61987#ABA732 - Pressure switch0112/2///61987#ABA831 - Pressure transmitter0112/2///61987#ABA861 - Remote seal0112/2///61987#ABD337 - Manifold |  |  |  | Standard |  |  |  | 2018-03-28 | 2013-09-27 | 2016-05-24 | 2016-05-24 |  | SC65E – IEC 61987 | C00019 |  | 0112/2///61987#ABV503 | https://cdd.iec.ch/CDD/IEC61987/iec61987.nsf/Classes/0112-2---61987%23ABA026 | https://cdd.iec.ch/cdd/iec61987/iec61987.nsf/PropertiesAllVersions/0112-2---61987%23ABH440,https://cdd.iec.ch/cdd/iec61987/iec61987.nsf/PropertiesAllVersions/0112-2---61987%23ABC766,https://cdd.iec.ch/cdd/iec61987/iec61987.nsf/PropertiesAllVersions/0112-2---61987%23ABB164,https://cdd.iec.ch/cdd/iec61987/iec61987.nsf/PropertiesAllVersions/0112-2---61987%23ABD165,https://cdd.iec.ch/cdd/iec61987/iec61987.nsf/PropertiesAllVersions/0112-2---61987%23ABD090,https://cdd.iec.ch/cdd/iec61987/iec61987.nsf/PropertiesAllVersions/0112-2---61987%23ABD177,https://cdd.iec.ch/cdd/iec61987/iec61987.nsf/PropertiesAllVersions/0112-2---61987%23ABD041,https://cdd.iec.ch/cdd/iec61987/iec61987.nsf/PropertiesAllVersions/0112-2---61987%23ABB348,https://cdd.iec.ch/cdd/iec61987/iec61987.nsf/PropertiesAllVersions/0112-2---61987%23ABD142 | 0112-2---61987#ABD041,0112-2---61987#ABB348,0112-2---61987#ABD142,0112-2---61987#ABD177,0112-2---61987#ABH440,0112-2---61987#ABC766,0112-2---61987#ABB164,0112-2---61987#ABD165,0112-2---61987#ABD090
0112/2///61987#ABC055 | 002 | 01 | 0112/2///61987#ABC055#002 | Type of auxiliary input [4] |  |  |  | administration block for polymorphism acting as proxy for the selected auxiliary input type |  | 2 ABC055.2 |  |  | ITEM_CLASS | [5 empty] | 0112/2///61987#ABC129 - Auxiliary input [4] |  |  |  | Standard |  |  |  | 2018-03-28 | 2013-08-27 | 2016-05-24 | 2016-05-24 |  | SC65E – IEC 61987 | C00004 |  | 0112/2///61987#ABV501 | https://cdd.iec.ch/CDD/IEC61987/iec61987.nsf/Classes/0112-2---61987%23ABC055 | https://cdd.iec.ch/cdd/iec61987/iec61987.nsf/PropertiesAllVersions/0112-2---61987%23ABU274,https://cdd.iec.ch/cdd/iec61987/iec61987.nsf/PropertiesAllVersions/0112-2---61987%23ABU284,https://cdd.iec.ch/cdd/iec61987/iec61987.nsf/PropertiesAllVersions/0112-2---61987%23ABU285,https://cdd.iec.ch/cdd/iec61987/iec61987.nsf/PropertiesAllVersions/0112-2---61987%23ABU286,https://cdd.iec.ch/cdd/iec61987/iec61987.nsf/PropertiesAllVersions/0112-2---61987%23ABU287,https://cdd.iec.ch/cdd/iec61987/iec61987.nsf/PropertiesAllVersions/0112-2---61987%23ABU288,https://cdd.iec.ch/cdd/iec61987/iec61987.nsf/PropertiesAllVersions/0112-2---61987%23ABU289,https://cdd.iec.ch/cdd/iec61987/iec61987.nsf/PropertiesAllVersions/0112-2---61987%23ABU290 | 0112-2---61987#ABU289,0112-2---61987#ABU290,0112-2---61987#ABU274,0112-2---61987#ABU284,0112-2---61987#ABU285,0112-2---61987#ABU286,0112-2---61987#ABU287,0112-2---61987#ABU288
0112/2///61987#ABC475 | 002 | 01 | 0112/2///61987#ABC475#002 | Other variable |  |  |  | properties characterizing an other variable measurement |  | 1 ABC475.1 |  |  | ITEM_CLASS | [5 empty] | 0112/2///61987#ABC661 - Type of measured variable [2]0112/2///61987#ABE565 - Type of measured variable [5]0112/2///61987#ABC662 - Type of measured variable [3]0112/2///61987#ABC663 - Type of measured variable [4]0112/2///61987#ABG011 - Type of measured variable [39]0112/2///61987#ABF978 - Type of measured variable [6]0112/2///61987#ABF979 - Type of measured variable [7]0112/2///61987#ABF980 - Type of measured variable [8]0112/2///61987#ABF981 - Type of measured variable [9]0112/2///61987#ABF982 - Type of measured variable [10]0112/2///61987#ABF983 - Type of measured variable [11]0112/2///61987#ABF984 - Type of measured variable [12]0112/2///61987#ABG012 - Type of measured variable [40]0112/2///61987#ABG013 - Type of measured variable [41]0112/2///61987#ABF985 - Type of measured variable [13]0112/2///61987#ABF986 - Type of measured variable [14] |  |  |  | Standard |  |  |  | 2020-02-24 | 2017-12-07 | 2020-02-24 | 2020-02-24 |  | SC65E – IEC 61987 | C00091 |  | 0112/2///61987#ABV501 | https://cdd.iec.ch/CDD/IEC61987/iec61987.nsf/Classes/0112-2---61987%23ABC475 | https://cdd.iec.ch/cdd/iec61987/iec61987.nsf/PropertiesAllVersions/0112-2---61987%23ABB198,https://cdd.iec.ch/cdd/iec61987/iec61987.nsf/PropertiesAllVersions/0112-2---61987%23ABB015,https://cdd.iec.ch/cdd/iec61987/iec61987.nsf/PropertiesAllVersions/0112-2---61987%23ABD049,https://cdd.iec.ch/cdd/iec61987/iec61987.nsf/PropertiesAllVersions/0112-2---61987%23ABA324,https://cdd.iec.ch/cdd/iec61987/iec61987.nsf/PropertiesAllVersions/0112-2---61987%23ABA326,https://cdd.iec.ch/cdd/iec61987/iec61987.nsf/PropertiesAllVersions/0112-2---61987%23ABA327,https://cdd.iec.ch/cdd/iec61987/iec61987.nsf/PropertiesAllVersions/0112-2---61987%23ABA328,https://cdd.iec.ch/cdd/iec61987/iec61987.nsf/PropertiesAllVersions/0112-2---61987%23ABA330,https://cdd.iec.ch/cdd/iec61987/iec61987.nsf/PropertiesAllVersions/0112-2---61987%23ABB781,https://cdd.iec.ch/cdd/iec61987/iec61987.nsf/PropertiesAllVersions/0112-2---61987%23ABJ600,https://cdd.iec.ch/cdd/iec61987/iec61987.nsf/PropertiesAllVersions/0112-2---61987%23ABJ601,https://cdd.iec.ch/cdd/iec61987/iec61987.nsf/PropertiesAllVersions/0112-2---61987%23ABN594 | 0112-2---61987#ABB015,0112-2---61987#ABA324,0112-2---61987#ABA326,0112-2---61987#ABA327,0112-2---61987#ABB781,0112-2---61987#ABJ601,0112-2---61987#ABN594,0112-2---61987#ABB198,0112-2---61987#ABD049,0112-2---61987#ABA328,0112-2---61987#ABA330,0112-2---61987#ABJ600
0112/2///61987#ABC671 | 002 | 01 | 0112/2///61987#ABC671#002 | Type of performance variable [1] |  |  |  | administration block for polymorphism acting as proxy for the selected performance type |  | 15 ABC671.15 |  |  | ITEM_CLASS | [5 empty] | 0112/2///61987#ABC503 - Performance variable [1] |  |  |  | Standard |  |  |  | 2018-03-28 | 2013-08-27 | 2016-05-24 | 2016-05-24 |  | SC65E – IEC 61987 | C00004 |  | 0112/2///61987#ABV501 | https://cdd.iec.ch/CDD/IEC61987/iec61987.nsf/Classes/0112-2---61987%23ABC671 | https://cdd.iec.ch/cdd/iec61987/iec61987.nsf/PropertiesAllVersions/0112-2---61987%23ABU144,https://cdd.iec.ch/cdd/iec61987/iec61987.nsf/PropertiesAllVersions/0112-2---61987%23ABU156,https://cdd.iec.ch/cdd/iec61987/iec61987.nsf/PropertiesAllVersions/0112-2---61987%23ABU157,https://cdd.iec.ch/cdd/iec61987/iec61987.nsf/PropertiesAllVersions/0112-2---61987%23ABU158,https://cdd.iec.ch/cdd/iec61987/iec61987.nsf/PropertiesAllVersions/0112-2---61987%23ABU159,https://cdd.iec.ch/cdd/iec61987/iec61987.nsf/PropertiesAllVersions/0112-2---61987%23ABU160 | 0112-2---61987#ABU156,0112-2---61987#ABU157,0112-2---61987#ABU158,0112-2---61987#ABU159,0112-2---61987#ABU160,0112-2---61987#ABU144
0112/2///61987#ABI797 | 001 | 01 | 0112/2///61987#ABI797#001 | BLOCK_ALARM |  |  |  | parameter with properties characterizing any unacknowledged alarms generated during the execution of a block |  |  |  |  | ITEM_CLASS | [5 empty] | 0112/2///61987#ABI711 - Standard parameters |  |  |  | Standard |  |  |  | 2019-03-08 | 2017-12-07 | 2019-03-08 | 2019-03-08 |  | SC65E – IEC 61987 | C00018 | 001-01 (2019-03-08 15:35:13 by BATCH 00000766) standard | 0112/2///61987#ABV501 | https://cdd.iec.ch/CDD/IEC61987/iec61987.nsf/Classes/0112-2---61987%23ABI797 | https://cdd.iec.ch/cdd/iec61987/iec61987.nsf/PropertiesAllVersions/0112-2---61987%23ABI661,https://cdd.iec.ch/cdd/iec61987/iec61987.nsf/PropertiesAllVersions/0112-2---61987%23ABI663,https://cdd.iec.ch/cdd/iec61987/iec61987.nsf/PropertiesAllVersions/0112-2---61987%23ABJ041,https://cdd.iec.ch/cdd/iec61987/iec61987.nsf/PropertiesAllVersions/0112-2---61987%23ABJ044,https://cdd.iec.ch/cdd/iec61987/iec61987.nsf/PropertiesAllVersions/0112-2---61987%23ABI664 | 0112-2---61987#ABI661,0112-2---61987#ABI663,0112-2---61987#ABJ041,0112-2---61987#ABJ044,0112-2---61987#ABI664
0112/2///61987#ABC074 | 001 | 02 | 0112/2///61987#ABC074#001 | Accuracy for a subrange of normalized volume flow |  |  |  | properties characterizing the accuracy of a normalized volume flow measurement for a subrange of ideal span |  |  |  |  | ITEM_CLASS | [5 empty] | 0112/2///61987#ABC062 - Absolute performance for normalized volume flow |  |  |  | Standard |  |  |  | 2018-03-28 | 2013-08-27 | 2013-08-27 | 2014-06-18 |  | SC65E – IEC 61987 | C00004 |  | 0112/2///61987#ABV501 | https://cdd.iec.ch/CDD/IEC61987/iec61987.nsf/Classes/0112-2---61987%23ABC074 | https://cdd.iec.ch/cdd/iec61987/iec61987.nsf/PropertiesAllVersions/0112-2---61987%23ABB739,https://cdd.iec.ch/cdd/iec61987/iec61987.nsf/PropertiesAllVersions/0112-2---61987%23ABB740,https://cdd.iec.ch/cdd/iec61987/iec61987.nsf/PropertiesAllVersions/0112-2---61987%23ABB734,https://cdd.iec.ch/cdd/iec61987/iec61987.nsf/PropertiesAllVersions/0112-2---61987%23ABB735,https://cdd.iec.ch/cdd/iec61987/iec61987.nsf/PropertiesAllVersions/0112-2---61987%23ABB736 | 0112-2---61987#ABB736,0112-2---61987#ABB739,0112-2---61987#ABB740,0112-2---61987#ABB734,0112-2---61987#ABB735
0112/2///61987#ABC204 | 001 | 02 | 0112/2///61987#ABC204#001 | Keypad display |  |  |  | properties characterizing a display provided by a device used for its parametrization |  |  |  |  | ITEM_CLASS | [5 empty] | 0112/2///61987#ABC312 - Keypad/buttons and display |  |  |  | Standard |  |  |  | 2018-03-28 | 2013-08-27 | 2013-08-27 | 2014-06-18 |  | SC65E – IEC 61987 | C00004 |  | 0112/2///61987#ABV501 | https://cdd.iec.ch/CDD/IEC61987/iec61987.nsf/Classes/0112-2---61987%23ABC204 | https://cdd.iec.ch/cdd/iec61987/iec61987.nsf/PropertiesAllVersions/0112-2---61987%23ABA508,https://cdd.iec.ch/cdd/iec61987/iec61987.nsf/PropertiesAllVersions/0112-2---61987%23ABA509,https://cdd.iec.ch/cdd/iec61987/iec61987.nsf/PropertiesAllVersions/0112-2---61987%23ABA510 | 0112-2---61987#ABA510,0112-2---61987#ABA508,0112-2---61987#ABA509
0112/2///61987#ABD807 | 001 | 02 | 0112/2///61987#ABD807#001 | Available power supply [2] |  |  |  | properties characterizing a supply available for powering a device |  |  |  |  | ITEM_CLASS | [5 empty] | 0112/2///61987#ABD977 - Physical location [3] |  |  |  | Standard |  |  |  | 2018-03-28 | 2013-09-02 | 2013-09-02 | 2014-06-18 |  | SC65E – IEC 61987 | C00004 |  | 0112/2///61987#ABV501 | https://cdd.iec.ch/CDD/IEC61987/iec61987.nsf/Classes/0112-2---61987%23ABD807 | https://cdd.iec.ch/cdd/iec61987/iec61987.nsf/PropertiesAllVersions/0112-2---61987%23ABB351,https://cdd.iec.ch/cdd/iec61987/iec61987.nsf/PropertiesAllVersions/0112-2---61987%23ABE102,https://cdd.iec.ch/cdd/iec61987/iec61987.nsf/PropertiesAllVersions/0112-2---61987%23ABD149 | 0112-2---61987#ABB351,0112-2---61987#ABE102,0112-2---61987#ABD149
0112/2///61987#ABD916 | 001 | 02 | 0112/2///61987#ABD916#001 | Material of seat retainer |  |  |  | properties characterizing the material of which a seat retainer is made |  |  |  |  | ITEM_CLASS | [5 empty] | 0112/2///61987#ABE036 - Structural design of an eccentric plug valve |  |  |  | Standard |  |  |  | 2018-03-28 | 2013-09-02 | 2013-09-02 | 2014-06-18 |  | SC65E – IEC 61987 | C00009 |  | 0112/2///61987#ABV501 | https://cdd.iec.ch/CDD/IEC61987/iec61987.nsf/Classes/0112-2---61987%23ABD916 | https://cdd.iec.ch/cdd/iec61987/iec61987.nsf/PropertiesAllVersions/0112-2---61987%23ABB455,https://cdd.iec.ch/cdd/iec61987/iec61987.nsf/PropertiesAllVersions/0112-2---61987%23ABI460,https://cdd.iec.ch/cdd/iec61987/iec61987.nsf/PropertiesAllVersions/0112-2---61987%23ABA908,https://cdd.iec.ch/cdd/iec61987/iec61987.nsf/PropertiesAllVersions/0112-2---61987%23ABA907 | 0112-2---61987#ABB455,0112-2---61987#ABI460,0112-2---61987#ABA908,0112-2---61987#ABA907
0112/2///61987#ABG259 | 001 | 01 | 0112/2///61987#ABG259#001 | Performance variable [19] |  |  |  | properties characterizing the performance of a device with respect to a particular process variable |  |  |  |  | ITEM_CLASS | [5 empty] | 0112/2///61987#ABG232 - Performance [29] |  |  |  | Standard |  | IEC 61987 | IEC | 2019-05-17 | 2019-05-17 | 2019-05-17 | 2019-05-17 |  | SC65E – IEC 61987 | C00017 |  | 0112/2///61987#ABV501 | https://cdd.iec.ch/CDD/IEC61987/iec61987.nsf/Classes/0112-2---61987%23ABG259 | https://cdd.iec.ch/cdd/iec61987/iec61987.nsf/PropertiesAllVersions/0112-2---61987%23ABB271,https://cdd.iec.ch/cdd/iec61987/iec61987.nsf/PropertiesAllVersions/0112-2---61987%23ABA577,https://cdd.iec.ch/cdd/iec61987/iec61987.nsf/PropertiesAllVersions/0112-2---61987%23ABG829,https://cdd.iec.ch/cdd/iec61987/iec61987.nsf/PropertiesAllVersions/0112-2---61987%23ABU650 | 0112-2---61987#ABB271,0112-2---61987#ABA577,0112-2---61987#ABG829,0112-2---61987#ABU650
0112/2///61987#ABH612 | 001 | 01 | 0112/2///61987#ABH612#001 | Calibration of normalized volume flow |  |  |  | properties characterizing the calibration of standardized volume flow output values of a device |  |  |  |  | ITEM_CLASS | [5 empty] | 0112/2///61987#ABH561 - Calibration |  |  |  | Standard |  |  |  | 2019-03-08 | 2017-12-07 | 2019-03-08 | 2019-03-08 |  | SC65E – IEC 61987 | C00018 | 001-01 (2019-03-08 15:35:12 by BATCH 00000766) standard | 0112/2///61987#ABV501 | https://cdd.iec.ch/CDD/IEC61987/iec61987.nsf/Classes/0112-2---61987%23ABH612 | https://cdd.iec.ch/cdd/iec61987/iec61987.nsf/PropertiesAllVersions/0112-2---61987%23ABH594,https://cdd.iec.ch/cdd/iec61987/iec61987.nsf/PropertiesAllVersions/0112-2---61987%23ABH742 | 0112-2---61987#ABH594,0112-2---61987#ABH742
0112/2///61987#ABH661 | 001 | 01 | 0112/2///61987#ABH661#001 | Output values of degree of filling |  |  |  | properties characterizing the readings of degree of filling output signals |  |  |  |  | ITEM_CLASS | [5 empty] | 0112/2///61987#ABH643 - Calibration point of degree of filling |  |  |  | Standard |  |  |  | 2019-03-08 | 2017-12-07 | 2019-03-08 | 2019-03-08 |  | SC65E – IEC 61987 | C00018 | 001-01 (2019-03-08 15:35:12 by BATCH 00000766) standard | 0112/2///61987#ABV501 | https://cdd.iec.ch/CDD/IEC61987/iec61987.nsf/Classes/0112-2---61987%23ABH661 | https://cdd.iec.ch/cdd/iec61987/iec61987.nsf/PropertiesAllVersions/0112-2---61987%23ABH566,https://cdd.iec.ch/cdd/iec61987/iec61987.nsf/PropertiesAllVersions/0112-2---61987%23ABH567,https://cdd.iec.ch/cdd/iec61987/iec61987.nsf/PropertiesAllVersions/0112-2---61987%23ABH568,https://cdd.iec.ch/cdd/iec61987/iec61987.nsf/PropertiesAllVersions/0112-2---61987%23ABH591,https://cdd.iec.ch/cdd/iec61987/iec61987.nsf/PropertiesAllVersions/0112-2---61987%23ABH592 | 0112-2---61987#ABH592,0112-2---61987#ABH566,0112-2---61987#ABH567,0112-2---61987#ABH568,0112-2---61987#ABH591
0112/2///61987#ABE753 | 002 | 01 | 0112/2///61987#ABE753#002 | Device LOP for bypass/measuring chamber |  |  |  | list of properties characterizing a bypass or a measuring chamber |  |  |  |  | ITEM_CLASS | [5 empty] | 0112/2///61987#ABA858 - Bypass/measuring chamber |  |  |  | Standard |  | IEC 61987 | IEC | 2022-09-08 | 2017-12-07 | 2022-09-08 | 2022-09-08 |  | IEC/SC 65E | C00121 |  | 0112/2///61987#ABV504 | https://cdd.iec.ch/CDD/IEC61987/iec61987.nsf/Classes/0112-2---61987%23ABE753 | https://cdd.iec.ch/cdd/iec61987/iec61987.nsf/PropertiesAllVersions/0112-2---61987%23ABC899,https://cdd.iec.ch/cdd/iec61987/iec61987.nsf/PropertiesAllVersions/0112-2---61987%23ABC730,https://cdd.iec.ch/cdd/iec61987/iec61987.nsf/PropertiesAllVersions/0112-2---61987%23ABG881,https://cdd.iec.ch/cdd/iec61987/iec61987.nsf/PropertiesAllVersions/0112-2---61987%23ABG946,https://cdd.iec.ch/cdd/iec61987/iec61987.nsf/PropertiesAllVersions/0112-2---61987%23ABC786,https://cdd.iec.ch/cdd/iec61987/iec61987.nsf/PropertiesAllVersions/0112-2---61987%23ABC795,https://cdd.iec.ch/cdd/iec61987/iec61987.nsf/PropertiesAllVersions/0112-2---61987%23ABA293,https://cdd.iec.ch/cdd/iec61987/iec61987.nsf/PropertiesAllVersions/0112-2---61987%23ABC710 | 0112-2---61987#ABG881,0112-2---61987#ABG946,0112-2---61987#ABC786,0112-2---61987#ABC795,0112-2---61987#ABA293,0112-2---61987#ABC710,0112-2---61987#ABC899,0112-2---61987#ABC730
0112/2///61987#ABF860 | 001 | 01 | 0112/2///61987#ABF860#001 | Device LOP for vibrating tube density transmitter |  |  |  | list of properties characterizing a vibrating tube density transmitter |  |  |  |  | ITEM_CLASS | [5 empty] | 0112/2///61987#ABA757 - Vibrating tube density transmitter |  |  |  | Standard |  | IEC 61987 | IEC | 2018-03-28 | 2014-12-17 | 2018-03-20 | 2018-03-20 |  | SC65E – IEC 61987 | C00017 | 001-01 (2018-03-28 07:26:06 by BATCH 00000762) standard | 0112/2///61987#ABV504 | https://cdd.iec.ch/CDD/IEC61987/iec61987.nsf/Classes/0112-2---61987%23ABF860 | https://cdd.iec.ch/cdd/iec61987/iec61987.nsf/PropertiesAllVersions/0112-2---61987%23ABC899,https://cdd.iec.ch/cdd/iec61987/iec61987.nsf/PropertiesAllVersions/0112-2---61987%23ABC730,https://cdd.iec.ch/cdd/iec61987/iec61987.nsf/PropertiesAllVersions/0112-2---61987%23ABU646,https://cdd.iec.ch/cdd/iec61987/iec61987.nsf/PropertiesAllVersions/0112-2---61987%23ABG498,https://cdd.iec.ch/cdd/iec61987/iec61987.nsf/PropertiesAllVersions/0112-2---61987%23ABB206,https://cdd.iec.ch/cdd/iec61987/iec61987.nsf/PropertiesAllVersions/0112-2---61987%23ABG698,https://cdd.iec.ch/cdd/iec61987/iec61987.nsf/PropertiesAllVersions/0112-2---61987%23ABC830,https://cdd.iec.ch/cdd/iec61987/iec61987.nsf/PropertiesAllVersions/0112-2---61987%23ABG792,https://cdd.iec.ch/cdd/iec61987/iec61987.nsf/PropertiesAllVersions/0112-2---61987%23ABG882,https://cdd.iec.ch/cdd/iec61987/iec61987.nsf/PropertiesAllVersions/0112-2---61987%23ABG959,https://cdd.iec.ch/cdd/iec61987/iec61987.nsf/PropertiesAllVersions/0112-2---61987%23ABD088,https://cdd.iec.ch/cdd/iec61987/iec61987.nsf/PropertiesAllVersions/0112-2---61987%23ABD153,https://cdd.iec.ch/cdd/iec61987/iec61987.nsf/PropertiesAllVersions/0112-2---61987%23ABC786,https://cdd.iec.ch/cdd/iec61987/iec61987.nsf/PropertiesAllVersions/0112-2---61987%23ABC795,https://cdd.iec.ch/cdd/iec61987/iec61987.nsf/PropertiesAllVersions/0112-2---61987%23ABA293,https://cdd.iec.ch/cdd/iec61987/iec61987.nsf/PropertiesAllVersions/0112-2---61987%23ABC710 | 0112-2---61987#ABC899,0112-2---61987#ABG498,0112-2---61987#ABB206,0112-2---61987#ABG959,0112-2---61987#ABD088,0112-2---61987#ABC786,0112-2---61987#ABC710,0112-2---61987#ABC830,0112-2---61987#ABA293,0112-2---61987#ABC730,0112-2---61987#ABU646,0112-2---61987#ABG698,0112-2---61987#ABG792,0112-2---61987#ABG882,0112-2---61987#ABD153,0112-2---61987#ABC795
0112/2///61987#ABC099 | 002 | 01 | 0112/2///61987#ABC099#002 | Analog voltage output parameters |  |  |  | properties characterizing the configuration of the analog voltage output |  |  |  |  | ITEM_CLASS | [5 empty] | 0112/2///61987#ABC095 - Analog voltage output [1]0112/2///61987#ABC096 - Analog voltage output [2]0112/2///61987#ABC097 - Analog voltage output [3]0112/2///61987#ABC098 - Analog voltage output [4]0112/2///61987#ABD802 - Analog voltage output [5]0112/2///61987#ABG181 - Analog voltage output [8]0112/2///61987#ABG182 - Analog voltage output [9]0112/2///61987#ABG183 - Analog voltage output [10]0112/2///61987#ABG184 - Analog voltage output [11]0112/2///61987#ABG185 - Analog voltage output [12]0112/2///61987#ABG186 - Analog voltage output [13]0112/2///61987#ABG187 - Analog voltage output [14]0112/2///61987#ABG188 - Analog voltage output [15]0112/2///61987#ABG189 - Analog voltage output [16]0112/2///61987#ABP020 - Analog voltage output [I/O module] |  |  | false | Standard |  | IEC 61987 | IEC | 2023-01-23 | 2017-12-07 | 2023-01-23 | 2023-01-23 |  | IEC/SC 65E | C00128 |  | 0112/2///61987#ABV501 | https://cdd.iec.ch/CDD/IEC61987/iec61987.nsf/Classes/0112-2---61987%23ABC099 | https://cdd.iec.ch/cdd/iec61987/iec61987.nsf/PropertiesAllVersions/0112-2---61987%23ABA437,https://cdd.iec.ch/cdd/iec61987/iec61987.nsf/PropertiesAllVersions/0112-2---61987%23ABA440,https://cdd.iec.ch/cdd/iec61987/iec61987.nsf/PropertiesAllVersions/0112-2---61987%23ABA443,https://cdd.iec.ch/cdd/iec61987/iec61987.nsf/PropertiesAllVersions/0112-2---61987%23ABA405,https://cdd.iec.ch/cdd/iec61987/iec61987.nsf/PropertiesAllVersions/0112-2---61987%23ABA406,https://cdd.iec.ch/cdd/iec61987/iec61987.nsf/PropertiesAllVersions/0112-2---61987%23ABD326,https://cdd.iec.ch/cdd/iec61987/iec61987.nsf/PropertiesAllVersions/0112-2---61987%23ABA997,https://cdd.iec.ch/cdd/iec61987/iec61987.nsf/PropertiesAllVersions/0112-2---61987%23ABA448,https://cdd.iec.ch/cdd/iec61987/iec61987.nsf/PropertiesAllVersions/0112-2---61987%23ABP231,https://cdd.iec.ch/cdd/iec61987/iec61987.nsf/PropertiesAllVersions/0112-2---61987%23ABC842,https://cdd.iec.ch/cdd/iec61987/iec61987.nsf/PropertiesAllVersions/0112-2---61987%23ABA390,https://cdd.iec.ch/cdd/iec61987/iec61987.nsf/PropertiesAllVersions/0112-2---61987%23ABC865,https://cdd.iec.ch/cdd/iec61987/iec61987.nsf/PropertiesAllVersions/0112-2---61987%23ABI463,https://cdd.iec.ch/cdd/iec61987/iec61987.nsf/PropertiesAllVersions/0112-2---61987%23ABB103,https://cdd.iec.ch/cdd/iec61987/iec61987.nsf/PropertiesAllVersions/0112-2---61987%23ABC850,https://cdd.iec.ch/cdd/iec61987/iec61987.nsf/PropertiesAllVersions/0112-2---61987%23ABA401,https://cdd.iec.ch/cdd/iec61987/iec61987.nsf/PropertiesAllVersions/0112-2---61987%23ABC778 | 0112-2---61987#ABA440,0112-2---61987#ABA997,0112-2---61987#ABC850,0112-2---61987#ABC778,0112-2---61987#ABA405,0112-2---61987#ABA448,0112-2---61987#ABA390,0112-2---61987#ABI463,0112-2---61987#ABA443,0112-2---61987#ABA406,0112-2---61987#ABP231,0112-2---61987#ABB103,0112-2---61987#ABA401,0112-2---61987#ABA437,0112-2---61987#ABD326,0112-2---61987#ABC842,0112-2---61987#ABC865
0112/2///61987#ABC529 | 001 | 02 | 0112/2///61987#ABC529#001 | Pressure tap of an orifice assembly |  |  |  | properties characterizing the pressure taps of an orifice flange or fitting |  |  |  |  | ITEM_CLASS | [5 empty] | 0112/2///61987#ABC464 - Orifice flange or fitting |  |  |  | Standard |  |  |  | 2018-03-28 | 2013-08-27 | 2013-08-27 | 2014-06-18 |  | SC65E – IEC 61987 | C00004 |  | 0112/2///61987#ABV501 | https://cdd.iec.ch/CDD/IEC61987/iec61987.nsf/Classes/0112-2---61987%23ABC529 | https://cdd.iec.ch/cdd/iec61987/iec61987.nsf/PropertiesAllVersions/0112-2---61987%23ABB530,https://cdd.iec.ch/cdd/iec61987/iec61987.nsf/PropertiesAllVersions/0112-2---61987%23ABB408,https://cdd.iec.ch/cdd/iec61987/iec61987.nsf/PropertiesAllVersions/0112-2---61987%23ABB529,https://cdd.iec.ch/cdd/iec61987/iec61987.nsf/PropertiesAllVersions/0112-2---61987%23ABB528,https://cdd.iec.ch/cdd/iec61987/iec61987.nsf/PropertiesAllVersions/0112-2---61987%23ABB134,https://cdd.iec.ch/cdd/iec61987/iec61987.nsf/PropertiesAllVersions/0112-2---61987%23ABB409 | 0112-2---61987#ABB528,0112-2---61987#ABB134,0112-2---61987#ABB409,0112-2---61987#ABB530,0112-2---61987#ABB408,0112-2---61987#ABB529
0112/2///61987#ABF226 | 001 | 01 | 0112/2///61987#ABF226#001 | Structural design of a radiation thermometer |  |  |  | properties characterizing the constructional details of a radiation temperature transmitter |  |  |  |  | ITEM_CLASS | [5 empty] | 0112/2///61987#ABG434 - Structural design [radiation thermometer] |  |  |  | Standard |  | IEC 61987 | IEC | 2018-03-28 | 2014-12-17 | 2016-05-24 | 2016-05-24 |  | SC65E – IEC 61987 | C00019 | 001-01 (2018-03-28 07:26:05 by BATCH 00000762) standard | 0112/2///61987#ABV501 | https://cdd.iec.ch/CDD/IEC61987/iec61987.nsf/Classes/0112-2---61987%23ABF226 | https://cdd.iec.ch/cdd/iec61987/iec61987.nsf/PropertiesAllVersions/0112-2---61987%23ABF236,https://cdd.iec.ch/cdd/iec61987/iec61987.nsf/PropertiesAllVersions/0112-2---61987%23ABF237,https://cdd.iec.ch/cdd/iec61987/iec61987.nsf/PropertiesAllVersions/0112-2---61987%23ABF238,https://cdd.iec.ch/cdd/iec61987/iec61987.nsf/PropertiesAllVersions/0112-2---61987%23ABF314,https://cdd.iec.ch/cdd/iec61987/iec61987.nsf/PropertiesAllVersions/0112-2---61987%23ABF773,https://cdd.iec.ch/cdd/iec61987/iec61987.nsf/PropertiesAllVersions/0112-2---61987%23ABF243,https://cdd.iec.ch/cdd/iec61987/iec61987.nsf/PropertiesAllVersions/0112-2---61987%23ABF244,https://cdd.iec.ch/cdd/iec61987/iec61987.nsf/PropertiesAllVersions/0112-2---61987%23ABF245,https://cdd.iec.ch/cdd/iec61987/iec61987.nsf/PropertiesAllVersions/0112-2---61987%23ABF246,https://cdd.iec.ch/cdd/iec61987/iec61987.nsf/PropertiesAllVersions/0112-2---61987%23ABF247,https://cdd.iec.ch/cdd/iec61987/iec61987.nsf/PropertiesAllVersions/0112-2---61987%23ABF248,https://cdd.iec.ch/cdd/iec61987/iec61987.nsf/PropertiesAllVersions/0112-2---61987%23ABF249,https://cdd.iec.ch/cdd/iec61987/iec61987.nsf/PropertiesAllVersions/0112-2---61987%23ABF250,https://cdd.iec.ch/cdd/iec61987/iec61987.nsf/PropertiesAllVersions/0112-2---61987%23ABF251,https://cdd.iec.ch/cdd/iec61987/iec61987.nsf/PropertiesAllVersions/0112-2---61987%23ABF252,https://cdd.iec.ch/cdd/iec61987/iec61987.nsf/PropertiesAllVersions/0112-2---61987%23ABF253,https://cdd.iec.ch/cdd/iec61987/iec61987.nsf/PropertiesAllVersions/0112-2---61987%23ABF759,https://cdd.iec.ch/cdd/iec61987/iec61987.nsf/PropertiesAllVersions/0112-2---61987%23ABF760,https://cdd.iec.ch/cdd/iec61987/iec61987.nsf/PropertiesAllVersions/0112-2---61987%23ABU431 | 0112-2---61987#ABF236,0112-2---61987#ABF244,0112-2---61987#ABF250,0112-2---61987#ABF252,0112-2---61987#ABF759,0112-2---61987#ABF773,0112-2---61987#ABF247,0112-2---61987#ABF246,0112-2---61987#ABF249,0112-2---61987#ABF760,0112-2---61987#ABU431,0112-2---61987#ABF251,0112-2---61987#ABF253,0112-2---61987#ABF237,0112-2---61987#ABF238,0112-2---61987#ABF314,0112-2---61987#ABF243,0112-2---61987#ABF245,0112-2---61987#ABF248
0112/2///61987#ABA773 | 003 | 01 | 0112/2///61987#ABA773#003 | Venturi tube flow transmitter |  |  |  | differential pressure flow transmitter that uses a venturi tube as primary element |  |  |  |  | ITEM_CLASS |  |  |  |  | 0112/2///61987#ABU125 - reference to Operating LOP for flow measuring equipment |  |  |  |  | Standard |  |  |  | 2018-03-28 | 2013-08-27 | 2016-05-24 | 2016-05-24 |  | SC65E – IEC 61987 | C00004 |  | 0112/2///61987#ABA767 | https://cdd.iec.ch/CDD/IEC61987/iec61987.nsf/Classes/0112-2---61987%23ABA773
0112/2///61987#ABD387 | 001 | 01 | 0112/2///61987#ABD387#001 | Back pressure/excess pressure regulator | back pressure regulator, excess pressure regulator |  |  | process regulator that acts against a spring pressure to maintain a constant upstream pressure |  |  | StepLib |  | ITEM_CLASS | [9 empty] | Standard |  |  |  | 2018-03-28 | 2013-09-02 | 2016-05-02 | 2016-05-02 |  | SC65E – IEC 61987 | C00009 | 001-01 (2018-03-28 07:25:59 by BATCH 00000762) standard | 0112/2///61987#ABD385 | https://cdd.iec.ch/CDD/IEC61987/iec61987.nsf/Classes/0112-2---61987%23ABD387 | https://cdd.iec.ch/cdd/iec61987/iec61987.nsf/PropertiesAllVersions/0112-2---61987%23ABU547,https://cdd.iec.ch/cdd/iec61987/iec61987.nsf/PropertiesAllVersions/0112-2---61987%23ABU515 | 0112-2---61987#ABU547,0112-2---61987#ABU515
0112/2///61987#ABE740 | 001 | 01 | 0112/2///61987#ABE740#001 | Device LOP for hydrostatic pressure level transmitter |  |  |  | list of properties characterizing a hydrostatic pressure level transmitter |  |  |  |  | ITEM_CLASS | [5 empty] | 0112/2///61987#ABA812 - Hydrostatic pressure level transmitter |  |  |  | Standard |  | IEC 61987 | IEC | 2018-03-28 | 2014-12-17 | 2018-03-20 | 2018-03-20 |  | SC65E – IEC 61987 | C00018 | 001-01 (2018-03-28 07:26:04 by BATCH 00000762) standard | 0112/2///61987#ABV504 | https://cdd.iec.ch/CDD/IEC61987/iec61987.nsf/Classes/0112-2---61987%23ABE740 | https://cdd.iec.ch/cdd/iec61987/iec61987.nsf/PropertiesAllVersions/0112-2---61987%23ABC899,https://cdd.iec.ch/cdd/iec61987/iec61987.nsf/PropertiesAllVersions/0112-2---61987%23ABC730,https://cdd.iec.ch/cdd/iec61987/iec61987.nsf/PropertiesAllVersions/0112-2---61987%23ABU857,https://cdd.iec.ch/cdd/iec61987/iec61987.nsf/PropertiesAllVersions/0112-2---61987%23ABG481,https://cdd.iec.ch/cdd/iec61987/iec61987.nsf/PropertiesAllVersions/0112-2---61987%23ABB206,https://cdd.iec.ch/cdd/iec61987/iec61987.nsf/PropertiesAllVersions/0112-2---61987%23ABG692,https://cdd.iec.ch/cdd/iec61987/iec61987.nsf/PropertiesAllVersions/0112-2---61987%23ABC830,https://cdd.iec.ch/cdd/iec61987/iec61987.nsf/PropertiesAllVersions/0112-2---61987%23ABU870,https://cdd.iec.ch/cdd/iec61987/iec61987.nsf/PropertiesAllVersions/0112-2---61987%23ABG888,https://cdd.iec.ch/cdd/iec61987/iec61987.nsf/PropertiesAllVersions/0112-2---61987%23ABG922,https://cdd.iec.ch/cdd/iec61987/iec61987.nsf/PropertiesAllVersions/0112-2---61987%23ABD088,https://cdd.iec.ch/cdd/iec61987/iec61987.nsf/PropertiesAllVersions/0112-2---61987%23ABD154,https://cdd.iec.ch/cdd/iec61987/iec61987.nsf/PropertiesAllVersions/0112-2---61987%23ABC786,https://cdd.iec.ch/cdd/iec61987/iec61987.nsf/PropertiesAllVersions/0112-2---61987%23ABC795,https://cdd.iec.ch/cdd/iec61987/iec61987.nsf/PropertiesAllVersions/0112-2---61987%23ABA293,https://cdd.iec.ch/cdd/iec61987/iec61987.nsf/PropertiesAllVersions/0112-2---61987%23ABC710 | 0112-2---61987#ABG692,0112-2---61987#ABC795,0112-2---61987#ABC730,0112-2---61987#ABC830,0112-2---61987#ABU870,0112-2---61987#ABC786,0112-2---61987#ABA293,0112-2---61987#ABD088,0112-2---61987#ABD154,0112-2---61987#ABC710,0112-2---61987#ABC899,0112-2---61987#ABU857,0112-2---61987#ABG481,0112-2---61987#ABB206,0112-2---61987#ABG888,0112-2---61987#ABG922
0112/2///61987#ABE752 | 002 | 01 | 0112/2///61987#ABE752#002 | Device LOP for window |  |  |  | list of properties characterizing a window |  |  |  |  | ITEM_CLASS | [5 empty] | 0112/2///61987#ABE453 - Window |  |  |  | Standard |  | IEC 61987 | IEC | 2022-09-08 | 2017-12-07 | 2022-09-08 | 2022-09-08 |  | IEC/SC 65E | C00121 |  | 0112/2///61987#ABV504 | https://cdd.iec.ch/CDD/IEC61987/iec61987.nsf/Classes/0112-2---61987%23ABE752 | https://cdd.iec.ch/cdd/iec61987/iec61987.nsf/PropertiesAllVersions/0112-2---61987%23ABC899,https://cdd.iec.ch/cdd/iec61987/iec61987.nsf/PropertiesAllVersions/0112-2---61987%23ABC730,https://cdd.iec.ch/cdd/iec61987/iec61987.nsf/PropertiesAllVersions/0112-2---61987%23ABG881,https://cdd.iec.ch/cdd/iec61987/iec61987.nsf/PropertiesAllVersions/0112-2---61987%23ABG945,https://cdd.iec.ch/cdd/iec61987/iec61987.nsf/PropertiesAllVersions/0112-2---61987%23ABC786,https://cdd.iec.ch/cdd/iec61987/iec61987.nsf/PropertiesAllVersions/0112-2---61987%23ABC795,https://cdd.iec.ch/cdd/iec61987/iec61987.nsf/PropertiesAllVersions/0112-2---61987%23ABA293,https://cdd.iec.ch/cdd/iec61987/iec61987.nsf/PropertiesAllVersions/0112-2---61987%23ABC710 | 0112-2---61987#ABC710,0112-2---61987#ABC899,0112-2---61987#ABC730,0112-2---61987#ABG881,0112-2---61987#ABG945,0112-2---61987#ABC786,0112-2---61987#ABC795,0112-2---61987#ABA293
0112/2///61987#ABC068 | 002 | 01 | 0112/2///61987#ABC068#002 | Accuracy expressed as a percentage [2] |  |  |  | properties characterizing the accuracy of a measured value or a signal expressed as a percentage of reading, span or full range etc. |  |  |  |  | ITEM_CLASS | [5 empty] | 0112/2///61987#ABC489 - Percentage performance |  |  | false | Standard |  | IEC 61987 | IEC | 2022-12-09 | 2017-12-07 | 2022-12-09 | 2022-12-09 |  | IEC/SC 65E | C00112 |  | 0112/2///61987#ABV501 | https://cdd.iec.ch/CDD/IEC61987/iec61987.nsf/Classes/0112-2---61987%23ABC068 | https://cdd.iec.ch/cdd/iec61987/iec61987.nsf/PropertiesAllVersions/0112-2---61987%23ABD459,https://cdd.iec.ch/cdd/iec61987/iec61987.nsf/PropertiesAllVersions/0112-2---61987%23ABD460,https://cdd.iec.ch/cdd/iec61987/iec61987.nsf/PropertiesAllVersions/0112-2---61987%23ABD535,https://cdd.iec.ch/cdd/iec61987/iec61987.nsf/PropertiesAllVersions/0112-2---61987%23ABB652,https://cdd.iec.ch/cdd/iec61987/iec61987.nsf/PropertiesAllVersions/0112-2---61987%23ABB005,https://cdd.iec.ch/cdd/iec61987/iec61987.nsf/PropertiesAllVersions/0112-2---61987%23ABB653,https://cdd.iec.ch/cdd/iec61987/iec61987.nsf/PropertiesAllVersions/0112-2---61987%23ABB654,https://cdd.iec.ch/cdd/iec61987/iec61987.nsf/PropertiesAllVersions/0112-2---61987%23ABB655,https://cdd.iec.ch/cdd/iec61987/iec61987.nsf/PropertiesAllVersions/0112-2---61987%23ABB656,https://cdd.iec.ch/cdd/iec61987/iec61987.nsf/PropertiesAllVersions/0112-2---61987%23ABA568,https://cdd.iec.ch/cdd/iec61987/iec61987.nsf/PropertiesAllVersions/0112-2---61987%23ABB779,https://cdd.iec.ch/cdd/iec61987/iec61987.nsf/PropertiesAllVersions/0112-2---61987%23ABB657,https://cdd.iec.ch/cdd/iec61987/iec61987.nsf/PropertiesAllVersions/0112-2---61987%23ABC707,https://cdd.iec.ch/cdd/iec61987/iec61987.nsf/PropertiesAllVersions/0112-2---61987%23ABB801,https://cdd.iec.ch/cdd/iec61987/iec61987.nsf/PropertiesAllVersions/0112-2---61987%23ABB802,https://cdd.iec.ch/cdd/iec61987/iec61987.nsf/PropertiesAllVersions/0112-2---61987%23ABB803,https://cdd.iec.ch/cdd/iec61987/iec61987.nsf/PropertiesAllVersions/0112-2---61987%23ABB804,https://cdd.iec.ch/cdd/iec61987/iec61987.nsf/PropertiesAllVersions/0112-2---61987%23ABB805,https://cdd.iec.ch/cdd/iec61987/iec61987.nsf/PropertiesAllVersions/0112-2---61987%23ABB806,https://cdd.iec.ch/cdd/iec61987/iec61987.nsf/PropertiesAllVersions/0112-2---61987%23ABB846,https://cdd.iec.ch/cdd/iec61987/iec61987.nsf/PropertiesAllVersions/0112-2---61987%23ABB661,https://cdd.iec.ch/cdd/iec61987/iec61987.nsf/PropertiesAllVersions/0112-2---61987%23ABB662,https://cdd.iec.ch/cdd/iec61987/iec61987.nsf/PropertiesAllVersions/0112-2---61987%23ABB663,https://cdd.iec.ch/cdd/iec61987/iec61987.nsf/PropertiesAllVersions/0112-2---61987%23ABB519,https://cdd.iec.ch/cdd/iec61987/iec61987.nsf/PropertiesAllVersions/0112-2---61987%23ABB774,https://cdd.iec.ch/cdd/iec61987/iec61987.nsf/PropertiesAllVersions/0112-2---61987%23ABB847,https://cdd.iec.ch/cdd/iec61987/iec61987.nsf/PropertiesAllVersions/0112-2---61987%23ABD524,https://cdd.iec.ch/cdd/iec61987/iec61987.nsf/PropertiesAllVersions/0112-2---61987%23ABB776,https://cdd.iec.ch/cdd/iec61987/iec61987.nsf/PropertiesAllVersions/0112-2---61987%23ABC906 | 0112-2---61987#ABD524,0112-2---61987#ABD535,0112-2---61987#ABB657,0112-2---61987#ABB661,0112-2---61987#ABB774,0112-2---61987#ABC906,0112-2---61987#ABB802,0112-2---61987#ABB806,0112-2---61987#ABB846,0112-2---61987#ABB519,0112-2---61987#ABB805,0112-2---61987#ABB662,0112-2---61987#ABB776,0112-2---61987#ABB653,0112-2---61987#ABB779,0112-2---61987#ABB801,0112-2---61987#ABB804,0112-2---61987#ABD460,0112-2---61987#ABB656,0112-2---61987#ABA568,0112-2---61987#ABD459,0112-2---61987#ABC707,0112-2---61987#ABB847,0112-2---61987#ABB654,0112-2---61987#ABB655,0112-2---61987#ABB652,0112-2---61987#ABB005,0112-2---61987#ABB803,0112-2---61987#ABB663
0112/2///61987#ABC682 | 005 | 01 | 0112/2///61987#ABC682#005 | Visual controls |  |  |  | properties characterizing the visual controls provided for the operation of a device |  |  |  |  | ITEM_CLASS | [5 empty] | 0112/2///61987#ABC461 - Operation |  |  |  | Standard |  |  |  | 2018-03-28 | 2013-08-27 | 2018-03-20 | 2018-03-20 |  | SC65E – IEC 61987 | C00004 |  | 0112/2///61987#ABV501 | https://cdd.iec.ch/CDD/IEC61987/iec61987.nsf/Classes/0112-2---61987%23ABC682 | https://cdd.iec.ch/cdd/iec61987/iec61987.nsf/PropertiesAllVersions/0112-2---61987%23ABA543,https://cdd.iec.ch/cdd/iec61987/iec61987.nsf/PropertiesAllVersions/0112-2---61987%23ABC943,https://cdd.iec.ch/cdd/iec61987/iec61987.nsf/PropertiesAllVersions/0112-2---61987%23ABB395,https://cdd.iec.ch/cdd/iec61987/iec61987.nsf/PropertiesAllVersions/0112-2---61987%23ABC835,https://cdd.iec.ch/cdd/iec61987/iec61987.nsf/PropertiesAllVersions/0112-2---61987%23ABD074,https://cdd.iec.ch/cdd/iec61987/iec61987.nsf/PropertiesAllVersions/0112-2---61987%23ABB399 | 0112-2---61987#ABA543,0112-2---61987#ABC943,0112-2---61987#ABB395,0112-2---61987#ABC835,0112-2---61987#ABD074,0112-2---61987#ABB399
0112/2///61987#ABE013 | 001 | 02 | 0112/2///61987#ABE013#001 | Steam jacket |  |  |  | properties characterizing a steam jacket |  |  |  |  | ITEM_CLASS | [5 empty] | 0112/2///61987#ABE039 - Trace heating system [2] |  |  |  | Standard |  |  |  | 2018-03-28 | 2013-09-02 | 2013-09-02 | 2014-06-18 |  | SC65E – IEC 61987 | C00009 |  | 0112/2///61987#ABV501 | https://cdd.iec.ch/CDD/IEC61987/iec61987.nsf/Classes/0112-2---61987%23ABE013 | https://cdd.iec.ch/cdd/iec61987/iec61987.nsf/PropertiesAllVersions/0112-2---61987%23ABA591,https://cdd.iec.ch/cdd/iec61987/iec61987.nsf/PropertiesAllVersions/0112-2---61987%23ABE176 | 0112-2---61987#ABA591,0112-2---61987#ABE176
0112/2///61987#ABG216 | 001 | 01 | 0112/2///61987#ABG216#001 | Pneumatic/hydraulic output [12] |  |  |  | properties characterizing a pneumatic or hydraulic output |  | Polymorphic element: ABG216, Id: 2 |  |  | ITEM_CLASS | [5 empty] | 0112/2///61987#ABG155 - Type of output [25] |  |  |  | Standard |  | IEC 61987 | IEC | 2018-03-28 | 2014-12-17 | 2018-03-20 | 2018-03-20 |  | SC65E – IEC 61987 | C00018 | 001-01 (2018-03-28 07:26:08 by BATCH 00000762) standard | 0112/2///61987#ABV501 | https://cdd.iec.ch/CDD/IEC61987/iec61987.nsf/Classes/0112-2---61987%23ABG216 | https://cdd.iec.ch/cdd/iec61987/iec61987.nsf/PropertiesAllVersions/0112-2---61987%23ABU975,https://cdd.iec.ch/cdd/iec61987/iec61987.nsf/PropertiesAllVersions/0112-2---61987%23ABD145 | 0112-2---61987#ABU975,0112-2---61987#ABD145
0112/2///61987#ABG309 | 001 | 01 | 0112/2///61987#ABG309#001 | Percentage performance [6] |  |  |  | properties characterizing the performance characteristics of an output expressed as a percentage of range or span |  | Polymorphic element: ABG309, Id: 3 |  |  | ITEM_CLASS | [5 empty] | 0112/2///61987#ABG281 - Type of performance variable [15]0112/2///61987#ABG283 - Type of performance variable [17] |  |  |  | Standard |  | IEC 61987 | IEC | 2018-03-28 | 2014-12-17 | 2017-09-18 | 2017-09-18 |  | SC65E – IEC 61987 | C00019 | 001-01 (2018-03-28 07:26:08 by BATCH 00000762) standard | 0112/2///61987#ABV501 | https://cdd.iec.ch/CDD/IEC61987/iec61987.nsf/Classes/0112-2---61987%23ABG309 | https://cdd.iec.ch/cdd/iec61987/iec61987.nsf/PropertiesAllVersions/0112-2---61987%23ABB087,https://cdd.iec.ch/cdd/iec61987/iec61987.nsf/PropertiesAllVersions/0112-2---61987%23ABG912,https://cdd.iec.ch/cdd/iec61987/iec61987.nsf/PropertiesAllVersions/0112-2---61987%23ABG875,https://cdd.iec.ch/cdd/iec61987/iec61987.nsf/PropertiesAllVersions/0112-2---61987%23ABC954 | 0112-2---61987#ABB087,0112-2---61987#ABG912,0112-2---61987#ABG875,0112-2---61987#ABC954
0112/2///61987#ABH628 | 001 | 01 | 0112/2///61987#ABH628#001 | Calibration of other variable |  |  |  | properties characterizing the calibration of other variable output values of a device |  |  |  |  | ITEM_CLASS | [5 empty] | 0112/2///61987#ABH561 - Calibration |  |  |  | Standard |  |  |  | 2019-03-08 | 2017-12-07 | 2019-03-08 | 2019-03-08 |  | SC65E – IEC 61987 | C00018 | 001-01 (2019-03-08 15:35:12 by BATCH 00000766) standard | 0112/2///61987#ABV501 | https://cdd.iec.ch/CDD/IEC61987/iec61987.nsf/Classes/0112-2---61987%23ABH628 | https://cdd.iec.ch/cdd/iec61987/iec61987.nsf/PropertiesAllVersions/0112-2---61987%23ABH594,https://cdd.iec.ch/cdd/iec61987/iec61987.nsf/PropertiesAllVersions/0112-2---61987%23ABH758 | 0112-2---61987#ABH594,0112-2---61987#ABH758
0112/2///61987#ABE734 | 001 | 01 | 0112/2///61987#ABE734#001 | Level transmitter (generic) |  |  |  | level transmitter with undefined measuring principle |  |  |  |  | ITEM_CLASS |  |  |  |  | 0112/2///61987#ABF910 - reference to Operating LOP for level measuring equipment |  |  |  |  | Standard |  |  |  | 2018-03-28 |  | 2018-03-20 | 2018-03-20 |  | SC65E – IEC 61987 | C00018 | 001-01 (2018-03-28 07:26:04 by BATCH 00000762) standard | 0112/2///61987#ABA803 | https://cdd.iec.ch/CDD/IEC61987/iec61987.nsf/Classes/0112-2---61987%23ABE734 | https://cdd.iec.ch/cdd/iec61987/iec61987.nsf/PropertiesAllVersions/0112-2---61987%23ABF892 | 0112-2---61987#ABF892,0112-2---61987#ABF910
0112/2///61987#ABA436 | 001 | 01 | 0112/2///61987#ABA436#001 | Fax |  |  |  | properties characterizing a fax machine used by a contact person |  |  |  |  | ITEM_CLASS | [5 empty] | 0112/2///61987#ABI571 - Address0112/2///61987#ABI572 - Contact information |  |  |  | Standard |  |  |  | 2019-03-08 | 2017-12-07 | 2019-03-08 | 2019-03-08 |  | SC65E – IEC 61987 | C00018 | 001-01 (2019-03-08 15:35:11 by BATCH 00000766) standard | 0112/2///61987#ABV501 | https://cdd.iec.ch/CDD/IEC61987/iec61987.nsf/Classes/0112-2---61987%23ABA436 | https://cdd.iec.ch/cdd/iec61987/iec61987.nsf/PropertiesAllVersions/0112-2---61987%23ABA069,https://cdd.iec.ch/cdd/iec61987/iec61987.nsf/PropertiesAllVersions/0112-2---61987%23ABA021 | 0112-2---61987#ABA069,0112-2---61987#ABA021
0112/2///61987#ABG434 | 001 | 01 | 0112/2///61987#ABG434#001 | Structural design [radiation thermometer] |  |  |  | properties characterizing the constructional details of a device |  |  |  |  | ITEM_CLASS | [5 empty] | 0112/2///61987#ABG389 - Mechanical and electrical construction [radiation thermometer] |  |  |  | Standard |  | IEC 61987 | IEC | 2018-03-28 | 2014-12-17 | 2016-05-24 | 2016-05-24 |  | SC65E – IEC 61987 | C00018 | 001-01 (2018-03-28 07:26:11 by BATCH 00000762) standard | 0112/2///61987#ABV501 | https://cdd.iec.ch/CDD/IEC61987/iec61987.nsf/Classes/0112-2---61987%23ABG434 | https://cdd.iec.ch/cdd/iec61987/iec61987.nsf/PropertiesAllVersions/0112-2---61987%23ABF696,https://cdd.iec.ch/cdd/iec61987/iec61987.nsf/PropertiesAllVersions/0112-2---61987%23ABF758,https://cdd.iec.ch/cdd/iec61987/iec61987.nsf/PropertiesAllVersions/0112-2---61987%23ABA177,https://cdd.iec.ch/cdd/iec61987/iec61987.nsf/PropertiesAllVersions/0112-2---61987%23ABD290,https://cdd.iec.ch/cdd/iec61987/iec61987.nsf/PropertiesAllVersions/0112-2---61987%23ABF761,https://cdd.iec.ch/cdd/iec61987/iec61987.nsf/PropertiesAllVersions/0112-2---61987%23ABF434,https://cdd.iec.ch/cdd/iec61987/iec61987.nsf/PropertiesAllVersions/0112-2---61987%23ABF762,https://cdd.iec.ch/cdd/iec61987/iec61987.nsf/PropertiesAllVersions/0112-2---61987%23ABD284 | 0112-2---61987#ABA177,0112-2---61987#ABD290,0112-2---61987#ABF761,0112-2---61987#ABF434,0112-2---61987#ABF762,0112-2---61987#ABD284,0112-2---61987#ABF696,0112-2---61987#ABF758
0112/2///61987#ABH646 | 001 | 01 | 0112/2///61987#ABH646#001 | Calibration point of other variable |  |  |  | properties characterizing the calibration of output values of a single other variable input value |  |  |  |  | ITEM_CLASS | [5 empty] | 0112/2///61987#ABH628 - Calibration of other variable |  |  |  | Standard |  |  |  | 2019-03-08 | 2017-12-07 | 2019-03-08 | 2019-03-08 |  | SC65E – IEC 61987 | C00018 | 001-01 (2019-03-08 15:35:12 by BATCH 00000766) standard | 0112/2///61987#ABV501 | https://cdd.iec.ch/CDD/IEC61987/iec61987.nsf/Classes/0112-2---61987%23ABH646 | https://cdd.iec.ch/cdd/iec61987/iec61987.nsf/PropertiesAllVersions/0112-2---61987%23ABH564,https://cdd.iec.ch/cdd/iec61987/iec61987.nsf/PropertiesAllVersions/0112-2---61987%23ABH683,https://cdd.iec.ch/cdd/iec61987/iec61987.nsf/PropertiesAllVersions/0112-2---61987%23ABB580,https://cdd.iec.ch/cdd/iec61987/iec61987.nsf/PropertiesAllVersions/0112-2---61987%23ABH776 | 0112-2---61987#ABH564,0112-2---61987#ABH683,0112-2---61987#ABB580,0112-2---61987#ABH776
0112/2///61987#ABP050 | 001 | 01 | 0112/2///61987#ABP050#001 | mV input [I/O module] |  |  |  | properties characterizing a mV input for an I/O module |  |  |  |  | ITEM_CLASS | [5 empty] | 0112/2///61987#ABP044 - Input [I/O module] |  |  | false | Standard |  | IEC 61987 | IEC | 2023-01-23 | 2023-01-23 | 2023-01-23 | 2023-01-23 |  | IEC/SC 65E | C00128 | 001-01 (2023-01-23 14:53:33 by BATCH 00000807) standard | 0112/2///61987#ABV501 | https://cdd.iec.ch/CDD/IEC61987/iec61987.nsf/Classes/0112-2---61987%23ABP050 | https://cdd.iec.ch/cdd/iec61987/iec61987.nsf/PropertiesAllVersions/0112-2---61987%23ABP120,https://cdd.iec.ch/cdd/iec61987/iec61987.nsf/PropertiesAllVersions/0112-2---61987%23ABP179,https://cdd.iec.ch/cdd/iec61987/iec61987.nsf/PropertiesAllVersions/0112-2---61987%23ABP097,https://cdd.iec.ch/cdd/iec61987/iec61987.nsf/PropertiesAllVersions/0112-2---61987%23ABP099,https://cdd.iec.ch/cdd/iec61987/iec61987.nsf/PropertiesAllVersions/0112-2---61987%23ABP096,https://cdd.iec.ch/cdd/iec61987/iec61987.nsf/PropertiesAllVersions/0112-2---61987%23ABB260,https://cdd.iec.ch/cdd/iec61987/iec61987.nsf/PropertiesAllVersions/0112-2---61987%23ABP121,https://cdd.iec.ch/cdd/iec61987/iec61987.nsf/PropertiesAllVersions/0112-2---61987%23ABP155,https://cdd.iec.ch/cdd/iec61987/iec61987.nsf/PropertiesAllVersions/0112-2---61987%23ABP221,https://cdd.iec.ch/cdd/iec61987/iec61987.nsf/PropertiesAllVersions/0112-2---61987%23ABC843,https://cdd.iec.ch/cdd/iec61987/iec61987.nsf/PropertiesAllVersions/0112-2---61987%23ABB103,https://cdd.iec.ch/cdd/iec61987/iec61987.nsf/PropertiesAllVersions/0112-2---61987%23ABC850,https://cdd.iec.ch/cdd/iec61987/iec61987.nsf/PropertiesAllVersions/0112-2---61987%23ABA401,https://cdd.iec.ch/cdd/iec61987/iec61987.nsf/PropertiesAllVersions/0112-2---61987%23ABC778 | 0112-2---61987#ABP155,0112-2---61987#ABA401,0112-2---61987#ABP120,0112-2---61987#ABP179,0112-2---61987#ABP097,0112-2---61987#ABB260,0112-2---61987#ABB103,0112-2---61987#ABC850,0112-2---61987#ABC778,0112-2---61987#ABP221,0112-2---61987#ABP099,0112-2---61987#ABP096,0112-2---61987#ABP121,0112-2---61987#ABC843
0112/2///61987#ABA864 | 003 | 01 | 0112/2///61987#ABA864#003 | Inline seal |  |  |  | remote seal that is built into a pipe section |  |  |  |  | ITEM_CLASS |  |  |  |  | 0112/2///61987#ABU134 - reference to Operating LOP for pressure measuring equipment0112/2///61987#ABU451 - reference to Device LOP for remote seal |  |  |  |  | Standard |  |  |  | 2018-03-28 | 2013-08-27 | 2016-05-24 | 2016-05-24 |  | SC65E – IEC 61987 | C00004 |  | 0112/2///61987#ABA861 | https://cdd.iec.ch/CDD/IEC61987/iec61987.nsf/Classes/0112-2---61987%23ABA864 |  | 0112-2---61987#ABU134,0112-2---61987#ABU451
0112/2///61987#ABD369 | 001 | 01 | 0112/2///61987#ABD369#001 | Position transmitter | Motion transmitter, Position feedback |  |  | actuator/valve accessory that is mechanically connected to the valve stem or shaft and generates and transmits a pneumatic or electrical signal representing the valve position | Position feedback is the term used in IEC 60534-7. |  | ANSI/ISA-75.05.01-2000¦3.125 |  | ITEM_CLASS |  |  |  |  | 0112/2///61987#ABU514 - reference to Operating LOP for valve/actuator accessories |  |  |  |  | Standard |  |  |  | 2018-03-28 | 2013-09-02 | 2018-03-20 | 2018-03-20 |  | SC65E – IEC 61987 | C00015 | 001-01 (2018-03-28 07:25:59 by BATCH 00000762) standard | 0112/2///61987#ABD366 | https://cdd.iec.ch/CDD/IEC61987/iec61987.nsf/Classes/0112-2---61987%23ABD369 | https://cdd.iec.ch/cdd/iec61987/iec61987.nsf/PropertiesAllVersions/0112-2---61987%23ABE619 | 0112-2---61987#ABE619,0112-2---61987#ABU514
0112/2///61987#ABC123 | 001 | 02 | 0112/2///61987#ABC123#001 | Assigned variable [6] |  |  |  | properties characterizing the configuration of the analog input or output |  | 9 ABC123.9 |  |  | ITEM_CLASS | [5 empty] | 0112/2///61987#ABC090 - Analog current output [5]0112/2///61987#ABC098 - Analog voltage output [4]0112/2///61987#ABC253 - Frequency output [4]0112/2///61987#ABD530 - Manufacturer-specific output [4] |  |  |  | Standard |  |  |  | 2018-03-28 | 2013-08-27 | 2013-08-27 | 2014-06-18 |  | SC65E – IEC 61987 | C00004 |  | 0112/2///61987#ABV501 | https://cdd.iec.ch/CDD/IEC61987/iec61987.nsf/Classes/0112-2---61987%23ABC123 | https://cdd.iec.ch/cdd/iec61987/iec61987.nsf/PropertiesAllVersions/0112-2---61987%23ABU441 | 0112-2---61987#ABU441
0112/2///61987#ABF520 | 001 | 01 | 0112/2///61987#ABF520#001 | Ultrasonic probe |  |  |  | properties characterizing the ultrasonic probe of an ultrasonic limit switch |  |  |  |  | ITEM_CLASS | [5 empty] | 0112/2///61987#ABF433 - Structural design of an ultrasonic level switch |  |  |  | Standard |  | IEC 61987 | IEC | 2018-03-28 | 2018-03-28 | 2018-03-28 | 2018-03-28 |  | SC65E – IEC 61987 | C00018 | 001-01 (2018-03-28 07:26:06 by BATCH 00000762) standard | 0112/2///61987#ABV501 | https://cdd.iec.ch/CDD/IEC61987/iec61987.nsf/Classes/0112-2---61987%23ABF520 | https://cdd.iec.ch/cdd/iec61987/iec61987.nsf/PropertiesAllVersions/0112-2---61987%23ABB028,https://cdd.iec.ch/cdd/iec61987/iec61987.nsf/PropertiesAllVersions/0112-2---61987%23ABF521,https://cdd.iec.ch/cdd/iec61987/iec61987.nsf/PropertiesAllVersions/0112-2---61987%23ABF138,https://cdd.iec.ch/cdd/iec61987/iec61987.nsf/PropertiesAllVersions/0112-2---61987%23ABF186,https://cdd.iec.ch/cdd/iec61987/iec61987.nsf/PropertiesAllVersions/0112-2---61987%23ABB952,https://cdd.iec.ch/cdd/iec61987/iec61987.nsf/PropertiesAllVersions/0112-2---61987%23ABE523,https://cdd.iec.ch/cdd/iec61987/iec61987.nsf/PropertiesAllVersions/0112-2---61987%23ABF733,https://cdd.iec.ch/cdd/iec61987/iec61987.nsf/PropertiesAllVersions/0112-2---61987%23ABH457,https://cdd.iec.ch/cdd/iec61987/iec61987.nsf/PropertiesAllVersions/0112-2---61987%23ABC011,https://cdd.iec.ch/cdd/iec61987/iec61987.nsf/PropertiesAllVersions/0112-2---61987%23ABC800 | 0112-2---61987#ABF733,0112-2---61987#ABC011,0112-2---61987#ABC800,0112-2---61987#ABF521,0112-2---61987#ABF138,0112-2---61987#ABF186,0112-2---61987#ABB952,0112-2---61987#ABE523,0112-2---61987#ABH457,0112-2---61987#ABB028
0112/2///61987#ABF979 | 001 | 01 | 0112/2///61987#ABF979#001 | Type of measured variable [7] |  |  |  | administration block for polymorphism acting as proxy for the selected measured variable type |  | Polymorphic element: ABF979, Id: 3 |  |  | ITEM_CLASS | [5 empty] | 0112/2///61987#ABF943 - Measured variable [7] |  |  |  | Standard |  | IEC 61987 | IEC | 2018-03-28 | 2014-12-17 | 2018-03-20 | 2018-03-20 |  | SC65E – IEC 61987 | C00018 | 001-01 (2018-03-28 07:26:07 by BATCH 00000762) standard | 0112/2///61987#ABV501 | https://cdd.iec.ch/CDD/IEC61987/iec61987.nsf/Classes/0112-2---61987%23ABF979 | https://cdd.iec.ch/cdd/iec61987/iec61987.nsf/PropertiesAllVersions/0112-2---61987%23ABU941,https://cdd.iec.ch/cdd/iec61987/iec61987.nsf/PropertiesAllVersions/0112-2---61987%23ABU959,https://cdd.iec.ch/cdd/iec61987/iec61987.nsf/PropertiesAllVersions/0112-2---61987%23ABU960,https://cdd.iec.ch/cdd/iec61987/iec61987.nsf/PropertiesAllVersions/0112-2---61987%23ABU961,https://cdd.iec.ch/cdd/iec61987/iec61987.nsf/PropertiesAllVersions/0112-2---61987%23ABU962,https://cdd.iec.ch/cdd/iec61987/iec61987.nsf/PropertiesAllVersions/0112-2---61987%23ABU963,https://cdd.iec.ch/cdd/iec61987/iec61987.nsf/PropertiesAllVersions/0112-2---61987%23ABV020,https://cdd.iec.ch/cdd/iec61987/iec61987.nsf/PropertiesAllVersions/0112-2---61987%23ABU964,https://cdd.iec.ch/cdd/iec61987/iec61987.nsf/PropertiesAllVersions/0112-2---61987%23ABV021,https://cdd.iec.ch/cdd/iec61987/iec61987.nsf/PropertiesAllVersions/0112-2---61987%23ABV022 | 0112-2---61987#ABU964,0112-2---61987#ABU959,0112-2---61987#ABU961,0112-2---61987#ABU962,0112-2---61987#ABU963,0112-2---61987#ABV020,0112-2---61987#ABV021,0112-2---61987#ABV022,0112-2---61987#ABU941,0112-2---61987#ABU960
0112/2///61987#ABA676 | 002 | 01 | 0112/2///61987#ABA676#002 | Velocity gauge |  |  |  | gauge that measures and indicates a velocity |  |  |  |  | ITEM_CLASS | [9 empty] | Standard |  |  |  | 2018-03-28 | 2013-08-27 | 2016-05-24 | 2016-05-24 |  | SC65E – IEC 61987 | C00004 |  | 0112/2///61987#ABA643 | https://cdd.iec.ch/CDD/IEC61987/iec61987.nsf/Classes/0112-2---61987%23ABA676
0112/2///61987#ABD950 | 004 | 01 | 0112/2///61987#ABD950#004 | Operating conditions for device design [2] |  |  |  | properties characterizing the nominal conditions at a measuring or control point |  |  |  |  | ITEM_CLASS | [5 empty] | 0112/2///61987#ABE307 - Operating LOP for valve body assembly and process pressure regulator0112/2///61987#ABE656 - Operating LOP for flow modification accessory |  |  | false | Standard |  | IEC 61987 | IEC | 2022-12-09 | 2017-12-07 | 2022-12-09 | 2022-12-09 |  | IEC/SC 65E | C00112 |  | 0112/2///61987#ABV501 | https://cdd.iec.ch/CDD/IEC61987/iec61987.nsf/Classes/0112-2---61987%23ABD950 | https://cdd.iec.ch/cdd/iec61987/iec61987.nsf/PropertiesAllVersions/0112-2---61987%23ABD395,https://cdd.iec.ch/cdd/iec61987/iec61987.nsf/PropertiesAllVersions/0112-2---61987%23ABD393,https://cdd.iec.ch/cdd/iec61987/iec61987.nsf/PropertiesAllVersions/0112-2---61987%23ABD394,https://cdd.iec.ch/cdd/iec61987/iec61987.nsf/PropertiesAllVersions/0112-2---61987%23ABE329,https://cdd.iec.ch/cdd/iec61987/iec61987.nsf/PropertiesAllVersions/0112-2---61987%23ABE110,https://cdd.iec.ch/cdd/iec61987/iec61987.nsf/PropertiesAllVersions/0112-2---61987%23ABE247,https://cdd.iec.ch/cdd/iec61987/iec61987.nsf/PropertiesAllVersions/0112-2---61987%23ABE088,https://cdd.iec.ch/cdd/iec61987/iec61987.nsf/PropertiesAllVersions/0112-2---61987%23ABE241 | 0112-2---61987#ABD393,0112-2---61987#ABD394,0112-2---61987#ABE329,0112-2---61987#ABE110,0112-2---61987#ABE247,0112-2---61987#ABE088,0112-2---61987#ABE241,0112-2---61987#ABD395
0112/2///61987#ABE031 | 001 | 02 | 0112/2///61987#ABE031#001 | Structural design of a plug valve |  |  |  | properties characterizing the constructional details of a plug valve |  |  |  |  | ITEM_CLASS | [5 empty] | 0112/2///61987#ABE015 - Structural design [plug valve] |  |  |  | Standard |  |  |  | 2018-03-28 | 2013-09-02 | 2013-09-02 | 2014-06-18 |  | SC65E – IEC 61987 | C00009 |  | 0112/2///61987#ABV501 | https://cdd.iec.ch/CDD/IEC61987/iec61987.nsf/Classes/0112-2---61987%23ABE031 | https://cdd.iec.ch/cdd/iec61987/iec61987.nsf/PropertiesAllVersions/0112-2---61987%23ABD761,https://cdd.iec.ch/cdd/iec61987/iec61987.nsf/PropertiesAllVersions/0112-2---61987%23ABE429,https://cdd.iec.ch/cdd/iec61987/iec61987.nsf/PropertiesAllVersions/0112-2---61987%23ABE159,https://cdd.iec.ch/cdd/iec61987/iec61987.nsf/PropertiesAllVersions/0112-2---61987%23ABE266,https://cdd.iec.ch/cdd/iec61987/iec61987.nsf/PropertiesAllVersions/0112-2---61987%23ABD711 | 0112-2---61987#ABE159,0112-2---61987#ABE266,0112-2---61987#ABD711,0112-2---61987#ABD761,0112-2---61987#ABE429
0112/2///61987#ABE417 | 001 | 02 | 0112/2///61987#ABE417#001 | Material of retainer |  |  |  | properties characterizing the material of which a retainer of a final control element is made |  |  |  |  | ITEM_CLASS | [5 empty] | 0112/2///61987#ABD812 - Body of valve [2]0112/2///61987#ABD813 - Body of valve [3]0112/2///61987#ABD814 - Body of valve [1] |  |  |  | Standard |  |  |  | 2018-03-28 |  |  | 2014-06-18 |  | SC65E – IEC 61987 | C00009 |  | 0112/2///61987#ABV501 | https://cdd.iec.ch/CDD/IEC61987/iec61987.nsf/Classes/0112-2---61987%23ABE417 | https://cdd.iec.ch/cdd/iec61987/iec61987.nsf/PropertiesAllVersions/0112-2---61987%23ABB455,https://cdd.iec.ch/cdd/iec61987/iec61987.nsf/PropertiesAllVersions/0112-2---61987%23ABI460,https://cdd.iec.ch/cdd/iec61987/iec61987.nsf/PropertiesAllVersions/0112-2---61987%23ABA908,https://cdd.iec.ch/cdd/iec61987/iec61987.nsf/PropertiesAllVersions/0112-2---61987%23ABA907 | 0112-2---61987#ABB455,0112-2---61987#ABI460,0112-2---61987#ABA908,0112-2---61987#ABA907
0112/2///61987#ABI714 | 001 | 01 | 0112/2///61987#ABI714#001 | MODE_BLOCK |  |  |  | parameter with properties characterizing the operation modes of a block |  |  |  |  | ITEM_CLASS | [5 empty] | 0112/2///61987#ABI711 - Standard parameters |  |  |  | Standard |  |  |  | 2019-03-08 | 2017-12-07 | 2019-03-08 | 2019-03-08 |  | SC65E – IEC 61987 | C00018 | 001-01 (2019-03-08 15:35:13 by BATCH 00000766) standard | 0112/2///61987#ABV501 | https://cdd.iec.ch/CDD/IEC61987/iec61987.nsf/Classes/0112-2---61987%23ABI714 | https://cdd.iec.ch/cdd/iec61987/iec61987.nsf/PropertiesAllVersions/0112-2---61987%23ABI238,https://cdd.iec.ch/cdd/iec61987/iec61987.nsf/PropertiesAllVersions/0112-2---61987%23ABI582,https://cdd.iec.ch/cdd/iec61987/iec61987.nsf/PropertiesAllVersions/0112-2---61987%23ABI583,https://cdd.iec.ch/cdd/iec61987/iec61987.nsf/PropertiesAllVersions/0112-2---61987%23ABI584 | 0112-2---61987#ABI238,0112-2---61987#ABI582,0112-2---61987#ABI583,0112-2---61987#ABI584
0112/2///61987#ABG249 | 001 | 01 | 0112/2///61987#ABG249#001 | Performance variable [9] |  |  |  | properties characterizing the performance of a device with respect to a particular process variable |  |  |  |  | ITEM_CLASS | [5 empty] | 0112/2///61987#ABG218 - Performance [15] |  |  |  | Standard |  | IEC 61987 | IEC | 2018-03-28 | 2014-12-17 | 2018-03-20 | 2018-03-20 |  | SC65E – IEC 61987 | C00018 | 001-01 (2018-03-28 07:26:08 by BATCH 00000762) standard | 0112/2///61987#ABV501 | https://cdd.iec.ch/CDD/IEC61987/iec61987.nsf/Classes/0112-2---61987%23ABG249 | https://cdd.iec.ch/cdd/iec61987/iec61987.nsf/PropertiesAllVersions/0112-2---61987%23ABB271,https://cdd.iec.ch/cdd/iec61987/iec61987.nsf/PropertiesAllVersions/0112-2---61987%23ABA577,https://cdd.iec.ch/cdd/iec61987/iec61987.nsf/PropertiesAllVersions/0112-2---61987%23ABG826,https://cdd.iec.ch/cdd/iec61987/iec61987.nsf/PropertiesAllVersions/0112-2---61987%23ABU864 | 0112-2---61987#ABB271,0112-2---61987#ABA577,0112-2---61987#ABG826,0112-2---61987#ABU864
0112/2///61987#ABA709 | 002 | 01 | 0112/2///61987#ABA709#002 | Magnetic float level switch |  |  |  | float level switch that uses a magnetic follower to detect a level regime |  |  |  |  | ITEM_CLASS |  |  |  |  | 0112/2///61987#ABF870 - reference to Device LOP for float level transmitter/switch0112/2///61987#ABF910 - reference to Operating LOP for level measuring equipment |  |  |  |  | Standard |  |  |  | 2018-03-28 | 2013-08-27 | 2016-05-24 | 2016-05-24 |  | SC65E – IEC 61987 | C00004 |  | 0112/2///61987#ABA708 | https://cdd.iec.ch/CDD/IEC61987/iec61987.nsf/Classes/0112-2---61987%23ABA709 |  | 0112-2---61987#ABF870
0112/2///61987#ABC171 | 001 | 02 | 0112/2///61987#ABC171#001 | Connection compartment |  |  |  | properties characterizing a connection compartment |  |  |  |  | ITEM_CLASS | [5 empty] | 0112/2///61987#ABC172 - Connection facility [1]0112/2///61987#ABC173 - Connection facility [2]0112/2///61987#ABF168 - Sonic probe0112/2///61987#ABF520 - Ultrasonic probe |  |  |  | Standard |  |  |  | 2018-03-28 | 2013-08-27 | 2013-08-27 | 2014-06-18 |  | SC65E – IEC 61987 | C00004 |  | 0112/2///61987#ABV501 | https://cdd.iec.ch/CDD/IEC61987/iec61987.nsf/Classes/0112-2---61987%23ABC171 | https://cdd.iec.ch/cdd/iec61987/iec61987.nsf/PropertiesAllVersions/0112-2---61987%23ABA163,https://cdd.iec.ch/cdd/iec61987/iec61987.nsf/PropertiesAllVersions/0112-2---61987%23ABA156,https://cdd.iec.ch/cdd/iec61987/iec61987.nsf/PropertiesAllVersions/0112-2---61987%23ABA558,https://cdd.iec.ch/cdd/iec61987/iec61987.nsf/PropertiesAllVersions/0112-2---61987%23ABA179,https://cdd.iec.ch/cdd/iec61987/iec61987.nsf/PropertiesAllVersions/0112-2---61987%23ABB386,https://cdd.iec.ch/cdd/iec61987/iec61987.nsf/PropertiesAllVersions/0112-2---61987%23ABA965,https://cdd.iec.ch/cdd/iec61987/iec61987.nsf/PropertiesAllVersions/0112-2---61987%23ABB393,https://cdd.iec.ch/cdd/iec61987/iec61987.nsf/PropertiesAllVersions/0112-2---61987%23ABA184,https://cdd.iec.ch/cdd/iec61987/iec61987.nsf/PropertiesAllVersions/0112-2---61987%23ABB502,https://cdd.iec.ch/cdd/iec61987/iec61987.nsf/PropertiesAllVersions/0112-2---61987%23ABA165,https://cdd.iec.ch/cdd/iec61987/iec61987.nsf/PropertiesAllVersions/0112-2---61987%23ABA180,https://cdd.iec.ch/cdd/iec61987/iec61987.nsf/PropertiesAllVersions/0112-2---61987%23ABA166,https://cdd.iec.ch/cdd/iec61987/iec61987.nsf/PropertiesAllVersions/0112-2---61987%23ABA394,https://cdd.iec.ch/cdd/iec61987/iec61987.nsf/PropertiesAllVersions/0112-2---61987%23ABB150,https://cdd.iec.ch/cdd/iec61987/iec61987.nsf/PropertiesAllVersions/0112-2---61987%23ABA397,https://cdd.iec.ch/cdd/iec61987/iec61987.nsf/PropertiesAllVersions/0112-2---61987%23ABA400,https://cdd.iec.ch/cdd/iec61987/iec61987.nsf/PropertiesAllVersions/0112-2---61987%23ABA589 | 0112-2---61987#ABA589,0112-2---61987#ABA156,0112-2---61987#ABB386,0112-2---61987#ABB502,0112-2---61987#ABA165,0112-2---61987#ABA180,0112-2---61987#ABA394,0112-2---61987#ABA397,0112-2---61987#ABA163,0112-2---61987#ABA179,0112-2---61987#ABA965,0112-2---61987#ABB393,0112-2---61987#ABA184,0112-2---61987#ABB150,0112-2---61987#ABA558,0112-2---61987#ABA166,0112-2---61987#ABA400
0112/2///61987#ABC488 | 005 | 01 | 0112/2///61987#ABC488#005 | Parametrization |  |  |  | properties characterizing the means provided to parameter a device |  |  |  |  | ITEM_CLASS | [5 empty] | 0112/2///61987#ABC458 - Operability0112/2///61987#ABE712 - Operability [2]0112/2///61987#ABE714 - Operability [3]0112/2///61987#ABP051 - Operability [I/O module] |  |  |  | Standard |  |  |  | 2018-03-28 | 2013-08-27 | 2018-03-20 | 2018-03-20 |  | SC65E – IEC 61987 | C00004 |  | 0112/2///61987#ABV501 | https://cdd.iec.ch/CDD/IEC61987/iec61987.nsf/Classes/0112-2---61987%23ABC488 | https://cdd.iec.ch/cdd/iec61987/iec61987.nsf/PropertiesAllVersions/0112-2---61987%23ABA504,https://cdd.iec.ch/cdd/iec61987/iec61987.nsf/PropertiesAllVersions/0112-2---61987%23ABU151 | 0112-2---61987#ABA504,0112-2---61987#ABU151
0112/2///61987#ABD813 | 002 | 01 | 0112/2///61987#ABD813#002 | Body of valve [3] |  |  |  | properties characterizing the body of a final control element |  |  |  |  | ITEM_CLASS | [5 empty] | 0112/2///61987#ABE019 - Structural design [pressure reducing regulator or back pressure/excess pressure regulator] |  |  |  | Standard |  |  |  | 2020-02-28 | 2017-12-07 | 2020-02-28 | 2020-02-28 |  | SC65E – IEC 61987 | C00009 |  | 0112/2///61987#ABV501 | https://cdd.iec.ch/CDD/IEC61987/iec61987.nsf/Classes/0112-2---61987%23ABD813 | https://cdd.iec.ch/cdd/iec61987/iec61987.nsf/PropertiesAllVersions/0112-2---61987%23ABD668,https://cdd.iec.ch/cdd/iec61987/iec61987.nsf/PropertiesAllVersions/0112-2---61987%23ABU552,https://cdd.iec.ch/cdd/iec61987/iec61987.nsf/PropertiesAllVersions/0112-2---61987%23ABD779,https://cdd.iec.ch/cdd/iec61987/iec61987.nsf/PropertiesAllVersions/0112-2---61987%23ABB179,https://cdd.iec.ch/cdd/iec61987/iec61987.nsf/PropertiesAllVersions/0112-2---61987%23ABC976,https://cdd.iec.ch/cdd/iec61987/iec61987.nsf/PropertiesAllVersions/0112-2---61987%23ABB120,https://cdd.iec.ch/cdd/iec61987/iec61987.nsf/PropertiesAllVersions/0112-2---61987%23ABB453,https://cdd.iec.ch/cdd/iec61987/iec61987.nsf/PropertiesAllVersions/0112-2---61987%23ABD669,https://cdd.iec.ch/cdd/iec61987/iec61987.nsf/PropertiesAllVersions/0112-2---61987%23ABN979,https://cdd.iec.ch/cdd/iec61987/iec61987.nsf/PropertiesAllVersions/0112-2---61987%23ABC979,https://cdd.iec.ch/cdd/iec61987/iec61987.nsf/PropertiesAllVersions/0112-2---61987%23ABD589,https://cdd.iec.ch/cdd/iec61987/iec61987.nsf/PropertiesAllVersions/0112-2---61987%23ABD564,https://cdd.iec.ch/cdd/iec61987/iec61987.nsf/PropertiesAllVersions/0112-2---61987%23ABA184,https://cdd.iec.ch/cdd/iec61987/iec61987.nsf/PropertiesAllVersions/0112-2---61987%23ABA916,https://cdd.iec.ch/cdd/iec61987/iec61987.nsf/PropertiesAllVersions/0112-2---61987%23ABA917,https://cdd.iec.ch/cdd/iec61987/iec61987.nsf/PropertiesAllVersions/0112-2---61987%23ABB010,https://cdd.iec.ch/cdd/iec61987/iec61987.nsf/PropertiesAllVersions/0112-2---61987%23ABB969,https://cdd.iec.ch/cdd/iec61987/iec61987.nsf/PropertiesAllVersions/0112-2---61987%23ABA155,https://cdd.iec.ch/cdd/iec61987/iec61987.nsf/PropertiesAllVersions/0112-2---61987%23ABB950,https://cdd.iec.ch/cdd/iec61987/iec61987.nsf/PropertiesAllVersions/0112-2---61987%23ABA582,https://cdd.iec.ch/cdd/iec61987/iec61987.nsf/PropertiesAllVersions/0112-2---61987%23ABD703,https://cdd.iec.ch/cdd/iec61987/iec61987.nsf/PropertiesAllVersions/0112-2---61987%23ABD776,https://cdd.iec.ch/cdd/iec61987/iec61987.nsf/PropertiesAllVersions/0112-2---61987%23ABD731,https://cdd.iec.ch/cdd/iec61987/iec61987.nsf/PropertiesAllVersions/0112-2---61987%23ABE404,https://cdd.iec.ch/cdd/iec61987/iec61987.nsf/PropertiesAllVersions/0112-2---61987%23ABD675,https://cdd.iec.ch/cdd/iec61987/iec61987.nsf/PropertiesAllVersions/0112-2---61987%23ABE264,https://cdd.iec.ch/cdd/iec61987/iec61987.nsf/PropertiesAllVersions/0112-2---61987%23ABE410,https://cdd.iec.ch/cdd/iec61987/iec61987.nsf/PropertiesAllVersions/0112-2---61987%23ABE160,https://cdd.iec.ch/cdd/iec61987/iec61987.nsf/PropertiesAllVersions/0112-2---61987%23ABE390,https://cdd.iec.ch/cdd/iec61987/iec61987.nsf/PropertiesAllVersions/0112-2---61987%23ABE418,https://cdd.iec.ch/cdd/iec61987/iec61987.nsf/PropertiesAllVersions/0112-2---61987%23ABE071,https://cdd.iec.ch/cdd/iec61987/iec61987.nsf/PropertiesAllVersions/0112-2---61987%23ABE388,https://cdd.iec.ch/cdd/iec61987/iec61987.nsf/PropertiesAllVersions/0112-2---61987%23ABE376,https://cdd.iec.ch/cdd/iec61987/iec61987.nsf/PropertiesAllVersions/0112-2---61987%23ABB521,https://cdd.iec.ch/cdd/iec61987/iec61987.nsf/PropertiesAllVersions/0112-2---61987%23ABA147,https://cdd.iec.ch/cdd/iec61987/iec61987.nsf/PropertiesAllVersions/0112-2---61987%23ABA633,https://cdd.iec.ch/cdd/iec61987/iec61987.nsf/PropertiesAllVersions/0112-2---61987%23ABB140,https://cdd.iec.ch/cdd/iec61987/iec61987.nsf/PropertiesAllVersions/0112-2---61987%23ABB457,https://cdd.iec.ch/cdd/iec61987/iec61987.nsf/PropertiesAllVersions/0112-2---61987%23ABC969,https://cdd.iec.ch/cdd/iec61987/iec61987.nsf/PropertiesAllVersions/0112-2---61987%23ABC012,https://cdd.iec.ch/cdd/iec61987/iec61987.nsf/PropertiesAllVersions/0112-2---61987%23ABC861 | 0112-2---61987#ABD779,0112-2---61987#ABN979,0112-2---61987#ABD675,0112-2---61987#ABE418,0112-2---61987#ABE388,0112-2---61987#ABA633,0112-2---61987#ABD668,0112-2---61987#ABA916,0112-2---61987#ABB969,0112-2---61987#ABE404,0112-2---61987#ABE410,0112-2---61987#ABB457,0112-2---61987#ABA184,0112-2---61987#ABB010,0112-2---61987#ABA582,0112-2---61987#ABB120,0112-2---61987#ABA155,0112-2---61987#ABC012,0112-2---61987#ABC969,0112-2---61987#ABC861,0112-2---61987#ABU552,0112-2---61987#ABA917,0112-2---61987#ABE264,0112-2---61987#ABD776,0112-2---61987#ABE390,0112-2---61987#ABE071,0112-2---61987#ABE376,0112-2---61987#ABB521,0112-2---61987#ABB179,0112-2---61987#ABC976,0112-2---61987#ABB453,0112-2---61987#ABD669,0112-2---61987#ABB950,0112-2---61987#ABD703,0112-2---61987#ABD731,0112-2---61987#ABE160,0112-2---61987#ABA147,0112-2---61987#ABC979,0112-2---61987#ABD589,0112-2---61987#ABD564,0112-2---61987#ABB140
0112/2///61987#ABG092 | 001 | 01 | 0112/2///61987#ABG092#001 | Assigned variable [12] |  |  |  | properties characterizing the configuration of the analog input or output |  | Polymorphic element: ABG092, Id: 5 |  |  | ITEM_CLASS | [5 empty] | 0112/2///61987#ABG176 - Analog current output [12]0112/2///61987#ABG185 - Analog voltage output [12]0112/2///61987#ABG194 - Frequency output [12]0112/2///61987#ABG205 - Manufacturer-specific output [12] |  |  |  | Standard |  | IEC 61987 | IEC | 2018-03-28 | 2018-03-28 | 2018-03-28 | 2018-03-28 |  | SC65E – IEC 61987 | C00018 | 001-01 (2018-03-28 07:26:07 by BATCH 00000762) standard | 0112/2///61987#ABV501 | https://cdd.iec.ch/CDD/IEC61987/iec61987.nsf/Classes/0112-2---61987%23ABG092 | https://cdd.iec.ch/cdd/iec61987/iec61987.nsf/PropertiesAllVersions/0112-2---61987%23ABU999,https://cdd.iec.ch/cdd/iec61987/iec61987.nsf/PropertiesAllVersions/0112-2---61987%23ABV030 | 0112-2---61987#ABU999,0112-2---61987#ABV030
0112/2///61987#ABG121 | 001 | 01 | 0112/2///61987#ABG121#001 | Frequency input [4] |  |  |  | properties characterizing an auxiliary frequency input |  | Polymorphic element: ABG121, Id: 4 |  |  | ITEM_CLASS | [5 empty] | 0112/2///61987#ABG061 - Type of auxiliary input [12]0112/2///61987#ABG062 - Type of auxiliary input [13]0112/2///61987#ABG063 - Type of auxiliary input [14]0112/2///61987#ABG064 - Type of auxiliary input [15]0112/2///61987#ABG071 - Type of auxiliary input [22] |  |  |  | Standard |  | IEC 61987 | IEC | 2018-03-28 | 2018-03-28 | 2018-03-28 | 2018-03-28 |  | SC65E – IEC 61987 | C00018 | 001-01 (2018-03-28 07:26:07 by BATCH 00000762) standard | 0112/2///61987#ABV501 | https://cdd.iec.ch/CDD/IEC61987/iec61987.nsf/Classes/0112-2---61987%23ABG121 | https://cdd.iec.ch/cdd/iec61987/iec61987.nsf/PropertiesAllVersions/0112-2---61987%23ABU978,https://cdd.iec.ch/cdd/iec61987/iec61987.nsf/PropertiesAllVersions/0112-2---61987%23ABC930,https://cdd.iec.ch/cdd/iec61987/iec61987.nsf/PropertiesAllVersions/0112-2---61987%23ABD185 | 0112-2---61987#ABU978,0112-2---61987#ABC930,0112-2---61987#ABD185
0112/2///61987#ABG237 | 001 | 01 | 0112/2///61987#ABG237#001 | Reference conditions of the device [8] |  |  |  | properties characterizing the reference conditions under which the performance of a device was tested |  |  |  |  | ITEM_CLASS | [5 empty] | 0112/2///61987#ABG232 - Performance [29] |  |  |  | Standard |  | IEC 61987 | IEC | 2018-03-28 | 2014-12-17 | 2018-03-20 | 2018-03-20 |  | SC65E – IEC 61987 | C00017 | 001-01 (2018-03-28 07:26:08 by BATCH 00000762) standard | 0112/2///61987#ABV501 | https://cdd.iec.ch/CDD/IEC61987/iec61987.nsf/Classes/0112-2---61987%23ABG237 | https://cdd.iec.ch/cdd/iec61987/iec61987.nsf/PropertiesAllVersions/0112-2---61987%23ABD193,https://cdd.iec.ch/cdd/iec61987/iec61987.nsf/PropertiesAllVersions/0112-2---61987%23ABU696,https://cdd.iec.ch/cdd/iec61987/iec61987.nsf/PropertiesAllVersions/0112-2---61987%23ABH053 | 0112-2---61987#ABD193,0112-2---61987#ABU696,0112-2---61987#ABH053
0112/2///61987#ABC667 | 002 | 01 | 0112/2///61987#ABC667#002 | Type of output [4] |  |  |  | administration block for polymorphism acting as proxy for the selected output type |  | 8 ABC667.8 |  |  | ITEM_CLASS | [5 empty] | 0112/2///61987#ABC479 - Output [4] |  |  |  | Standard |  |  |  | 2018-03-28 | 2013-08-27 | 2016-05-24 | 2016-05-24 |  | SC65E – IEC 61987 | C00004 |  | 0112/2///61987#ABV501 | https://cdd.iec.ch/CDD/IEC61987/iec61987.nsf/Classes/0112-2---61987%23ABC667 | https://cdd.iec.ch/cdd/iec61987/iec61987.nsf/PropertiesAllVersions/0112-2---61987%23ABU292,https://cdd.iec.ch/cdd/iec61987/iec61987.nsf/PropertiesAllVersions/0112-2---61987%23ABU299,https://cdd.iec.ch/cdd/iec61987/iec61987.nsf/PropertiesAllVersions/0112-2---61987%23ABU300,https://cdd.iec.ch/cdd/iec61987/iec61987.nsf/PropertiesAllVersions/0112-2---61987%23ABU301,https://cdd.iec.ch/cdd/iec61987/iec61987.nsf/PropertiesAllVersions/0112-2---61987%23ABU302,https://cdd.iec.ch/cdd/iec61987/iec61987.nsf/PropertiesAllVersions/0112-2---61987%23ABU303,https://cdd.iec.ch/cdd/iec61987/iec61987.nsf/PropertiesAllVersions/0112-2---61987%23ABU304,https://cdd.iec.ch/cdd/iec61987/iec61987.nsf/PropertiesAllVersions/0112-2---61987%23ABU305,https://cdd.iec.ch/cdd/iec61987/iec61987.nsf/PropertiesAllVersions/0112-2---61987%23ABU306,https://cdd.iec.ch/cdd/iec61987/iec61987.nsf/PropertiesAllVersions/0112-2---61987%23ABU307,https://cdd.iec.ch/cdd/iec61987/iec61987.nsf/PropertiesAllVersions/0112-2---61987%23ABU308,https://cdd.iec.ch/cdd/iec61987/iec61987.nsf/PropertiesAllVersions/0112-2---61987%23ABU309 | 0112-2---61987#ABU306,0112-2---61987#ABU307,0112-2---61987#ABU308,0112-2---61987#ABU309,0112-2---61987#ABU292,0112-2---61987#ABU300,0112-2---61987#ABU305,0112-2---61987#ABU303,0112-2---61987#ABU304,0112-2---61987#ABU299,0112-2---61987#ABU301,0112-2---61987#ABU302
0112/2///61987#ABG175 | 001 | 01 | 0112/2///61987#ABG175#001 | Analog current output [11] |  |  |  | properties characterizing an analog current output |  | Polymorphic element: ABG175, Id: 2 |  |  | ITEM_CLASS | [5 empty] | 0112/2///61987#ABG145 - Type of output [15]0112/2///61987#ABG154 - Type of output [24] |  |  |  | Standard |  | IEC 61987 | IEC | 2018-03-28 | 2014-12-17 | 2018-03-20 | 2018-03-20 |  | SC65E – IEC 61987 | C00018 | 001-01 (2018-03-28 07:26:07 by BATCH 00000762) standard | 0112/2///61987#ABV501 | https://cdd.iec.ch/CDD/IEC61987/iec61987.nsf/Classes/0112-2---61987%23ABG175 | https://cdd.iec.ch/cdd/iec61987/iec61987.nsf/PropertiesAllVersions/0112-2---61987%23ABU879,https://cdd.iec.ch/cdd/iec61987/iec61987.nsf/PropertiesAllVersions/0112-2---61987%23ABC721 | 0112-2---61987#ABU879,0112-2---61987#ABC721
0112/2///61987#ABG345 | 001 | 01 | 0112/2///61987#ABG345#001 | Normal process conditions [7] |  |  |  | properties characterizing the range of process conditions within which a device is designed to operate within specified performance limits |  |  |  |  | ITEM_CLASS | [5 empty] | 0112/2///61987#ABG336 - Process design ratings [8]0112/2///61987#ABG337 - Process design ratings [9] |  |  |  | Standard |  | IEC 61987 | IEC | 2018-03-28 | 2014-12-17 | 2016-05-24 | 2016-05-24 |  | SC65E – IEC 61987 | C00019 | 001-01 (2018-03-28 07:26:09 by BATCH 00000762) standard | 0112/2///61987#ABV501 | https://cdd.iec.ch/CDD/IEC61987/iec61987.nsf/Classes/0112-2---61987%23ABG345 | https://cdd.iec.ch/cdd/iec61987/iec61987.nsf/PropertiesAllVersions/0112-2---61987%23ABA954,https://cdd.iec.ch/cdd/iec61987/iec61987.nsf/PropertiesAllVersions/0112-2---61987%23ABB184,https://cdd.iec.ch/cdd/iec61987/iec61987.nsf/PropertiesAllVersions/0112-2---61987%23ABA955,https://cdd.iec.ch/cdd/iec61987/iec61987.nsf/PropertiesAllVersions/0112-2---61987%23ABB185,https://cdd.iec.ch/cdd/iec61987/iec61987.nsf/PropertiesAllVersions/0112-2---61987%23ABA918,https://cdd.iec.ch/cdd/iec61987/iec61987.nsf/PropertiesAllVersions/0112-2---61987%23ABA919,https://cdd.iec.ch/cdd/iec61987/iec61987.nsf/PropertiesAllVersions/0112-2---61987%23ABA598,https://cdd.iec.ch/cdd/iec61987/iec61987.nsf/PropertiesAllVersions/0112-2---61987%23ABD426,https://cdd.iec.ch/cdd/iec61987/iec61987.nsf/PropertiesAllVersions/0112-2---61987%23ABD427 | 0112-2---61987#ABA954,0112-2---61987#ABA598,0112-2---61987#ABD426,0112-2---61987#ABB184,0112-2---61987#ABA955,0112-2---61987#ABB185,0112-2---61987#ABA918,0112-2---61987#ABA919,0112-2---61987#ABD427
0112/2///61987#ABA009 | 002 | 01 | 0112/2///61987#ABA009#002 | Device LOP for electromagnetic insertion flow transmitter |  |  |  | list of properties characterizing an electromagnetic insertion flow transmitter |  |  |  |  | ITEM_CLASS | [5 empty] | 0112/2///61987#ABA793 - Electromagnetic insertion flow transmitter |  |  |  | Standard |  |  |  | 2018-03-28 | 2013-09-27 | 2016-05-24 | 2016-05-24 |  | SC65E – IEC 61987 | C00004 |  | 0112/2///61987#ABV504 | https://cdd.iec.ch/CDD/IEC61987/iec61987.nsf/Classes/0112-2---61987%23ABA009 | https://cdd.iec.ch/cdd/iec61987/iec61987.nsf/PropertiesAllVersions/0112-2---61987%23ABC899,https://cdd.iec.ch/cdd/iec61987/iec61987.nsf/PropertiesAllVersions/0112-2---61987%23ABC730,https://cdd.iec.ch/cdd/iec61987/iec61987.nsf/PropertiesAllVersions/0112-2---61987%23ABC885,https://cdd.iec.ch/cdd/iec61987/iec61987.nsf/PropertiesAllVersions/0112-2---61987%23ABC923,https://cdd.iec.ch/cdd/iec61987/iec61987.nsf/PropertiesAllVersions/0112-2---61987%23ABB206,https://cdd.iec.ch/cdd/iec61987/iec61987.nsf/PropertiesAllVersions/0112-2---61987%23ABD108,https://cdd.iec.ch/cdd/iec61987/iec61987.nsf/PropertiesAllVersions/0112-2---61987%23ABC830,https://cdd.iec.ch/cdd/iec61987/iec61987.nsf/PropertiesAllVersions/0112-2---61987%23ABD123,https://cdd.iec.ch/cdd/iec61987/iec61987.nsf/PropertiesAllVersions/0112-2---61987%23ABD187,https://cdd.iec.ch/cdd/iec61987/iec61987.nsf/PropertiesAllVersions/0112-2---61987%23ABD056,https://cdd.iec.ch/cdd/iec61987/iec61987.nsf/PropertiesAllVersions/0112-2---61987%23ABD088,https://cdd.iec.ch/cdd/iec61987/iec61987.nsf/PropertiesAllVersions/0112-2---61987%23ABD153,https://cdd.iec.ch/cdd/iec61987/iec61987.nsf/PropertiesAllVersions/0112-2---61987%23ABC786,https://cdd.iec.ch/cdd/iec61987/iec61987.nsf/PropertiesAllVersions/0112-2---61987%23ABC795,https://cdd.iec.ch/cdd/iec61987/iec61987.nsf/PropertiesAllVersions/0112-2---61987%23ABA293,https://cdd.iec.ch/cdd/iec61987/iec61987.nsf/PropertiesAllVersions/0112-2---61987%23ABC710 | 0112-2---61987#ABC830,0112-2---61987#ABD088,0112-2---61987#ABC730,0112-2---61987#ABC923,0112-2---61987#ABD108,0112-2---61987#ABD123,0112-2---61987#ABC786,0112-2---61987#ABC710,0112-2---61987#ABC899,0112-2---61987#ABC885,0112-2---61987#ABD153,0112-2---61987#ABC795,0112-2---61987#ABA293,0112-2---61987#ABB206,0112-2---61987#ABD187,0112-2---61987#ABD056
0112/2///61987#ABG132 | 001 | 01 | 0112/2///61987#ABG132#001 | Output [17] |  |  |  | properties characterizing the outputs provided by the device, the variables assigned to them and their electrical properties |  |  | from IEC 61987-1, 5.5 |  | ITEM_CLASS | [5 empty] | 0112/2///61987#ABE739 - Device LOP for float level transmitter/switch0112/2///61987#ABE740 - Device LOP for hydrostatic pressure level transmitter |  |  |  | Standard |  | IEC 61987 | IEC | 2018-03-28 | 2014-12-17 | 2018-03-20 | 2018-03-20 |  | SC65E – IEC 61987 | C00018 | 001-01 (2018-03-28 07:26:07 by BATCH 00000762) standard | 0112/2///61987#ABV501 | https://cdd.iec.ch/CDD/IEC61987/iec61987.nsf/Classes/0112-2---61987%23ABG132 | https://cdd.iec.ch/cdd/iec61987/iec61987.nsf/PropertiesAllVersions/0112-2---61987%23ABB271,https://cdd.iec.ch/cdd/iec61987/iec61987.nsf/PropertiesAllVersions/0112-2---61987%23ABA577,https://cdd.iec.ch/cdd/iec61987/iec61987.nsf/PropertiesAllVersions/0112-2---61987%23ABA607,https://cdd.iec.ch/cdd/iec61987/iec61987.nsf/PropertiesAllVersions/0112-2---61987%23ABA342,https://cdd.iec.ch/cdd/iec61987/iec61987.nsf/PropertiesAllVersions/0112-2---61987%23ABU866 | 0112-2---61987#ABA577,0112-2---61987#ABA607,0112-2---61987#ABA342,0112-2---61987#ABU866,0112-2---61987#ABB271
0112/2///61987#ABO009 | 001 | 01 | 0112/2///61987#ABO009#001 | Linearizer |  |  |  | electrical signal converter that converts a non-linear input signal to a linear output signal |  |  |  |  | ITEM_CLASS |  |  |  |  | 0112/2///61987#ABP285 - reference to Operating LOP for infrastructure devices |  |  |  | true | Standard |  | IEC 61987-31 | IEC | 2022-10-26 | 2022-10-26 | 2022-10-26 | 2022-10-26 |  | IEC/SC 65E | C00127 | 001-01 (2022-10-26 07:15:16 by BATCH 00000802) standard | 0112/2///61987#ABO003 | https://cdd.iec.ch/CDD/IEC61987/iec61987.nsf/Classes/0112-2---61987%23ABO009
0112/2///61987#ABE756 | 001 | 01 | 0112/2///61987#ABE756#001 | Device LOP for separate level transmitter/switching unit |  |  |  | list of properties characterizing a remote/separate level transmitter or switching unit |  |  |  |  | ITEM_CLASS | [5 empty] | 0112/2///61987#ABE639 - Separate level transmitter/switching unit |  |  |  | Standard |  | IEC 61987 | IEC | 2018-03-28 | 2014-12-17 | 2018-03-20 | 2018-03-20 |  | SC65E – IEC 61987 | C00018 | 001-01 (2018-03-28 07:26:04 by BATCH 00000762) standard | 0112/2///61987#ABV504 | https://cdd.iec.ch/CDD/IEC61987/iec61987.nsf/Classes/0112-2---61987%23ABE756 | https://cdd.iec.ch/cdd/iec61987/iec61987.nsf/PropertiesAllVersions/0112-2---61987%23ABC899,https://cdd.iec.ch/cdd/iec61987/iec61987.nsf/PropertiesAllVersions/0112-2---61987%23ABC730,https://cdd.iec.ch/cdd/iec61987/iec61987.nsf/PropertiesAllVersions/0112-2---61987%23ABU857,https://cdd.iec.ch/cdd/iec61987/iec61987.nsf/PropertiesAllVersions/0112-2---61987%23ABG487,https://cdd.iec.ch/cdd/iec61987/iec61987.nsf/PropertiesAllVersions/0112-2---61987%23ABB206,https://cdd.iec.ch/cdd/iec61987/iec61987.nsf/PropertiesAllVersions/0112-2---61987%23ABG700,https://cdd.iec.ch/cdd/iec61987/iec61987.nsf/PropertiesAllVersions/0112-2---61987%23ABC830,https://cdd.iec.ch/cdd/iec61987/iec61987.nsf/PropertiesAllVersions/0112-2---61987%23ABG783,https://cdd.iec.ch/cdd/iec61987/iec61987.nsf/PropertiesAllVersions/0112-2---61987%23ABD188,https://cdd.iec.ch/cdd/iec61987/iec61987.nsf/PropertiesAllVersions/0112-2---61987%23ABG935,https://cdd.iec.ch/cdd/iec61987/iec61987.nsf/PropertiesAllVersions/0112-2---61987%23ABD088,https://cdd.iec.ch/cdd/iec61987/iec61987.nsf/PropertiesAllVersions/0112-2---61987%23ABD154,https://cdd.iec.ch/cdd/iec61987/iec61987.nsf/PropertiesAllVersions/0112-2---61987%23ABC786,https://cdd.iec.ch/cdd/iec61987/iec61987.nsf/PropertiesAllVersions/0112-2---61987%23ABC795,https://cdd.iec.ch/cdd/iec61987/iec61987.nsf/PropertiesAllVersions/0112-2---61987%23ABA293,https://cdd.iec.ch/cdd/iec61987/iec61987.nsf/PropertiesAllVersions/0112-2---61987%23ABC710 | 0112-2---61987#ABC710,0112-2---61987#ABC730,0112-2---61987#ABU857,0112-2---61987#ABG487,0112-2---61987#ABA293,0112-2---61987#ABC899,0112-2---61987#ABG783,0112-2---61987#ABD154,0112-2---61987#ABB206,0112-2---61987#ABD188,0112-2---61987#ABC786,0112-2---61987#ABD088,0112-2---61987#ABC795,0112-2---61987#ABG700,0112-2---61987#ABC830,0112-2---61987#ABG935
0112/2///61987#ABD923 | 001 | 02 | 0112/2///61987#ABD923#001 | Material of taper sealing edge |  |  |  | properties characterizing the material of which a taper sealing edge is made |  |  |  |  | ITEM_CLASS | [5 empty] | - |  |  |  | Standard |  |  |  | 2018-03-28 | 2013-09-02 | 2013-09-02 | 2014-06-18 |  | SC65E – IEC 61987 | C00009 |  | 0112/2///61987#ABV501 | https://cdd.iec.ch/CDD/IEC61987/iec61987.nsf/Classes/0112-2---61987%23ABD923 | https://cdd.iec.ch/cdd/iec61987/iec61987.nsf/PropertiesAllVersions/0112-2---61987%23ABB455,https://cdd.iec.ch/cdd/iec61987/iec61987.nsf/PropertiesAllVersions/0112-2---61987%23ABI460,https://cdd.iec.ch/cdd/iec61987/iec61987.nsf/PropertiesAllVersions/0112-2---61987%23ABA908,https://cdd.iec.ch/cdd/iec61987/iec61987.nsf/PropertiesAllVersions/0112-2---61987%23ABA907 | 0112-2---61987#ABB455,0112-2---61987#ABI460,0112-2---61987#ABA908,0112-2---61987#ABA907
0112/2///61987#ABP062 | 001 | 01 | 0112/2///61987#ABP062#001 | Pulse output [I/O module] |  |  |  | properties characterizing the parameters of the pulse output for an I/O module |  |  |  |  | ITEM_CLASS | [5 empty] | 0112/2///61987#ABP052 - Output [I/O module] |  |  | false | Standard |  | IEC 61987 | IEC | 2023-01-23 | 2023-01-23 | 2023-01-23 | 2023-01-23 |  | IEC/SC 65E | C00128 | 001-01 (2023-01-23 14:53:33 by BATCH 00000807) standard | 0112/2///61987#ABV501 | https://cdd.iec.ch/CDD/IEC61987/iec61987.nsf/Classes/0112-2---61987%23ABP062 | https://cdd.iec.ch/cdd/iec61987/iec61987.nsf/PropertiesAllVersions/0112-2---61987%23ABD185 | 0112-2---61987#ABD185
0112/2///61987#ABA716 | 002 | 01 | 0112/2///61987#ABA716#002 | Thermal level switch |  |  |  | level switch that uses a change in thermal conductivity to detect a level regime |  |  |  |  | ITEM_CLASS |  |  |  |  | 0112/2///61987#ABF910 - reference to Operating LOP for level measuring equipment |  |  |  |  | Standard |  |  |  | 2018-03-28 | 2013-08-27 | 2018-03-20 | 2018-03-20 |  | SC65E – IEC 61987 | C00018 |  | 0112/2///61987#ABA703 | https://cdd.iec.ch/CDD/IEC61987/iec61987.nsf/Classes/0112-2---61987%23ABA716 | https://cdd.iec.ch/cdd/iec61987/iec61987.nsf/PropertiesAllVersions/0112-2---61987%23ABF889 | 0112-2---61987#ABF889,0112-2---61987#ABF910
0112/2///61987#ABC534 | 002 | 01 | 0112/2///61987#ABC534#002 | Process case [flow] |  |  |  | properties characterizing a set of process case variables |  |  |  |  | ITEM_CLASS | [5 empty] | 0112/2///61987#ABA003 - Operating LOP for flow measuring equipment |  |  |  | Standard |  |  |  | 2018-03-28 | 2013-08-27 | 2016-05-24 | 2016-05-24 |  | SC65E – IEC 61987 | C00004 |  | 0112/2///61987#ABV501 | https://cdd.iec.ch/CDD/IEC61987/iec61987.nsf/Classes/0112-2---61987%23ABC534 | https://cdd.iec.ch/cdd/iec61987/iec61987.nsf/PropertiesAllVersions/0112-2---61987%23ABB165,https://cdd.iec.ch/cdd/iec61987/iec61987.nsf/PropertiesAllVersions/0112-2---61987%23ABB376,https://cdd.iec.ch/cdd/iec61987/iec61987.nsf/PropertiesAllVersions/0112-2---61987%23ABB377,https://cdd.iec.ch/cdd/iec61987/iec61987.nsf/PropertiesAllVersions/0112-2---61987%23ABB288,https://cdd.iec.ch/cdd/iec61987/iec61987.nsf/PropertiesAllVersions/0112-2---61987%23ABD167,https://cdd.iec.ch/cdd/iec61987/iec61987.nsf/PropertiesAllVersions/0112-2---61987%23ABB322,https://cdd.iec.ch/cdd/iec61987/iec61987.nsf/PropertiesAllVersions/0112-2---61987%23ABD102 | 0112-2---61987#ABB165,0112-2---61987#ABB376,0112-2---61987#ABB377,0112-2---61987#ABB288,0112-2---61987#ABD167,0112-2---61987#ABB322,0112-2---61987#ABD102
0112/2///61987#ABD802 | 002 | 01 | 0112/2///61987#ABD802#002 | Analog voltage output [5] |  |  |  | properties characterizing an analog voltage output |  | 2 ABD802.2 |  |  | ITEM_CLASS | [5 empty] | 0112/2///61987#ABE042 - Type of output [8]0112/2///61987#ABE692 - Type of output [22] |  |  |  | Standard |  |  |  | 2018-03-28 | 2013-09-02 | 2018-03-20 | 2018-03-20 |  | SC65E – IEC 61987 | C00004 |  | 0112/2///61987#ABV501 | https://cdd.iec.ch/CDD/IEC61987/iec61987.nsf/Classes/0112-2---61987%23ABD802 | https://cdd.iec.ch/cdd/iec61987/iec61987.nsf/PropertiesAllVersions/0112-2---61987%23ABC729 | 0112-2---61987#ABC729
0112/2///61987#ABE614 | 001 | 01 | 0112/2///61987#ABE614#001 | Structural design of a restriction orifice/diffuser |  |  |  | properties characterizing the constructional details of a restriction orifice or diffuser |  |  |  |  | ITEM_CLASS | [5 empty] | 0112/2///61987#ABE613 - Structural design [restriction orifice/diffuser] |  |  |  | Standard |  | IEC 61987 | IEC | 2018-03-28 | 2014-07-25 | 2018-03-20 | 2018-03-20 |  | SC65E – IEC 61987 | C00016 | 001-01 (2018-03-28 07:26:03 by BATCH 00000762) standard | 0112/2///61987#ABV501 | https://cdd.iec.ch/CDD/IEC61987/iec61987.nsf/Classes/0112-2---61987%23ABE614 | https://cdd.iec.ch/cdd/iec61987/iec61987.nsf/PropertiesAllVersions/0112-2---61987%23ABD668,https://cdd.iec.ch/cdd/iec61987/iec61987.nsf/PropertiesAllVersions/0112-2---61987%23ABU552,https://cdd.iec.ch/cdd/iec61987/iec61987.nsf/PropertiesAllVersions/0112-2---61987%23ABE671,https://cdd.iec.ch/cdd/iec61987/iec61987.nsf/PropertiesAllVersions/0112-2---61987%23ABA591,https://cdd.iec.ch/cdd/iec61987/iec61987.nsf/PropertiesAllVersions/0112-2---61987%23ABA576,https://cdd.iec.ch/cdd/iec61987/iec61987.nsf/PropertiesAllVersions/0112-2---61987%23ABA937,https://cdd.iec.ch/cdd/iec61987/iec61987.nsf/PropertiesAllVersions/0112-2---61987%23ABE550,https://cdd.iec.ch/cdd/iec61987/iec61987.nsf/PropertiesAllVersions/0112-2---61987%23ABB428,https://cdd.iec.ch/cdd/iec61987/iec61987.nsf/PropertiesAllVersions/0112-2---61987%23ABB273,https://cdd.iec.ch/cdd/iec61987/iec61987.nsf/PropertiesAllVersions/0112-2---61987%23ABB274,https://cdd.iec.ch/cdd/iec61987/iec61987.nsf/PropertiesAllVersions/0112-2---61987%23ABB275,https://cdd.iec.ch/cdd/iec61987/iec61987.nsf/PropertiesAllVersions/0112-2---61987%23ABE551,https://cdd.iec.ch/cdd/iec61987/iec61987.nsf/PropertiesAllVersions/0112-2---61987%23ABE552,https://cdd.iec.ch/cdd/iec61987/iec61987.nsf/PropertiesAllVersions/0112-2---61987%23ABE553,https://cdd.iec.ch/cdd/iec61987/iec61987.nsf/PropertiesAllVersions/0112-2---61987%23ABB521,https://cdd.iec.ch/cdd/iec61987/iec61987.nsf/PropertiesAllVersions/0112-2---61987%23ABA147,https://cdd.iec.ch/cdd/iec61987/iec61987.nsf/PropertiesAllVersions/0112-2---61987%23ABA633,https://cdd.iec.ch/cdd/iec61987/iec61987.nsf/PropertiesAllVersions/0112-2---61987%23ABB457,https://cdd.iec.ch/cdd/iec61987/iec61987.nsf/PropertiesAllVersions/0112-2---61987%23ABC969 | 0112-2---61987#ABA591,0112-2---61987#ABA937,0112-2---61987#ABB275,0112-2---61987#ABE551,0112-2---61987#ABA633,0112-2---61987#ABB457,0112-2---61987#ABU552,0112-2---61987#ABA576,0112-2---61987#ABB521,0112-2---61987#ABA147,0112-2---61987#ABD668,0112-2---61987#ABE671,0112-2---61987#ABE550,0112-2---61987#ABB274,0112-2---61987#ABE552,0112-2---61987#ABE553,0112-2---61987#ABC969,0112-2---61987#ABB428,0112-2---61987#ABB273
0112/2///61987#ABG198 | 001 | 01 | 0112/2///61987#ABG198#001 | Frequency output [16] |  |  |  | properties characterizing the parameters of the frequency output |  | Polymorphic element: ABG198, Id: 2 |  |  | ITEM_CLASS | [5 empty] | 0112/2///61987#ABG153 - Type of output [23] |  |  |  | Standard |  | IEC 61987 | IEC | 2018-03-28 | 2014-12-17 | 2018-03-20 | 2018-03-20 |  | SC65E – IEC 61987 | C00017 | 001-01 (2018-03-28 07:26:08 by BATCH 00000762) standard | 0112/2///61987#ABV501 | https://cdd.iec.ch/CDD/IEC61987/iec61987.nsf/Classes/0112-2---61987%23ABG198 | https://cdd.iec.ch/cdd/iec61987/iec61987.nsf/PropertiesAllVersions/0112-2---61987%23ABU651,https://cdd.iec.ch/cdd/iec61987/iec61987.nsf/PropertiesAllVersions/0112-2---61987%23ABD185 | 0112-2---61987#ABU651,0112-2---61987#ABD185
0112/2///61987#ABG222 | 001 | 01 | 0112/2///61987#ABG222#001 | Performance [19] |  |  |  | properties characterizing the performance of the device with regard to measurement accuracy and dynamic behaviour |  |  | from IEC 61987-1, 5.6 |  | ITEM_CLASS | [5 empty] | 0112/2///61987#ABE748 - Device LOP for servo level transmitter |  |  |  | Standard |  | IEC 61987 | IEC | 2018-03-28 | 2014-12-17 | 2018-03-20 | 2018-03-20 |  | SC65E – IEC 61987 | C00018 | 001-01 (2018-03-28 07:26:08 by BATCH 00000762) standard | 0112/2///61987#ABV501 | https://cdd.iec.ch/CDD/IEC61987/iec61987.nsf/Classes/0112-2---61987%23ABG222 | https://cdd.iec.ch/cdd/iec61987/iec61987.nsf/PropertiesAllVersions/0112-2---61987%23ABG794,https://cdd.iec.ch/cdd/iec61987/iec61987.nsf/PropertiesAllVersions/0112-2---61987%23ABB636,https://cdd.iec.ch/cdd/iec61987/iec61987.nsf/PropertiesAllVersions/0112-2---61987%23ABG814 | 0112-2---61987#ABG794,0112-2---61987#ABB636,0112-2---61987#ABG814
0112/2///61987#ABC173 | 001 | 02 | 0112/2///61987#ABC173#001 | Connection facility [2] |  |  |  | properties characterizing a electrical connection facilities provided for a remote transmitter |  |  |  |  | ITEM_CLASS | [5 empty] | 0112/2///61987#ABC040 - Totalizer indicator [2]0112/2///61987#ABC045 - Transmitter body [2]0112/2///61987#ABC049 - Transmitter housing [2]0112/2///61987#ABC195 - Dial indicator0112/2///61987#ABC202 - Digital indicator0112/2///61987#ABD480 - Dial indicator [2]0112/2///61987#ABD811 - Body of actuator0112/2///61987#ABE040 - Transmitter housing [3]0112/2///61987#ABE607 - Solenoid valve housing0112/2///61987#ABP025 - Device housing |  |  |  | Standard |  |  |  | 2018-03-28 | 2013-08-27 | 2013-08-27 | 2014-06-18 |  | SC65E – IEC 61987 | C00004 |  | 0112/2///61987#ABV501 | https://cdd.iec.ch/CDD/IEC61987/iec61987.nsf/Classes/0112-2---61987%23ABC173 | https://cdd.iec.ch/cdd/iec61987/iec61987.nsf/PropertiesAllVersions/0112-2---61987%23ABB178,https://cdd.iec.ch/cdd/iec61987/iec61987.nsf/PropertiesAllVersions/0112-2---61987%23ABA159,https://cdd.iec.ch/cdd/iec61987/iec61987.nsf/PropertiesAllVersions/0112-2---61987%23ABA161,https://cdd.iec.ch/cdd/iec61987/iec61987.nsf/PropertiesAllVersions/0112-2---61987%23ABB391,https://cdd.iec.ch/cdd/iec61987/iec61987.nsf/PropertiesAllVersions/0112-2---61987%23ABA162,https://cdd.iec.ch/cdd/iec61987/iec61987.nsf/PropertiesAllVersions/0112-2---61987%23ABC801,https://cdd.iec.ch/cdd/iec61987/iec61987.nsf/PropertiesAllVersions/0112-2---61987%23ABC010,https://cdd.iec.ch/cdd/iec61987/iec61987.nsf/PropertiesAllVersions/0112-2---61987%23ABC779,https://cdd.iec.ch/cdd/iec61987/iec61987.nsf/PropertiesAllVersions/0112-2---61987%23ABC011,https://cdd.iec.ch/cdd/iec61987/iec61987.nsf/PropertiesAllVersions/0112-2---61987%23ABC800,https://cdd.iec.ch/cdd/iec61987/iec61987.nsf/PropertiesAllVersions/0112-2---61987%23ABB934,https://cdd.iec.ch/cdd/iec61987/iec61987.nsf/PropertiesAllVersions/0112-2---61987%23ABD143 | 0112-2---61987#ABC801,0112-2---61987#ABC010,0112-2---61987#ABC779,0112-2---61987#ABC011,0112-2---61987#ABD143,0112-2---61987#ABB178,0112-2---61987#ABA159,0112-2---61987#ABA161,0112-2---61987#ABB934,0112-2---61987#ABB391,0112-2---61987#ABA162,0112-2---61987#ABC800
0112/2///61987#ABC387 | 001 | 02 | 0112/2///61987#ABC387#001 | Material of sealing bellow |  |  |  | properties characterizing the material of which a sealing bellow is made |  |  |  |  | ITEM_CLASS | [5 empty] | 0112/2///61987#ABC197 - Diaphragm element |  |  |  | Standard |  |  |  | 2018-03-28 | 2013-09-27 | 2013-09-27 | 2014-06-18 |  | SC65E – IEC 61987 | C00004 |  | 0112/2///61987#ABV501 | https://cdd.iec.ch/CDD/IEC61987/iec61987.nsf/Classes/0112-2---61987%23ABC387 | https://cdd.iec.ch/cdd/iec61987/iec61987.nsf/PropertiesAllVersions/0112-2---61987%23ABB455,https://cdd.iec.ch/cdd/iec61987/iec61987.nsf/PropertiesAllVersions/0112-2---61987%23ABI460,https://cdd.iec.ch/cdd/iec61987/iec61987.nsf/PropertiesAllVersions/0112-2---61987%23ABA908,https://cdd.iec.ch/cdd/iec61987/iec61987.nsf/PropertiesAllVersions/0112-2---61987%23ABA907 | 0112-2---61987#ABI460,0112-2---61987#ABA908,0112-2---61987#ABA907,0112-2---61987#ABB455
0112/2///61987#ABF598 | 001 | 01 | 0112/2///61987#ABF598#001 | Assigned mass fraction range |  |  |  | properties characterizing a range configured for mass fraction |  | Polymorphic element: ABF598, Id: 6 |  |  | ITEM_CLASS | [5 empty] | 0112/2///61987#ABG096 - Assigned variable [16]0112/2///61987#ABG089 - Assigned variable [9]0112/2///61987#ABG091 - Assigned variable [11] |  |  |  | Standard |  | IEC 61987 | IEC | 2018-03-28 | 2018-03-28 | 2018-03-28 | 2018-03-28 |  | SC65E – IEC 61987 | C00018 | 001-01 (2018-03-28 07:26:06 by BATCH 00000762) standard | 0112/2///61987#ABV501 | https://cdd.iec.ch/CDD/IEC61987/iec61987.nsf/Classes/0112-2---61987%23ABF598 | https://cdd.iec.ch/cdd/iec61987/iec61987.nsf/PropertiesAllVersions/0112-2---61987%23ABF565,https://cdd.iec.ch/cdd/iec61987/iec61987.nsf/PropertiesAllVersions/0112-2---61987%23ABF589,https://cdd.iec.ch/cdd/iec61987/iec61987.nsf/PropertiesAllVersions/0112-2---61987%23ABF590,https://cdd.iec.ch/cdd/iec61987/iec61987.nsf/PropertiesAllVersions/0112-2---61987%23ABF593,https://cdd.iec.ch/cdd/iec61987/iec61987.nsf/PropertiesAllVersions/0112-2---61987%23ABF596 | 0112-2---61987#ABF593,0112-2---61987#ABF596,0112-2---61987#ABF565,0112-2---61987#ABF589,0112-2---61987#ABF590
0112/2///61987#ABH648 | 001 | 01 | 0112/2///61987#ABH648#001 | Output values of normalized volume flow |  |  |  | properties characterizing the readings of normalized volume flow output signals |  |  |  |  | ITEM_CLASS | [5 empty] | 0112/2///61987#ABH630 - Calibration point of normalized volume flow |  |  |  | Standard |  |  |  | 2019-03-08 | 2017-12-07 | 2019-03-08 | 2019-03-08 |  | SC65E – IEC 61987 | C00018 | 001-01 (2019-03-08 15:35:12 by BATCH 00000766) standard | 0112/2///61987#ABV501 | https://cdd.iec.ch/CDD/IEC61987/iec61987.nsf/Classes/0112-2---61987%23ABH648 | https://cdd.iec.ch/cdd/iec61987/iec61987.nsf/PropertiesAllVersions/0112-2---61987%23ABH566,https://cdd.iec.ch/cdd/iec61987/iec61987.nsf/PropertiesAllVersions/0112-2---61987%23ABH567,https://cdd.iec.ch/cdd/iec61987/iec61987.nsf/PropertiesAllVersions/0112-2---61987%23ABH568,https://cdd.iec.ch/cdd/iec61987/iec61987.nsf/PropertiesAllVersions/0112-2---61987%23ABH573,https://cdd.iec.ch/cdd/iec61987/iec61987.nsf/PropertiesAllVersions/0112-2---61987%23ABH574 | 0112-2---61987#ABH574,0112-2---61987#ABH566,0112-2---61987#ABH567,0112-2---61987#ABH568,0112-2---61987#ABH573
0112/2///61987#ABP053 | 001 | 01 | 0112/2///61987#ABP053#001 | Percentage performance [I/O module] |  |  |  | properties characterizing the performance characteristics expressed as a percentage of range or span for an I/O module |  |  |  |  | ITEM_CLASS | [5 empty] | 0112/2///61987#ABP057 - Performance variable [input module]0112/2///61987#ABP058 - Performance variable [output module] |  |  | false | Standard |  | IEC 61987 | IEC | 2023-01-23 | 2023-01-23 | 2023-01-23 | 2023-01-23 |  | IEC/SC 65E | C00128 | 001-01 (2023-01-23 14:53:33 by BATCH 00000807) standard | 0112/2///61987#ABV501 | https://cdd.iec.ch/CDD/IEC61987/iec61987.nsf/Classes/0112-2---61987%23ABP053 | https://cdd.iec.ch/cdd/iec61987/iec61987.nsf/PropertiesAllVersions/0112-2---61987%23ABB087,https://cdd.iec.ch/cdd/iec61987/iec61987.nsf/PropertiesAllVersions/0112-2---61987%23ABP217,https://cdd.iec.ch/cdd/iec61987/iec61987.nsf/PropertiesAllVersions/0112-2---61987%23ABC840 | 0112-2---61987#ABB087,0112-2---61987#ABP217,0112-2---61987#ABC840
0112/2///61987#ABA772 | 003 | 01 | 0112/2///61987#ABA772#003 | Rotameter flow transmitter |  |  |  | variable area flow transmitter that uses a float confined within a vertical, tapered flow tube to measure flow |  |  |  |  | ITEM_CLASS |  |  |  |  | 0112/2///61987#ABU125 - reference to Operating LOP for flow measuring equipment0112/2///61987#ABU215 - reference to Device LOP for variable area flow transmitter/gauge |  |  |  |  | Standard |  |  |  | 2018-03-28 | 2013-08-27 | 2016-05-24 | 2016-05-24 |  | SC65E – IEC 61987 | C00004 |  | 0112/2///61987#ABA771 | https://cdd.iec.ch/CDD/IEC61987/iec61987.nsf/Classes/0112-2---61987%23ABA772 |  | 0112-2---61987#ABU215
0112/2///61987#ABA777 | 003 | 01 | 0112/2///61987#ABA777#003 | Vane flow transmitter |  |  |  | force-balance flow transmitter that uses one or more vanes in a measuring chamber to measure flow |  |  |  |  | ITEM_CLASS |  |  |  |  | 0112/2///61987#ABU125 - reference to Operating LOP for flow measuring equipment |  |  |  |  | Standard |  |  |  | 2018-03-28 | 2013-08-27 | 2016-05-24 | 2016-05-24 |  | SC65E – IEC 61987 | C00004 |  | 0112/2///61987#ABA774 | https://cdd.iec.ch/CDD/IEC61987/iec61987.nsf/Classes/0112-2---61987%23ABA777
0112/2///61987#ABC463 | 001 | 02 | 0112/2///61987#ABC463#001 | Orifice assembly |  |  |  | properties characterizing the structural design of an orifice plate assembly when used as a primary element |  |  |  |  | ITEM_CLASS | [5 empty] | 0112/2///61987#ABC645 - Structural design of the primary element of a differential pressure flow transmitter |  |  |  | Standard |  |  |  | 2018-03-28 | 2013-08-27 | 2013-08-27 | 2014-06-18 |  | SC65E – IEC 61987 | C00004 |  | 0112/2///61987#ABV501 | https://cdd.iec.ch/CDD/IEC61987/iec61987.nsf/Classes/0112-2---61987%23ABC463 | https://cdd.iec.ch/cdd/iec61987/iec61987.nsf/PropertiesAllVersions/0112-2---61987%23ABB522,https://cdd.iec.ch/cdd/iec61987/iec61987.nsf/PropertiesAllVersions/0112-2---61987%23ABD095,https://cdd.iec.ch/cdd/iec61987/iec61987.nsf/PropertiesAllVersions/0112-2---61987%23ABD094 | 0112-2---61987#ABB522,0112-2---61987#ABD095,0112-2---61987#ABD094
0112/2///61987#ABF639 | 001 | 01 | 0112/2///61987#ABF639#001 | Transducer of an ultrasonic density transmitter |  |  |  | properties characterizing the transducer of an ultrasonic density transmitter |  |  |  |  | ITEM_CLASS | [5 empty] | 0112/2///61987#ABF636 - Structural design of an ultrasonic density transmitter |  |  |  | Standard |  | IEC 61987 | IEC | 2019-05-17 | 2019-05-17 | 2019-05-17 | 2019-05-17 |  | SC65E – IEC 61987 | C00017 | 001-01 (2019-05-17 06:50:51 by BATCH 00000771) standard | 0112/2///61987#ABV501 | https://cdd.iec.ch/CDD/IEC61987/iec61987.nsf/Classes/0112-2---61987%23ABF639 | https://cdd.iec.ch/cdd/iec61987/iec61987.nsf/PropertiesAllVersions/0112-2---61987%23ABB441,https://cdd.iec.ch/cdd/iec61987/iec61987.nsf/PropertiesAllVersions/0112-2---61987%23ABD030,https://cdd.iec.ch/cdd/iec61987/iec61987.nsf/PropertiesAllVersions/0112-2---61987%23ABD021 | 0112-2---61987#ABB441,0112-2---61987#ABD030,0112-2---61987#ABD021
0112/2///61987#ABA814 | 002 | 01 | 0112/2///61987#ABA814#002 | Pressure level transmitter |  |  |  | hydrostatic level transmitter that uses gauge pressure to measure level |  |  |  |  | ITEM_CLASS |  |  |  |  | 0112/2///61987#ABF882 - reference to Device LOP for hydrostatic pressure level transmitter0112/2///61987#ABF910 - reference to Operating LOP for level measuring equipment |  |  |  |  | Standard |  |  |  | 2018-03-28 | 2013-08-27 | 2016-05-24 | 2016-05-24 |  | SC65E – IEC 61987 | C00004 |  | 0112/2///61987#ABA812 | https://cdd.iec.ch/CDD/IEC61987/iec61987.nsf/Classes/0112-2---61987%23ABA814 |  | 0112-2---61987#ABF882
0112/2///61987#ABC095 | 002 | 01 | 0112/2///61987#ABC095#002 | Analog voltage output [1] |  |  |  | properties characterizing an analog voltage output |  | 8 ABC095.8 |  |  | ITEM_CLASS | [5 empty] | 0112/2///61987#ABC665 - Type of output [2]0112/2///61987#ABC668 - Type of output [5] |  |  |  | Standard |  |  |  | 2018-03-28 | 2013-08-27 | 2016-05-24 | 2016-05-24 |  | SC65E – IEC 61987 | C00004 |  | 0112/2///61987#ABV501 | https://cdd.iec.ch/CDD/IEC61987/iec61987.nsf/Classes/0112-2---61987%23ABC095 | https://cdd.iec.ch/cdd/iec61987/iec61987.nsf/PropertiesAllVersions/0112-2---61987%23ABU190,https://cdd.iec.ch/cdd/iec61987/iec61987.nsf/PropertiesAllVersions/0112-2---61987%23ABC729 | 0112-2---61987#ABU190,0112-2---61987#ABC729
0112/2///61987#ABC213 | 003 | 01 | 0112/2///61987#ABC213#003 | Electrical data for passive behaviour |  |  |  | properties characterizing the electrical data of an input or an output of a loop-powered device |  |  |  |  | ITEM_CLASS | [5 empty] | 0112/2///61987#ABC085 - Analog current input parameters0112/2///61987#ABC091 - Analog current output parameters0112/2///61987#ABC094 - Analog voltage input parameters0112/2///61987#ABC140 - Binary current output0112/2///61987#ABC141 - Binary electronic output0112/2///61987#ABC142 - Binary input0112/2///61987#ABC214 - Electrical data of a bus powered device0112/2///61987#ABC555 - Pulse/frequency input/output parameters0112/2///61987#ABE570 - Solenoid valve binary input0112/2///61987#ABP015 - Analog current input parameters [I/O module]0112/2///61987#ABP019 - Analog voltage input parameters [I/O module]0112/2///61987#ABP021 - Binary input [I/O module]0112/2///61987#ABP031 - Frequency input parameters [I/O module]0112/2///61987#ABP050 - mV input [I/O module]0112/2///61987#ABP068 - Resistor input [I/O module]0112/2///61987#ABP069 - RMS input0112/2///61987#ABP070 - RTD input [I/O module]0112/2///61987#ABP075 - Thermocouple input [I/O module] |  |  | false | Standard |  | IEC 61987 | IEC | 2023-01-23 | 2017-12-07 | 2023-01-23 | 2023-01-23 |  | IEC/SC 65E | C00128 |  | 0112/2///61987#ABV501 | https://cdd.iec.ch/CDD/IEC61987/iec61987.nsf/Classes/0112-2---61987%23ABC213 | https://cdd.iec.ch/cdd/iec61987/iec61987.nsf/PropertiesAllVersions/0112-2---61987%23ABA588,https://cdd.iec.ch/cdd/iec61987/iec61987.nsf/PropertiesAllVersions/0112-2---61987%23ABA376,https://cdd.iec.ch/cdd/iec61987/iec61987.nsf/PropertiesAllVersions/0112-2---61987%23ABA377,https://cdd.iec.ch/cdd/iec61987/iec61987.nsf/PropertiesAllVersions/0112-2---61987%23ABB882,https://cdd.iec.ch/cdd/iec61987/iec61987.nsf/PropertiesAllVersions/0112-2---61987%23ABB883,https://cdd.iec.ch/cdd/iec61987/iec61987.nsf/PropertiesAllVersions/0112-2---61987%23ABP164,https://cdd.iec.ch/cdd/iec61987/iec61987.nsf/PropertiesAllVersions/0112-2---61987%23ABA378,https://cdd.iec.ch/cdd/iec61987/iec61987.nsf/PropertiesAllVersions/0112-2---61987%23ABA380,https://cdd.iec.ch/cdd/iec61987/iec61987.nsf/PropertiesAllVersions/0112-2---61987%23ABA381,https://cdd.iec.ch/cdd/iec61987/iec61987.nsf/PropertiesAllVersions/0112-2---61987%23ABA382,https://cdd.iec.ch/cdd/iec61987/iec61987.nsf/PropertiesAllVersions/0112-2---61987%23ABA383,https://cdd.iec.ch/cdd/iec61987/iec61987.nsf/PropertiesAllVersions/0112-2---61987%23ABB884,https://cdd.iec.ch/cdd/iec61987/iec61987.nsf/PropertiesAllVersions/0112-2---61987%23ABA384,https://cdd.iec.ch/cdd/iec61987/iec61987.nsf/PropertiesAllVersions/0112-2---61987%23ABA986,https://cdd.iec.ch/cdd/iec61987/iec61987.nsf/PropertiesAllVersions/0112-2---61987%23ABA385,https://cdd.iec.ch/cdd/iec61987/iec61987.nsf/PropertiesAllVersions/0112-2---61987%23ABA386,https://cdd.iec.ch/cdd/iec61987/iec61987.nsf/PropertiesAllVersions/0112-2---61987%23ABP114,https://cdd.iec.ch/cdd/iec61987/iec61987.nsf/PropertiesAllVersions/0112-2---61987%23ABA387,https://cdd.iec.ch/cdd/iec61987/iec61987.nsf/PropertiesAllVersions/0112-2---61987%23ABC891 | 0112-2---61987#ABA386,0112-2---61987#ABC891,0112-2---61987#ABA377,0112-2---61987#ABB882,0112-2---61987#ABP164,0112-2---61987#ABA380,0112-2---61987#ABA382,0112-2---61987#ABA376,0112-2---61987#ABA385,0112-2---61987#ABA588,0112-2---61987#ABA383,0112-2---61987#ABB884,0112-2---61987#ABA384,0112-2---61987#ABA986,0112-2---61987#ABB883,0112-2---61987#ABA378,0112-2---61987#ABA381,0112-2---61987#ABP114,0112-2---61987#ABA387
0112/2///61987#ABC430 | 002 | 01 | 0112/2///61987#ABC430#002 | Mechanical and electrical construction [thermal mass flow transmitter] |  |  |  | properties characterizing the constructional details of the device and its parts |  |  | IEC 61987-1, 5.8 |  | ITEM_CLASS | [5 empty] | 0112/2///61987#ABA016 - Device LOP for thermal mass flow transmitter |  |  |  | Standard |  |  |  | 2018-03-28 | 2013-08-27 | 2016-05-24 | 2016-05-24 |  | SC65E – IEC 61987 | C00004 |  | 0112/2///61987#ABV501 | https://cdd.iec.ch/CDD/IEC61987/iec61987.nsf/Classes/0112-2---61987%23ABC430 | https://cdd.iec.ch/cdd/iec61987/iec61987.nsf/PropertiesAllVersions/0112-2---61987%23ABD114,https://cdd.iec.ch/cdd/iec61987/iec61987.nsf/PropertiesAllVersions/0112-2---61987%23ABD237,https://cdd.iec.ch/cdd/iec61987/iec61987.nsf/PropertiesAllVersions/0112-2---61987%23ABB139,https://cdd.iec.ch/cdd/iec61987/iec61987.nsf/PropertiesAllVersions/0112-2---61987%23ABC862,https://cdd.iec.ch/cdd/iec61987/iec61987.nsf/PropertiesAllVersions/0112-2---61987%23ABC789 | 0112-2---61987#ABD114,0112-2---61987#ABD237,0112-2---61987#ABB139,0112-2---61987#ABC862,0112-2---61987#ABC789
0112/2///61987#ABD800 | 002 | 01 | 0112/2///61987#ABD800#002 | Analog current output [6] |  |  |  | properties characterizing an analog current output |  | 2 ABD800.2 |  |  | ITEM_CLASS | [5 empty] | 0112/2///61987#ABE042 - Type of output [8]0112/2///61987#ABE692 - Type of output [22] |  |  |  | Standard |  |  |  | 2018-03-28 | 2013-09-02 | 2018-03-20 | 2018-03-20 |  | SC65E – IEC 61987 | C00004 |  | 0112/2///61987#ABV501 | https://cdd.iec.ch/CDD/IEC61987/iec61987.nsf/Classes/0112-2---61987%23ABD800 | https://cdd.iec.ch/cdd/iec61987/iec61987.nsf/PropertiesAllVersions/0112-2---61987%23ABC721 | 0112-2---61987#ABC721
0112/2///61987#ABH626 | 001 | 01 | 0112/2///61987#ABH626#001 | Calibration of voltage |  |  |  | properties characterizing the calibration of voltage output values of a device |  |  |  |  | ITEM_CLASS | [5 empty] | 0112/2///61987#ABH561 - Calibration |  |  |  | Standard |  |  |  | 2019-03-08 | 2017-12-07 | 2019-03-08 | 2019-03-08 |  | SC65E – IEC 61987 | C00018 | 001-01 (2019-03-08 15:35:12 by BATCH 00000766) standard | 0112/2///61987#ABV501 | https://cdd.iec.ch/CDD/IEC61987/iec61987.nsf/Classes/0112-2---61987%23ABH626 | https://cdd.iec.ch/cdd/iec61987/iec61987.nsf/PropertiesAllVersions/0112-2---61987%23ABH594,https://cdd.iec.ch/cdd/iec61987/iec61987.nsf/PropertiesAllVersions/0112-2---61987%23ABH756 | 0112-2---61987#ABH594,0112-2---61987#ABH756
0112/2///61987#ABP011 | 001 | 01 | 0112/2///61987#ABP011#001 | Absolute performance for temperature [I/O module] |  |  |  | properties characterizing the accuracy of a temperature measurement of an I/O module, expressed in engineering units |  |  |  |  | ITEM_CLASS | [5 empty] | 0112/2///61987#ABP057 - Performance variable [input module] |  |  | false | Standard |  | IEC 61987 | IEC | 2023-01-23 | 2023-01-23 | 2023-01-23 | 2023-01-23 |  | IEC/SC 65E | C00128 | 001-01 (2023-01-23 14:53:33 by BATCH 00000807) standard | 0112/2///61987#ABV501 | https://cdd.iec.ch/CDD/IEC61987/iec61987.nsf/Classes/0112-2---61987%23ABP011 | https://cdd.iec.ch/cdd/iec61987/iec61987.nsf/PropertiesAllVersions/0112-2---61987%23ABB216,https://cdd.iec.ch/cdd/iec61987/iec61987.nsf/PropertiesAllVersions/0112-2---61987%23ABD535,https://cdd.iec.ch/cdd/iec61987/iec61987.nsf/PropertiesAllVersions/0112-2---61987%23ABB217,https://cdd.iec.ch/cdd/iec61987/iec61987.nsf/PropertiesAllVersions/0112-2---61987%23ABB749,https://cdd.iec.ch/cdd/iec61987/iec61987.nsf/PropertiesAllVersions/0112-2---61987%23ABB747,https://cdd.iec.ch/cdd/iec61987/iec61987.nsf/PropertiesAllVersions/0112-2---61987%23ABB772,https://cdd.iec.ch/cdd/iec61987/iec61987.nsf/PropertiesAllVersions/0112-2---61987%23ABP113,https://cdd.iec.ch/cdd/iec61987/iec61987.nsf/PropertiesAllVersions/0112-2---61987%23ABB519,https://cdd.iec.ch/cdd/iec61987/iec61987.nsf/PropertiesAllVersions/0112-2---61987%23ABB774,https://cdd.iec.ch/cdd/iec61987/iec61987.nsf/PropertiesAllVersions/0112-2---61987%23ABB775,https://cdd.iec.ch/cdd/iec61987/iec61987.nsf/PropertiesAllVersions/0112-2---61987%23ABB776,https://cdd.iec.ch/cdd/iec61987/iec61987.nsf/PropertiesAllVersions/0112-2---61987%23ABP246,https://cdd.iec.ch/cdd/iec61987/iec61987.nsf/PropertiesAllVersions/0112-2---61987%23ABC840,https://cdd.iec.ch/cdd/iec61987/iec61987.nsf/PropertiesAllVersions/0112-2---61987%23ABC954 | 0112-2---61987#ABB519,0112-2---61987#ABC840,0112-2---61987#ABD535,0112-2---61987#ABB217,0112-2---61987#ABB747,0112-2---61987#ABB772,0112-2---61987#ABB749,0112-2---61987#ABB775,0112-2---61987#ABB776,0112-2---61987#ABP246,0112-2---61987#ABB216,0112-2---61987#ABP113,0112-2---61987#ABB774,0112-2---61987#ABC954
0112/2///61987#ABV000 | 003 | 04 | 0112/2///61987#ABV000#003 | Characterization |  |  |  | predefined group of one or more classes |  |  |  |  | ITEM_CLASS | [9 empty] | Standard |  |  |  | 2018-03-28 | 2013-09-27 | 2013-09-27 | 2014-06-18 |  | SC65E – IEC 61987 | C00009 |  | 0112/2///61987#ABA000 | https://cdd.iec.ch/CDD/IEC61987/iec61987.nsf/Classes/0112-2---61987%23ABV000
0112/2///61987#ABO018 | 001 | 01 | 0112/2///61987#ABO018#001 | Electric-to-optical converter |  |  |  | optical signal converter that converts an electrical (e.g. current, voltage) input signal to an optical output signal |  |  |  |  | ITEM_CLASS |  |  |  |  | 0112/2///61987#ABP285 - reference to Operating LOP for infrastructure devices |  |  |  | true | Standard |  | IEC 61987-31 | IEC | 2022-10-26 | 2022-10-26 | 2022-10-26 | 2022-10-26 |  | IEC/SC 65E | C00127 | 001-01 (2022-10-26 07:15:16 by BATCH 00000802) standard | 0112/2///61987#ABO016 | https://cdd.iec.ch/CDD/IEC61987/iec61987.nsf/Classes/0112-2---61987%23ABO018
0112/2///61987#ABC346 | 001 | 01 | 0112/2///61987#ABC346#001 | Material of body |  |  |  | properties characterizing the material of which a housing is made |  |  |  |  | ITEM_CLASS | [5 empty] | 0112/2///61987#ABC040 - Totalizer indicator [2]0112/2///61987#ABC044 - Transmitter body [1]0112/2///61987#ABC045 - Transmitter body [2]0112/2///61987#ABC046 - Transmitter body [3]0112/2///61987#ABC047 - Transmitter body [4]0112/2///61987#ABC655 - Totalizer indicator [1]0112/2///61987#ABD812 - Body of valve [2]0112/2///61987#ABD813 - Body of valve [3]0112/2///61987#ABD814 - Body of valve [1]0112/2///61987#ABE601 - Structural design of a limit switch0112/2///61987#ABE605 - Body of solenoid valve0112/2///61987#ABE610 - Body of filter regulator |  |  |  | Standard |  |  |  | 2018-03-28 | 2018-03-28 | 2018-03-28 | 2018-03-28 |  | SC65E – IEC 61987 | C00019 |  | 0112/2///61987#ABV501 | https://cdd.iec.ch/CDD/IEC61987/iec61987.nsf/Classes/0112-2---61987%23ABC346 | https://cdd.iec.ch/cdd/iec61987/iec61987.nsf/PropertiesAllVersions/0112-2---61987%23ABB455,https://cdd.iec.ch/cdd/iec61987/iec61987.nsf/PropertiesAllVersions/0112-2---61987%23ABI460,https://cdd.iec.ch/cdd/iec61987/iec61987.nsf/PropertiesAllVersions/0112-2---61987%23ABA908,https://cdd.iec.ch/cdd/iec61987/iec61987.nsf/PropertiesAllVersions/0112-2---61987%23ABA907 | 0112-2---61987#ABB455,0112-2---61987#ABI460,0112-2---61987#ABA908,0112-2---61987#ABA907
0112/2///61987#ABC537 | 002 | 01 | 0112/2///61987#ABC537#002 | Process case variables [flow] |  |  |  | properties characterizing the measured variables, phases, operating state conditions, physical properties of a process material |  |  |  |  | ITEM_CLASS | [5 empty] | 0112/2///61987#ABC534 - Process case [flow] |  |  |  | Standard |  |  |  | 2018-03-28 | 2013-08-27 | 2016-05-24 | 2016-05-24 |  | SC65E – IEC 61987 | C00004 |  | 0112/2///61987#ABV501 | https://cdd.iec.ch/CDD/IEC61987/iec61987.nsf/Classes/0112-2---61987%23ABC537 | https://cdd.iec.ch/cdd/iec61987/iec61987.nsf/PropertiesAllVersions/0112-2---61987%23ABD280,https://cdd.iec.ch/cdd/iec61987/iec61987.nsf/PropertiesAllVersions/0112-2---61987%23ABB295,https://cdd.iec.ch/cdd/iec61987/iec61987.nsf/PropertiesAllVersions/0112-2---61987%23ABU128 | 0112-2---61987#ABD280,0112-2---61987#ABB295,0112-2---61987#ABU128
0112/2///61987#ABC596 | 005 | 01 | 0112/2///61987#ABC596#005 | Software configuration functions |  |  |  | properties characterizing the software functions provided to influence the basic settings of a device |  |  |  |  | ITEM_CLASS | [5 empty] | 0112/2///61987#ABC137 - Basic Configuration |  |  |  | Standard |  |  |  | 2018-03-28 | 2013-08-27 | 2018-03-20 | 2018-03-20 |  | SC65E – IEC 61987 | C00004 |  | 0112/2///61987#ABV501 | https://cdd.iec.ch/CDD/IEC61987/iec61987.nsf/Classes/0112-2---61987%23ABC596 | https://cdd.iec.ch/cdd/iec61987/iec61987.nsf/PropertiesAllVersions/0112-2---61987%23ABA494,https://cdd.iec.ch/cdd/iec61987/iec61987.nsf/PropertiesAllVersions/0112-2---61987%23ABD218,https://cdd.iec.ch/cdd/iec61987/iec61987.nsf/PropertiesAllVersions/0112-2---61987%23ABA499,https://cdd.iec.ch/cdd/iec61987/iec61987.nsf/PropertiesAllVersions/0112-2---61987%23ABC791,https://cdd.iec.ch/cdd/iec61987/iec61987.nsf/PropertiesAllVersions/0112-2---61987%23ABA501,https://cdd.iec.ch/cdd/iec61987/iec61987.nsf/PropertiesAllVersions/0112-2---61987%23ABD103 | 0112-2---61987#ABA499,0112-2---61987#ABC791,0112-2---61987#ABA501,0112-2---61987#ABD103,0112-2---61987#ABA494,0112-2---61987#ABD218
0112/2///61987#ABF155 | 001 | 01 | 0112/2///61987#ABF155#001 | Single electrode probe |  |  |  | properties characterizing a single electrode used as the probe of a conductance level transmitter or switch |  |  |  |  | ITEM_CLASS | [5 empty] | 0112/2///61987#ABF154 - Structural design of a conductance level transmitter/switch |  |  |  | Standard |  | IEC 61987 | IEC | 2018-03-28 | 2018-03-28 | 2018-03-28 | 2018-03-28 |  | SC65E – IEC 61987 | C00018 | 001-01 (2018-03-28 07:26:05 by BATCH 00000762) standard | 0112/2///61987#ABV501 | https://cdd.iec.ch/CDD/IEC61987/iec61987.nsf/Classes/0112-2---61987%23ABF155 | https://cdd.iec.ch/cdd/iec61987/iec61987.nsf/PropertiesAllVersions/0112-2---61987%23ABF138,https://cdd.iec.ch/cdd/iec61987/iec61987.nsf/PropertiesAllVersions/0112-2---61987%23ABF139,https://cdd.iec.ch/cdd/iec61987/iec61987.nsf/PropertiesAllVersions/0112-2---61987%23ABF140,https://cdd.iec.ch/cdd/iec61987/iec61987.nsf/PropertiesAllVersions/0112-2---61987%23ABF141,https://cdd.iec.ch/cdd/iec61987/iec61987.nsf/PropertiesAllVersions/0112-2---61987%23ABF733,https://cdd.iec.ch/cdd/iec61987/iec61987.nsf/PropertiesAllVersions/0112-2---61987%23ABF153,https://cdd.iec.ch/cdd/iec61987/iec61987.nsf/PropertiesAllVersions/0112-2---61987%23ABF144,https://cdd.iec.ch/cdd/iec61987/iec61987.nsf/PropertiesAllVersions/0112-2---61987%23ABF143,https://cdd.iec.ch/cdd/iec61987/iec61987.nsf/PropertiesAllVersions/0112-2---61987%23ABF146,https://cdd.iec.ch/cdd/iec61987/iec61987.nsf/PropertiesAllVersions/0112-2---61987%23ABF145,https://cdd.iec.ch/cdd/iec61987/iec61987.nsf/PropertiesAllVersions/0112-2---61987%23ABF147,https://cdd.iec.ch/cdd/iec61987/iec61987.nsf/PropertiesAllVersions/0112-2---61987%23ABF734,https://cdd.iec.ch/cdd/iec61987/iec61987.nsf/PropertiesAllVersions/0112-2---61987%23ABB028,https://cdd.iec.ch/cdd/iec61987/iec61987.nsf/PropertiesAllVersions/0112-2---61987%23ABF149,https://cdd.iec.ch/cdd/iec61987/iec61987.nsf/PropertiesAllVersions/0112-2---61987%23ABF150,https://cdd.iec.ch/cdd/iec61987/iec61987.nsf/PropertiesAllVersions/0112-2---61987%23ABF151,https://cdd.iec.ch/cdd/iec61987/iec61987.nsf/PropertiesAllVersions/0112-2---61987%23ABU883 | 0112-2---61987#ABF146,0112-2---61987#ABF734,0112-2---61987#ABF149,0112-2---61987#ABF139,0112-2---61987#ABF153,0112-2---61987#ABF143,0112-2---61987#ABF145,0112-2---61987#ABB028,0112-2---61987#ABF150,0112-2---61987#ABF151,0112-2---61987#ABU883,0112-2---61987#ABF138,0112-2---61987#ABF140,0112-2---61987#ABF141,0112-2---61987#ABF733,0112-2---61987#ABF144,0112-2---61987#ABF147
0112/2///61987#ABH841 | 001 | 01 | 0112/2///61987#ABH841#001 | Device (resource) block |  |  |  | properties characterizing a Device (resource) block |  |  |  |  | ITEM_CLASS | [5 empty] | 0112/2///61987#ABH840 - User application parameters |  |  |  | Standard |  |  |  | 2019-03-08 | 2017-12-07 | 2019-03-08 | 2019-03-08 |  | SC65E – IEC 61987 | C00018 | 001-01 (2019-03-08 15:35:12 by BATCH 00000766) standard | 0112/2///61987#ABV501 | https://cdd.iec.ch/CDD/IEC61987/iec61987.nsf/Classes/0112-2---61987%23ABH841 | https://cdd.iec.ch/cdd/iec61987/iec61987.nsf/PropertiesAllVersions/0112-2---61987%23ABJ349,https://cdd.iec.ch/cdd/iec61987/iec61987.nsf/PropertiesAllVersions/0112-2---61987%23ABJ708,https://cdd.iec.ch/cdd/iec61987/iec61987.nsf/PropertiesAllVersions/0112-2---61987%23ABJ719,https://cdd.iec.ch/cdd/iec61987/iec61987.nsf/PropertiesAllVersions/0112-2---61987%23ABI592,https://cdd.iec.ch/cdd/iec61987/iec61987.nsf/PropertiesAllVersions/0112-2---61987%23ABJ720,https://cdd.iec.ch/cdd/iec61987/iec61987.nsf/PropertiesAllVersions/0112-2---61987%23ABB085,https://cdd.iec.ch/cdd/iec61987/iec61987.nsf/PropertiesAllVersions/0112-2---61987%23ABI322,https://cdd.iec.ch/cdd/iec61987/iec61987.nsf/PropertiesAllVersions/0112-2---61987%23ABJ296,https://cdd.iec.ch/cdd/iec61987/iec61987.nsf/PropertiesAllVersions/0112-2---61987%23ABJ298,https://cdd.iec.ch/cdd/iec61987/iec61987.nsf/PropertiesAllVersions/0112-2---61987%23ABJ297,https://cdd.iec.ch/cdd/iec61987/iec61987.nsf/PropertiesAllVersions/0112-2---61987%23ABJ299,https://cdd.iec.ch/cdd/iec61987/iec61987.nsf/PropertiesAllVersions/0112-2---61987%23ABJ290,https://cdd.iec.ch/cdd/iec61987/iec61987.nsf/PropertiesAllVersions/0112-2---61987%23ABH935,https://cdd.iec.ch/cdd/iec61987/iec61987.nsf/PropertiesAllVersions/0112-2---61987%23ABI978,https://cdd.iec.ch/cdd/iec61987/iec61987.nsf/PropertiesAllVersions/0112-2---61987%23ABJ292,https://cdd.iec.ch/cdd/iec61987/iec61987.nsf/PropertiesAllVersions/0112-2---61987%23ABI587,https://cdd.iec.ch/cdd/iec61987/iec61987.nsf/PropertiesAllVersions/0112-2---61987%23ABI655,https://cdd.iec.ch/cdd/iec61987/iec61987.nsf/PropertiesAllVersions/0112-2---61987%23ABI233,https://cdd.iec.ch/cdd/iec61987/iec61987.nsf/PropertiesAllVersions/0112-2---61987%23ABI037,https://cdd.iec.ch/cdd/iec61987/iec61987.nsf/PropertiesAllVersions/0112-2---61987%23ABI392 | 0112-2---61987#ABJ708,0112-2---61987#ABJ720,0112-2---61987#ABB085,0112-2---61987#ABJ298,0112-2---61987#ABJ297,0112-2---61987#ABJ299,0112-2---61987#ABJ290,0112-2---61987#ABI233,0112-2---61987#ABI392,0112-2---61987#ABJ349,0112-2---61987#ABI322,0112-2---61987#ABH935,0112-2---61987#ABI978,0112-2---61987#ABI592,0112-2---61987#ABI655,0112-2---61987#ABJ719,0112-2---61987#ABJ296,0112-2---61987#ABJ292,0112-2---61987#ABI587,0112-2---61987#ABI037
0112/2///61987#ABA803 | 002 | 01 | 0112/2///61987#ABA803#002 | Level transmitter |  |  |  | transmitter that outputs a signal representative of a level |  |  |  |  | ITEM_CLASS | [9 empty] | Standard |  |  |  | 2018-03-28 | 2013-08-27 | 2018-03-20 | 2018-03-20 |  | SC65E – IEC 61987 | C00018 |  | 0112/2///61987#ABA751 | https://cdd.iec.ch/CDD/IEC61987/iec61987.nsf/Classes/0112-2---61987%23ABA803 | https://cdd.iec.ch/cdd/iec61987/iec61987.nsf/PropertiesAllVersions/0112-2---61987%23ABF910 | 0112-2---61987#ABF910
0112/2///61987#ABA828 | 002 | 01 | 0112/2///61987#ABA828#002 | Laser level transmitter |  |  |  | wave level transmitter that uses the travelling time of a laser beam to measure level |  |  |  |  | ITEM_CLASS |  |  |  |  | 0112/2///61987#ABF910 - reference to Operating LOP for level measuring equipment |  |  |  |  | Standard |  |  |  | 2018-03-28 | 2013-08-27 | 2018-03-20 | 2018-03-20 |  | SC65E – IEC 61987 | C00018 |  | 0112/2///61987#ABA823 | https://cdd.iec.ch/CDD/IEC61987/iec61987.nsf/Classes/0112-2---61987%23ABA828 | https://cdd.iec.ch/cdd/iec61987/iec61987.nsf/PropertiesAllVersions/0112-2---61987%23ABF909 | 0112-2---61987#ABF909
0112/2///61987#ABD913 | 001 | 02 | 0112/2///61987#ABD913#001 | Material of restrictor |  |  |  | properties characterizing the material of which a restrictor is made |  |  |  |  | ITEM_CLASS | [5 empty] | - |  |  |  | Standard |  |  |  | 2018-03-28 | 2013-09-02 | 2013-09-02 | 2014-06-18 |  | SC65E – IEC 61987 | C00009 |  | 0112/2///61987#ABV501 | https://cdd.iec.ch/CDD/IEC61987/iec61987.nsf/Classes/0112-2---61987%23ABD913 | https://cdd.iec.ch/cdd/iec61987/iec61987.nsf/PropertiesAllVersions/0112-2---61987%23ABB455,https://cdd.iec.ch/cdd/iec61987/iec61987.nsf/PropertiesAllVersions/0112-2---61987%23ABI460,https://cdd.iec.ch/cdd/iec61987/iec61987.nsf/PropertiesAllVersions/0112-2---61987%23ABA908,https://cdd.iec.ch/cdd/iec61987/iec61987.nsf/PropertiesAllVersions/0112-2---61987%23ABA907 | 0112-2---61987#ABB455,0112-2---61987#ABI460,0112-2---61987#ABA908,0112-2---61987#ABA907
0112/2///61987#ABE826 | 001 | 01 | 0112/2///61987#ABE826#001 | Absolute performance for level |  |  |  | properties characterizing the accuracy of a level measurement, expressed in engineering units |  | Polymorphic element: ABE826, Id: 5 |  |  | ITEM_CLASS | [5 empty] | 0112/2///61987#ABG273 - Type of performance variable [7]0112/2///61987#ABG275 - Type of performance variable [9]0112/2///61987#ABG276 - Type of performance variable [10]0112/2///61987#ABG277 - Type of performance variable [11]0112/2///61987#ABG278 - Type of performance variable [12]0112/2///61987#ABG279 - Type of performance variable [13] |  |  |  | Standard |  | IEC 61987 | IEC | 2018-03-28 | 2018-03-28 | 2018-03-28 | 2018-03-28 |  | SC65E – IEC 61987 | C00018 | 001-01 (2018-03-28 07:26:04 by BATCH 00000762) standard | 0112/2///61987#ABV501 | https://cdd.iec.ch/CDD/IEC61987/iec61987.nsf/Classes/0112-2---61987%23ABE826 | https://cdd.iec.ch/cdd/iec61987/iec61987.nsf/PropertiesAllVersions/0112-2---61987%23ABE827,https://cdd.iec.ch/cdd/iec61987/iec61987.nsf/PropertiesAllVersions/0112-2---61987%23ABD535,https://cdd.iec.ch/cdd/iec61987/iec61987.nsf/PropertiesAllVersions/0112-2---61987%23ABE828,https://cdd.iec.ch/cdd/iec61987/iec61987.nsf/PropertiesAllVersions/0112-2---61987%23ABE829,https://cdd.iec.ch/cdd/iec61987/iec61987.nsf/PropertiesAllVersions/0112-2---61987%23ABE830,https://cdd.iec.ch/cdd/iec61987/iec61987.nsf/PropertiesAllVersions/0112-2---61987%23ABE831,https://cdd.iec.ch/cdd/iec61987/iec61987.nsf/PropertiesAllVersions/0112-2---61987%23ABE832,https://cdd.iec.ch/cdd/iec61987/iec61987.nsf/PropertiesAllVersions/0112-2---61987%23ABF661,https://cdd.iec.ch/cdd/iec61987/iec61987.nsf/PropertiesAllVersions/0112-2---61987%23ABF014,https://cdd.iec.ch/cdd/iec61987/iec61987.nsf/PropertiesAllVersions/0112-2---61987%23ABF015,https://cdd.iec.ch/cdd/iec61987/iec61987.nsf/PropertiesAllVersions/0112-2---61987%23ABB519,https://cdd.iec.ch/cdd/iec61987/iec61987.nsf/PropertiesAllVersions/0112-2---61987%23ABB774,https://cdd.iec.ch/cdd/iec61987/iec61987.nsf/PropertiesAllVersions/0112-2---61987%23ABB775,https://cdd.iec.ch/cdd/iec61987/iec61987.nsf/PropertiesAllVersions/0112-2---61987%23ABB776,https://cdd.iec.ch/cdd/iec61987/iec61987.nsf/PropertiesAllVersions/0112-2---61987%23ABF684,https://cdd.iec.ch/cdd/iec61987/iec61987.nsf/PropertiesAllVersions/0112-2---61987%23ABC840,https://cdd.iec.ch/cdd/iec61987/iec61987.nsf/PropertiesAllVersions/0112-2---61987%23ABC954 | 0112-2---61987#ABD535,0112-2---61987#ABE828,0112-2---61987#ABF661,0112-2---61987#ABB776,0112-2---61987#ABE827,0112-2---61987#ABE829,0112-2---61987#ABC840,0112-2---61987#ABC954,0112-2---61987#ABF014,0112-2---61987#ABB774,0112-2---61987#ABF684,0112-2---61987#ABE830,0112-2---61987#ABE831,0112-2---61987#ABE832,0112-2---61987#ABF015,0112-2---61987#ABB519,0112-2---61987#ABB775
0112/2///61987#ABC278 | 001 | 02 | 0112/2///61987#ABC278#001 | Influence of external quantities expressed for dynamic viscosity |  |  |  | properties characterizing the influence of external quantities for dynamic viscosity measurement devices that are not the subject of the measurement but whose change affects the relationship between the indication and the result of the measurement |  |  |  |  | ITEM_CLASS | [5 empty] | 0112/2///61987#ABC059 - Absolute performance for dynamic viscosity |  |  |  | Standard |  |  |  | 2018-03-28 | 2013-08-27 | 2013-08-27 | 2014-06-18 |  | SC65E – IEC 61987 | C00004 |  | 0112/2///61987#ABV501 | https://cdd.iec.ch/CDD/IEC61987/iec61987.nsf/Classes/0112-2---61987%23ABC278 | https://cdd.iec.ch/cdd/iec61987/iec61987.nsf/PropertiesAllVersions/0112-2---61987%23ABB831,https://cdd.iec.ch/cdd/iec61987/iec61987.nsf/PropertiesAllVersions/0112-2---61987%23ABB832,https://cdd.iec.ch/cdd/iec61987/iec61987.nsf/PropertiesAllVersions/0112-2---61987%23ABB833,https://cdd.iec.ch/cdd/iec61987/iec61987.nsf/PropertiesAllVersions/0112-2---61987%23ABB834,https://cdd.iec.ch/cdd/iec61987/iec61987.nsf/PropertiesAllVersions/0112-2---61987%23ABB835,https://cdd.iec.ch/cdd/iec61987/iec61987.nsf/PropertiesAllVersions/0112-2---61987%23ABB836 | 0112-2---61987#ABB836,0112-2---61987#ABB831,0112-2---61987#ABB832,0112-2---61987#ABB833,0112-2---61987#ABB834,0112-2---61987#ABB835
0112/2///61987#ABC329 | 005 | 01 | 0112/2///61987#ABC329#005 | Manual controls |  |  |  | properties characterizing the manual controls provided for the adjustment of a device |  |  |  |  | ITEM_CLASS | [5 empty] | 0112/2///61987#ABC081 - Adjustment |  |  |  | Standard |  |  |  | 2018-03-28 | 2013-08-27 | 2018-03-20 | 2018-03-20 |  | SC65E – IEC 61987 | C00004 |  | 0112/2///61987#ABV501 | https://cdd.iec.ch/CDD/IEC61987/iec61987.nsf/Classes/0112-2---61987%23ABC329 | https://cdd.iec.ch/cdd/iec61987/iec61987.nsf/PropertiesAllVersions/0112-2---61987%23ABA522,https://cdd.iec.ch/cdd/iec61987/iec61987.nsf/PropertiesAllVersions/0112-2---61987%23ABD292,https://cdd.iec.ch/cdd/iec61987/iec61987.nsf/PropertiesAllVersions/0112-2---61987%23ABA527,https://cdd.iec.ch/cdd/iec61987/iec61987.nsf/PropertiesAllVersions/0112-2---61987%23ABD274,https://cdd.iec.ch/cdd/iec61987/iec61987.nsf/PropertiesAllVersions/0112-2---61987%23ABC941,https://cdd.iec.ch/cdd/iec61987/iec61987.nsf/PropertiesAllVersions/0112-2---61987%23ABD283,https://cdd.iec.ch/cdd/iec61987/iec61987.nsf/PropertiesAllVersions/0112-2---61987%23ABA539,https://cdd.iec.ch/cdd/iec61987/iec61987.nsf/PropertiesAllVersions/0112-2---61987%23ABD100 | 0112-2---61987#ABD100,0112-2---61987#ABA522,0112-2---61987#ABD292,0112-2---61987#ABA527,0112-2---61987#ABD274,0112-2---61987#ABC941,0112-2---61987#ABD283,0112-2---61987#ABA539
0112/2///61987#ABC662 | 002 | 01 | 0112/2///61987#ABC662#002 | Type of measured variable [3] |  |  |  | administration block for polymorphism acting as proxy for the selected measured variable type |  | 1 ABC662.1 |  |  | ITEM_CLASS | [5 empty] | 0112/2///61987#ABC409 - Measured variable [3] |  |  |  | Standard |  |  |  | 2018-03-28 | 2013-08-27 | 2016-05-24 | 2016-05-24 |  | SC65E – IEC 61987 | C00004 |  | 0112/2///61987#ABV501 | https://cdd.iec.ch/CDD/IEC61987/iec61987.nsf/Classes/0112-2---61987%23ABC662 | https://cdd.iec.ch/cdd/iec61987/iec61987.nsf/PropertiesAllVersions/0112-2---61987%23ABU293,https://cdd.iec.ch/cdd/iec61987/iec61987.nsf/PropertiesAllVersions/0112-2---61987%23ABU310,https://cdd.iec.ch/cdd/iec61987/iec61987.nsf/PropertiesAllVersions/0112-2---61987%23ABU311,https://cdd.iec.ch/cdd/iec61987/iec61987.nsf/PropertiesAllVersions/0112-2---61987%23ABU312,https://cdd.iec.ch/cdd/iec61987/iec61987.nsf/PropertiesAllVersions/0112-2---61987%23ABU470,https://cdd.iec.ch/cdd/iec61987/iec61987.nsf/PropertiesAllVersions/0112-2---61987%23ABU313,https://cdd.iec.ch/cdd/iec61987/iec61987.nsf/PropertiesAllVersions/0112-2---61987%23ABU314,https://cdd.iec.ch/cdd/iec61987/iec61987.nsf/PropertiesAllVersions/0112-2---61987%23ABU315 | 0112-2---61987#ABU311,0112-2---61987#ABU312,0112-2---61987#ABU470,0112-2---61987#ABU313,0112-2---61987#ABU314,0112-2---61987#ABU315,0112-2---61987#ABU293,0112-2---61987#ABU310
0112/2///61987#ABG207 | 002 | 01 | 0112/2///61987#ABG207#002 | Manufacturer-specific output [14] |  |  |  | properties characterizing a manufacturer-specific output |  | Polymorphic element: ABG207, Id: 2 |  |  | ITEM_CLASS | [5 empty] | 0112/2///61987#ABG149 - Type of output [19] |  |  | false | Standard |  | IEC 61987 | IEC | 2022-12-09 | 2017-12-07 | 2022-12-09 | 2022-12-09 |  | IEC/SC 65E | C00112 |  | 0112/2///61987#ABV501 | https://cdd.iec.ch/CDD/IEC61987/iec61987.nsf/Classes/0112-2---61987%23ABG207 | https://cdd.iec.ch/cdd/iec61987/iec61987.nsf/PropertiesAllVersions/0112-2---61987%23ABB631,https://cdd.iec.ch/cdd/iec61987/iec61987.nsf/PropertiesAllVersions/0112-2---61987%23ABV163,https://cdd.iec.ch/cdd/iec61987/iec61987.nsf/PropertiesAllVersions/0112-2---61987%23ABC965 | 0112-2---61987#ABB631,0112-2---61987#ABV163,0112-2---61987#ABC965
0112/2///61987#ABG402 | 001 | 01 | 0112/2///61987#ABG402#001 | Mechanical and electrical construction [ultrasonic density transmitter] |  |  |  | properties characterizing the constructional details of the device and its parts |  |  | IEC 61987-1, 5.8 |  | ITEM_CLASS | [5 empty] | 0112/2///61987#ABF863 - Device LOP for ultrasonic density transmitter |  |  |  | Standard |  | IEC 61987 | IEC | 2018-03-28 | 2014-12-17 | 2018-03-20 | 2018-03-20 |  | SC65E – IEC 61987 | C00017 | 001-01 (2018-03-28 07:26:09 by BATCH 00000762) standard | 0112/2///61987#ABV501 | https://cdd.iec.ch/CDD/IEC61987/iec61987.nsf/Classes/0112-2---61987%23ABG402 | https://cdd.iec.ch/cdd/iec61987/iec61987.nsf/PropertiesAllVersions/0112-2---61987%23ABD114,https://cdd.iec.ch/cdd/iec61987/iec61987.nsf/PropertiesAllVersions/0112-2---61987%23ABH007,https://cdd.iec.ch/cdd/iec61987/iec61987.nsf/PropertiesAllVersions/0112-2---61987%23ABB139,https://cdd.iec.ch/cdd/iec61987/iec61987.nsf/PropertiesAllVersions/0112-2---61987%23ABC862,https://cdd.iec.ch/cdd/iec61987/iec61987.nsf/PropertiesAllVersions/0112-2---61987%23ABC789 | 0112-2---61987#ABC862,0112-2---61987#ABC789,0112-2---61987#ABD114,0112-2---61987#ABH007,0112-2---61987#ABB139
0112/2///61987#ABE617 | 001 | 01 | 0112/2///61987#ABE617#001 | Structural design [I/P converter] |  |  |  | properties characterizing the constructional details of a device |  |  |  |  | ITEM_CLASS | [5 empty] | 0112/2///61987#ABE616 - Mechanical and electrical construction [I/P converter] |  |  |  | Standard |  | IEC 61987 | IEC | 2018-03-28 | 2014-07-25 | 2016-05-02 | 2016-05-02 |  | SC65E – IEC 61987 | C00016 | 001-01 (2018-03-28 07:26:03 by BATCH 00000762) standard | 0112/2///61987#ABV501 | https://cdd.iec.ch/CDD/IEC61987/iec61987.nsf/Classes/0112-2---61987%23ABE617 | https://cdd.iec.ch/cdd/iec61987/iec61987.nsf/PropertiesAllVersions/0112-2---61987%23ABE556,https://cdd.iec.ch/cdd/iec61987/iec61987.nsf/PropertiesAllVersions/0112-2---61987%23ABA177,https://cdd.iec.ch/cdd/iec61987/iec61987.nsf/PropertiesAllVersions/0112-2---61987%23ABE296,https://cdd.iec.ch/cdd/iec61987/iec61987.nsf/PropertiesAllVersions/0112-2---61987%23ABB503,https://cdd.iec.ch/cdd/iec61987/iec61987.nsf/PropertiesAllVersions/0112-2---61987%23ABE092,https://cdd.iec.ch/cdd/iec61987/iec61987.nsf/PropertiesAllVersions/0112-2---61987%23ABB970,https://cdd.iec.ch/cdd/iec61987/iec61987.nsf/PropertiesAllVersions/0112-2---61987%23ABE094 | 0112-2---61987#ABE092,0112-2---61987#ABB970,0112-2---61987#ABE094,0112-2---61987#ABE556,0112-2---61987#ABA177,0112-2---61987#ABE296,0112-2---61987#ABB503
0112/2///61987#ABG342 | 001 | 01 | 0112/2///61987#ABG342#001 | Process design ratings [14] |  |  |  | properties characterizing the process conditions for which the device is designed |  |  |  |  | ITEM_CLASS | [5 empty] | 0112/2///61987#ABV235 - Rated operating conditions [25] |  |  |  | Standard |  | IEC 61987 | IEC | 2018-03-28 | 2014-12-17 | 2016-05-24 | 2016-05-24 |  | SC65E – IEC 61987 | C00019 | 001-01 (2018-03-28 07:26:09 by BATCH 00000762) standard | 0112/2///61987#ABV501 | https://cdd.iec.ch/CDD/IEC61987/iec61987.nsf/Classes/0112-2---61987%23ABG342 | https://cdd.iec.ch/cdd/iec61987/iec61987.nsf/PropertiesAllVersions/0112-2---61987%23ABG908,https://cdd.iec.ch/cdd/iec61987/iec61987.nsf/PropertiesAllVersions/0112-2---61987%23ABG909,https://cdd.iec.ch/cdd/iec61987/iec61987.nsf/PropertiesAllVersions/0112-2---61987%23ABC938 | 0112-2---61987#ABG908,0112-2---61987#ABG909,0112-2---61987#ABC938
0112/2///61987#ABE766 | 001 | 01 | 0112/2///61987#ABE766#001 | Device LOP for thermowell extension |  |  |  | list of properties characterizing a thermowell extension |  |  |  |  | ITEM_CLASS | [5 empty] | 0112/2///61987#ABE664 - Thermowell extension |  |  |  | Standard |  | IEC 61987 | IEC | 2018-03-28 | 2014-12-17 | 2016-05-24 | 2016-05-24 |  | SC65E – IEC 61987 | C00019 | 001-01 (2018-03-28 07:26:04 by BATCH 00000762) standard | 0112/2///61987#ABV504 | https://cdd.iec.ch/CDD/IEC61987/iec61987.nsf/Classes/0112-2---61987%23ABE766 | https://cdd.iec.ch/cdd/iec61987/iec61987.nsf/PropertiesAllVersions/0112-2---61987%23ABC899,https://cdd.iec.ch/cdd/iec61987/iec61987.nsf/PropertiesAllVersions/0112-2---61987%23ABC730,https://cdd.iec.ch/cdd/iec61987/iec61987.nsf/PropertiesAllVersions/0112-2---61987%23ABV215,https://cdd.iec.ch/cdd/iec61987/iec61987.nsf/PropertiesAllVersions/0112-2---61987%23ABG953,https://cdd.iec.ch/cdd/iec61987/iec61987.nsf/PropertiesAllVersions/0112-2---61987%23ABC786,https://cdd.iec.ch/cdd/iec61987/iec61987.nsf/PropertiesAllVersions/0112-2---61987%23ABC795,https://cdd.iec.ch/cdd/iec61987/iec61987.nsf/PropertiesAllVersions/0112-2---61987%23ABA293,https://cdd.iec.ch/cdd/iec61987/iec61987.nsf/PropertiesAllVersions/0112-2---61987%23ABC710 | 0112-2---61987#ABA293,0112-2---61987#ABC710,0112-2---61987#ABC899,0112-2---61987#ABC730,0112-2---61987#ABV215,0112-2---61987#ABG953,0112-2---61987#ABC786,0112-2---61987#ABC795
0112/2///61987#ABC547 | 002 | 01 | 0112/2///61987#ABC547#002 | Process equipment [pressure] |  |  |  | properties characterizing the equipment where a device for pressure measurement is deployed |  |  |  |  | ITEM_CLASS | [5 empty] | 0112/2///61987#ABA026 - Operating LOP for pressure measuring equipment |  |  |  | Standard |  |  |  | 2018-03-28 | 2013-09-27 | 2016-05-24 | 2016-05-24 |  | SC65E – IEC 61987 | C00004 |  | 0112/2///61987#ABV501 | https://cdd.iec.ch/CDD/IEC61987/iec61987.nsf/Classes/0112-2---61987%23ABC547 | https://cdd.iec.ch/cdd/iec61987/iec61987.nsf/PropertiesAllVersions/0112-2---61987%23ABC896,https://cdd.iec.ch/cdd/iec61987/iec61987.nsf/PropertiesAllVersions/0112-2---61987%23ABC955 | 0112-2---61987#ABC896,0112-2---61987#ABC955
0112/2///61987#ABC631 | 002 | 01 | 0112/2///61987#ABC631#002 | Structural design of a remote seal [2] |  |  |  | properties characterizing the constructional details of a remote seal |  |  |  |  | ITEM_CLASS | [5 empty] | 0112/2///61987#ABC623 - Structural design [remote seal] |  |  |  | Standard |  |  |  | 2018-03-28 | 2013-09-27 | 2016-05-24 | 2016-05-24 |  | SC65E – IEC 61987 | C00004 |  | 0112/2///61987#ABV501 | https://cdd.iec.ch/CDD/IEC61987/iec61987.nsf/Classes/0112-2---61987%23ABC631 | https://cdd.iec.ch/cdd/iec61987/iec61987.nsf/PropertiesAllVersions/0112-2---61987%23ABA636,https://cdd.iec.ch/cdd/iec61987/iec61987.nsf/PropertiesAllVersions/0112-2---61987%23ABB031,https://cdd.iec.ch/cdd/iec61987/iec61987.nsf/PropertiesAllVersions/0112-2---61987%23ABB029,https://cdd.iec.ch/cdd/iec61987/iec61987.nsf/PropertiesAllVersions/0112-2---61987%23ABB030,https://cdd.iec.ch/cdd/iec61987/iec61987.nsf/PropertiesAllVersions/0112-2---61987%23ABB102,https://cdd.iec.ch/cdd/iec61987/iec61987.nsf/PropertiesAllVersions/0112-2---61987%23ABU453,https://cdd.iec.ch/cdd/iec61987/iec61987.nsf/PropertiesAllVersions/0112-2---61987%23ABC783,https://cdd.iec.ch/cdd/iec61987/iec61987.nsf/PropertiesAllVersions/0112-2---61987%23ABC826,https://cdd.iec.ch/cdd/iec61987/iec61987.nsf/PropertiesAllVersions/0112-2---61987%23ABD203,https://cdd.iec.ch/cdd/iec61987/iec61987.nsf/PropertiesAllVersions/0112-2---61987%23ABC978,https://cdd.iec.ch/cdd/iec61987/iec61987.nsf/PropertiesAllVersions/0112-2---61987%23ABC977,https://cdd.iec.ch/cdd/iec61987/iec61987.nsf/PropertiesAllVersions/0112-2---61987%23ABD011,https://cdd.iec.ch/cdd/iec61987/iec61987.nsf/PropertiesAllVersions/0112-2---61987%23ABB040,https://cdd.iec.ch/cdd/iec61987/iec61987.nsf/PropertiesAllVersions/0112-2---61987%23ABB074,https://cdd.iec.ch/cdd/iec61987/iec61987.nsf/PropertiesAllVersions/0112-2---61987%23ABB949,https://cdd.iec.ch/cdd/iec61987/iec61987.nsf/PropertiesAllVersions/0112-2---61987%23ABB136,https://cdd.iec.ch/cdd/iec61987/iec61987.nsf/PropertiesAllVersions/0112-2---61987%23ABB521,https://cdd.iec.ch/cdd/iec61987/iec61987.nsf/PropertiesAllVersions/0112-2---61987%23ABA147,https://cdd.iec.ch/cdd/iec61987/iec61987.nsf/PropertiesAllVersions/0112-2---61987%23ABA633,https://cdd.iec.ch/cdd/iec61987/iec61987.nsf/PropertiesAllVersions/0112-2---61987%23ABC917,https://cdd.iec.ch/cdd/iec61987/iec61987.nsf/PropertiesAllVersions/0112-2---61987%23ABC828,https://cdd.iec.ch/cdd/iec61987/iec61987.nsf/PropertiesAllVersions/0112-2---61987%23ABC784 | 0112-2---61987#ABB029,0112-2---61987#ABC783,0112-2---61987#ABD011,0112-2---61987#ABB040,0112-2---61987#ABB074,0112-2---61987#ABB949,0112-2---61987#ABA633,0112-2---61987#ABA636,0112-2---61987#ABC978,0112-2---61987#ABB136,0112-2---61987#ABB521,0112-2---61987#ABA147,0112-2---61987#ABC917,0112-2---61987#ABC784,0112-2---61987#ABD203,0112-2---61987#ABC977,0112-2---61987#ABB031,0112-2---61987#ABB030,0112-2---61987#ABB102,0112-2---61987#ABU453,0112-2---61987#ABC826,0112-2---61987#ABC828
0112/2///61987#ABP014 | 001 | 01 | 0112/2///61987#ABP014#001 | Analog current input [I/O module] |  |  |  | properties characterizing a current input for an I/O module |  |  |  |  | ITEM_CLASS | [5 empty] | 0112/2///61987#ABP044 - Input [I/O module] |  |  | false | Standard |  | IEC 61987 | IEC | 2023-01-23 | 2023-01-23 | 2023-01-23 | 2023-01-23 |  | IEC/SC 65E | C00128 | 001-01 (2023-01-23 14:53:33 by BATCH 00000807) standard | 0112/2///61987#ABV501 | https://cdd.iec.ch/CDD/IEC61987/iec61987.nsf/Classes/0112-2---61987%23ABP014 | https://cdd.iec.ch/cdd/iec61987/iec61987.nsf/PropertiesAllVersions/0112-2---61987%23ABP219 | 0112-2---61987#ABP219
0112/2///61987#ABO008 | 001 | 01 | 0112/2///61987#ABO008#001 | Frequency-to-frequency converter |  |  |  | electrical signal converter that converts a frequency input signal to a frequency output signal |  |  |  |  | ITEM_CLASS |  |  |  |  | 0112/2///61987#ABP285 - reference to Operating LOP for infrastructure devices |  |  |  | true | Standard |  | IEC 61987-31 | IEC | 2022-10-26 | 2022-10-26 | 2022-10-26 | 2022-10-26 |  | IEC/SC 65E | C00127 | 001-01 (2022-10-26 07:15:16 by BATCH 00000802) standard | 0112/2///61987#ABO003 | https://cdd.iec.ch/CDD/IEC61987/iec61987.nsf/Classes/0112-2---61987%23ABO008
0112/2///61987#ABC530 | 001 | 02 | 0112/2///61987#ABC530#001 | Pressure taps of a flow nozzle |  |  |  | properties characterizing the pressure taps of a flow nozzle |  |  |  |  | ITEM_CLASS | [5 empty] | 0112/2///61987#ABC244 - Flow nozzle |  |  |  | Standard |  |  |  | 2018-03-28 | 2013-08-27 | 2013-08-27 | 2014-06-18 |  | SC65E – IEC 61987 | C00004 |  | 0112/2///61987#ABV501 | https://cdd.iec.ch/CDD/IEC61987/iec61987.nsf/Classes/0112-2---61987%23ABC530 | https://cdd.iec.ch/cdd/iec61987/iec61987.nsf/PropertiesAllVersions/0112-2---61987%23ABB530,https://cdd.iec.ch/cdd/iec61987/iec61987.nsf/PropertiesAllVersions/0112-2---61987%23ABB538,https://cdd.iec.ch/cdd/iec61987/iec61987.nsf/PropertiesAllVersions/0112-2---61987%23ABB539,https://cdd.iec.ch/cdd/iec61987/iec61987.nsf/PropertiesAllVersions/0112-2---61987%23ABB529,https://cdd.iec.ch/cdd/iec61987/iec61987.nsf/PropertiesAllVersions/0112-2---61987%23ABB528,https://cdd.iec.ch/cdd/iec61987/iec61987.nsf/PropertiesAllVersions/0112-2---61987%23ABB134,https://cdd.iec.ch/cdd/iec61987/iec61987.nsf/PropertiesAllVersions/0112-2---61987%23ABB409 | 0112-2---61987#ABB539,0112-2---61987#ABB529,0112-2---61987#ABB528,0112-2---61987#ABB134,0112-2---61987#ABB409,0112-2---61987#ABB530,0112-2---61987#ABB538
0112/2///61987#ABC253 | 002 | 01 | 0112/2///61987#ABC253#002 | Frequency output [4] |  |  |  | properties characterizing the parameters of the frequency output |  | 8 ABC253.8 |  |  | ITEM_CLASS | [5 empty] | 0112/2///61987#ABC670 - Type of output [7] |  |  |  | Standard |  |  |  | 2018-03-28 | 2013-08-27 | 2016-05-24 | 2016-05-24 |  | SC65E – IEC 61987 | C00004 |  | 0112/2///61987#ABV501 | https://cdd.iec.ch/CDD/IEC61987/iec61987.nsf/Classes/0112-2---61987%23ABC253 | https://cdd.iec.ch/cdd/iec61987/iec61987.nsf/PropertiesAllVersions/0112-2---61987%23ABU424,https://cdd.iec.ch/cdd/iec61987/iec61987.nsf/PropertiesAllVersions/0112-2---61987%23ABD185 | 0112-2---61987#ABU424,0112-2---61987#ABD185
0112/2///61987#ABC645 | 002 | 01 | 0112/2///61987#ABC645#002 | Structural design of the primary element of a differential pressure flow transmitter |  |  |  | properties characterizing the constructional details of a pressure-type flow transmitter that measures the differential pressure across a primary element in order to measure flow |  |  |  |  | ITEM_CLASS | [5 empty] | 0112/2///61987#ABC608 - Structural design [orifice/differential pressure flow transmitter] |  |  |  | Standard |  |  |  | 2018-03-28 | 2013-08-27 | 2016-05-24 | 2016-05-24 |  | SC65E – IEC 61987 | C00004 |  | 0112/2///61987#ABV501 | https://cdd.iec.ch/CDD/IEC61987/iec61987.nsf/Classes/0112-2---61987%23ABC645 | https://cdd.iec.ch/cdd/iec61987/iec61987.nsf/PropertiesAllVersions/0112-2---61987%23ABB133,https://cdd.iec.ch/cdd/iec61987/iec61987.nsf/PropertiesAllVersions/0112-2---61987%23ABE331,https://cdd.iec.ch/cdd/iec61987/iec61987.nsf/PropertiesAllVersions/0112-2---61987%23ABH431,https://cdd.iec.ch/cdd/iec61987/iec61987.nsf/PropertiesAllVersions/0112-2---61987%23ABD093,https://cdd.iec.ch/cdd/iec61987/iec61987.nsf/PropertiesAllVersions/0112-2---61987%23ABC874,https://cdd.iec.ch/cdd/iec61987/iec61987.nsf/PropertiesAllVersions/0112-2---61987%23ABD075,https://cdd.iec.ch/cdd/iec61987/iec61987.nsf/PropertiesAllVersions/0112-2---61987%23ABB917,https://cdd.iec.ch/cdd/iec61987/iec61987.nsf/PropertiesAllVersions/0112-2---61987%23ABC900 | 0112-2---61987#ABC900,0112-2---61987#ABB133,0112-2---61987#ABE331,0112-2---61987#ABH431,0112-2---61987#ABD093,0112-2---61987#ABC874,0112-2---61987#ABD075,0112-2---61987#ABB917
0112/2///61987#ABF360 | 001 | 01 | 0112/2///61987#ABF360#001 | Displacer |  |  |  | properties characterizing the displacer |  |  |  |  | ITEM_CLASS | [5 empty] | 0112/2///61987#ABF342 - Structural design of a displacer lever transmitter/switch0112/2///61987#ABF631 - Structural design of a buoyancy density transmitter |  |  |  | Standard |  | IEC 61987 | IEC | 2018-03-28 | 2018-03-28 | 2018-03-28 | 2018-03-28 |  | SC65E – IEC 61987 | C00018 | 001-01 (2018-03-28 07:26:05 by BATCH 00000762) standard | 0112/2///61987#ABV501 | https://cdd.iec.ch/CDD/IEC61987/iec61987.nsf/Classes/0112-2---61987%23ABF360 | https://cdd.iec.ch/cdd/iec61987/iec61987.nsf/PropertiesAllVersions/0112-2---61987%23ABF430,https://cdd.iec.ch/cdd/iec61987/iec61987.nsf/PropertiesAllVersions/0112-2---61987%23ABF373,https://cdd.iec.ch/cdd/iec61987/iec61987.nsf/PropertiesAllVersions/0112-2---61987%23ABB932,https://cdd.iec.ch/cdd/iec61987/iec61987.nsf/PropertiesAllVersions/0112-2---61987%23ABA640,https://cdd.iec.ch/cdd/iec61987/iec61987.nsf/PropertiesAllVersions/0112-2---61987%23ABA553,https://cdd.iec.ch/cdd/iec61987/iec61987.nsf/PropertiesAllVersions/0112-2---61987%23ABF031,https://cdd.iec.ch/cdd/iec61987/iec61987.nsf/PropertiesAllVersions/0112-2---61987%23ABB319,https://cdd.iec.ch/cdd/iec61987/iec61987.nsf/PropertiesAllVersions/0112-2---61987%23ABB297,https://cdd.iec.ch/cdd/iec61987/iec61987.nsf/PropertiesAllVersions/0112-2---61987%23ABA591,https://cdd.iec.ch/cdd/iec61987/iec61987.nsf/PropertiesAllVersions/0112-2---61987%23ABB893,https://cdd.iec.ch/cdd/iec61987/iec61987.nsf/PropertiesAllVersions/0112-2---61987%23ABF034,https://cdd.iec.ch/cdd/iec61987/iec61987.nsf/PropertiesAllVersions/0112-2---61987%23ABF791,https://cdd.iec.ch/cdd/iec61987/iec61987.nsf/PropertiesAllVersions/0112-2---61987%23ABF792,https://cdd.iec.ch/cdd/iec61987/iec61987.nsf/PropertiesAllVersions/0112-2---61987%23ABF361,https://cdd.iec.ch/cdd/iec61987/iec61987.nsf/PropertiesAllVersions/0112-2---61987%23ABF362,https://cdd.iec.ch/cdd/iec61987/iec61987.nsf/PropertiesAllVersions/0112-2---61987%23ABF788,https://cdd.iec.ch/cdd/iec61987/iec61987.nsf/PropertiesAllVersions/0112-2---61987%23ABF789,https://cdd.iec.ch/cdd/iec61987/iec61987.nsf/PropertiesAllVersions/0112-2---61987%23ABF790 | 0112-2---61987#ABB932,0112-2---61987#ABB297,0112-2---61987#ABF789,0112-2---61987#ABA640,0112-2---61987#ABA553,0112-2---61987#ABA591,0112-2---61987#ABF034,0112-2---61987#ABF792,0112-2---61987#ABF361,0112-2---61987#ABF790,0112-2---61987#ABF791,0112-2---61987#ABF430,0112-2---61987#ABF373,0112-2---61987#ABF031,0112-2---61987#ABB319,0112-2---61987#ABB893,0112-2---61987#ABF362,0112-2---61987#ABF788
0112/2///61987#ABE315 | 002 | 01 | 0112/2///61987#ABE315#002 | Device LOP for eccentric plug valve |  |  |  | list of properties characterizing an eccentric plug valve |  |  |  |  | ITEM_CLASS | [5 empty] | 0112/2///61987#ABD348 - Eccentric plug valve |  |  |  | Standard |  | IEC 61987 | IEC | 2022-09-08 | 2017-12-07 | 2022-09-08 | 2022-09-08 |  | IEC/SC 65E | C00121 |  | 0112/2///61987#ABV504 | https://cdd.iec.ch/CDD/IEC61987/iec61987.nsf/Classes/0112-2---61987%23ABE315 | https://cdd.iec.ch/cdd/iec61987/iec61987.nsf/PropertiesAllVersions/0112-2---61987%23ABC899,https://cdd.iec.ch/cdd/iec61987/iec61987.nsf/PropertiesAllVersions/0112-2---61987%23ABC730,https://cdd.iec.ch/cdd/iec61987/iec61987.nsf/PropertiesAllVersions/0112-2---61987%23ABE223,https://cdd.iec.ch/cdd/iec61987/iec61987.nsf/PropertiesAllVersions/0112-2---61987%23ABU551,https://cdd.iec.ch/cdd/iec61987/iec61987.nsf/PropertiesAllVersions/0112-2---61987%23ABE229,https://cdd.iec.ch/cdd/iec61987/iec61987.nsf/PropertiesAllVersions/0112-2---61987%23ABE256,https://cdd.iec.ch/cdd/iec61987/iec61987.nsf/PropertiesAllVersions/0112-2---61987%23ABE193,https://cdd.iec.ch/cdd/iec61987/iec61987.nsf/PropertiesAllVersions/0112-2---61987%23ABE073,https://cdd.iec.ch/cdd/iec61987/iec61987.nsf/PropertiesAllVersions/0112-2---61987%23ABC795,https://cdd.iec.ch/cdd/iec61987/iec61987.nsf/PropertiesAllVersions/0112-2---61987%23ABA293,https://cdd.iec.ch/cdd/iec61987/iec61987.nsf/PropertiesAllVersions/0112-2---61987%23ABC710 | 0112-2---61987#ABC730,0112-2---61987#ABE223,0112-2---61987#ABC795,0112-2---61987#ABC710,0112-2---61987#ABA293,0112-2---61987#ABC899,0112-2---61987#ABU551,0112-2---61987#ABE229,0112-2---61987#ABE256,0112-2---61987#ABE193,0112-2---61987#ABE073
0112/2///61987#ABA379 | 001 | 01 | 0112/2///61987#ABA379#001 | Identifier of business partner |  |  |  | properties characterizing the identification of a business partner |  |  |  |  | ITEM_CLASS | [5 empty] | 0112/2///61987#ABA372 - Business partner |  |  |  | Standard |  |  |  | 2019-03-08 | 2017-12-07 | 2019-03-08 | 2019-03-08 |  | SC65E – IEC 61987 | C00018 | 001-01 (2019-03-08 15:35:11 by BATCH 00000766) standard | 0112/2///61987#ABV501 | https://cdd.iec.ch/CDD/IEC61987/iec61987.nsf/Classes/0112-2---61987%23ABA379 | https://cdd.iec.ch/cdd/iec61987/iec61987.nsf/PropertiesAllVersions/0112-2---61987%23ABA229,https://cdd.iec.ch/cdd/iec61987/iec61987.nsf/PropertiesAllVersions/0112-2---61987%23ABA242 | 0112-2---61987#ABA229,0112-2---61987#ABA242
0112/2///61987#ABC134 | 003 | 01 | 0112/2///61987#ABC134#003 | Auxiliary input [9] |  |  |  | properties characterizing a device auxiliary input that acquires values from external instrumentation |  |  |  |  | ITEM_CLASS | [5 empty] | 0112/2///61987#ABC299 - Input [10] |  |  | false | Standard |  | IEC 61987 | IEC | 2022-12-09 | 2017-12-07 | 2022-12-09 | 2022-12-09 |  | IEC/SC 65E | C00112 |  | 0112/2///61987#ABV501 | https://cdd.iec.ch/CDD/IEC61987/iec61987.nsf/Classes/0112-2---61987%23ABC134 | https://cdd.iec.ch/cdd/iec61987/iec61987.nsf/PropertiesAllVersions/0112-2---61987%23ABB271,https://cdd.iec.ch/cdd/iec61987/iec61987.nsf/PropertiesAllVersions/0112-2---61987%23ABA577,https://cdd.iec.ch/cdd/iec61987/iec61987.nsf/PropertiesAllVersions/0112-2---61987%23ABB095,https://cdd.iec.ch/cdd/iec61987/iec61987.nsf/PropertiesAllVersions/0112-2---61987%23ABA342,https://cdd.iec.ch/cdd/iec61987/iec61987.nsf/PropertiesAllVersions/0112-2---61987%23ABU382 | 0112-2---61987#ABB271,0112-2---61987#ABA577,0112-2---61987#ABB095,0112-2---61987#ABA342,0112-2---61987#ABU382
0112/2///61987#ABE718 | 001 | 01 | 0112/2///61987#ABE718#001 | Certificates and approvals [4] |  |  |  | properties characterizing the certificates and approvals provided with the device |  |  |  |  | ITEM_CLASS | [5 empty] | 0112/2///61987#ABE630 - Device LOP for limit switch0112/2///61987#ABV520 - Device LOP for position transmitter |  |  |  | Standard |  |  |  | 2018-03-28 | 2014-09-15 | 2018-03-20 | 2018-03-20 |  | SC65E – IEC 61987 | C000016 | 001-01 (2018-03-28 07:26:04 by BATCH 00000762) standard | 0112/2///61987#ABV501 | https://cdd.iec.ch/CDD/IEC61987/iec61987.nsf/Classes/0112-2---61987%23ABE718 | https://cdd.iec.ch/cdd/iec61987/iec61987.nsf/PropertiesAllVersions/0112-2---61987%23ABA226,https://cdd.iec.ch/cdd/iec61987/iec61987.nsf/PropertiesAllVersions/0112-2---61987%23ABC731,https://cdd.iec.ch/cdd/iec61987/iec61987.nsf/PropertiesAllVersions/0112-2---61987%23ABA230,https://cdd.iec.ch/cdd/iec61987/iec61987.nsf/PropertiesAllVersions/0112-2---61987%23ABC895,https://cdd.iec.ch/cdd/iec61987/iec61987.nsf/PropertiesAllVersions/0112-2---61987%23ABC888,https://cdd.iec.ch/cdd/iec61987/iec61987.nsf/PropertiesAllVersions/0112-2---61987%23ABH489,https://cdd.iec.ch/cdd/iec61987/iec61987.nsf/PropertiesAllVersions/0112-2---61987%23ABE723,https://cdd.iec.ch/cdd/iec61987/iec61987.nsf/PropertiesAllVersions/0112-2---61987%23ABA258,https://cdd.iec.ch/cdd/iec61987/iec61987.nsf/PropertiesAllVersions/0112-2---61987%23ABD226,https://cdd.iec.ch/cdd/iec61987/iec61987.nsf/PropertiesAllVersions/0112-2---61987%23ABD186,https://cdd.iec.ch/cdd/iec61987/iec61987.nsf/PropertiesAllVersions/0112-2---61987%23ABA282,https://cdd.iec.ch/cdd/iec61987/iec61987.nsf/PropertiesAllVersions/0112-2---61987%23ABC871,https://cdd.iec.ch/cdd/iec61987/iec61987.nsf/PropertiesAllVersions/0112-2---61987%23ABC782,https://cdd.iec.ch/cdd/iec61987/iec61987.nsf/PropertiesAllVersions/0112-2---61987%23ABA288,https://cdd.iec.ch/cdd/iec61987/iec61987.nsf/PropertiesAllVersions/0112-2---61987%23ABD096 | 0112-2---61987#ABA230,0112-2---61987#ABE723,0112-2---61987#ABC871,0112-2---61987#ABA288,0112-2---61987#ABC731,0112-2---61987#ABH489,0112-2---61987#ABA226,0112-2---61987#ABC895,0112-2---61987#ABA258,0112-2---61987#ABD226,0112-2---61987#ABC782,0112-2---61987#ABD096,0112-2---61987#ABC888,0112-2---61987#ABD186,0112-2---61987#ABA282
0112/2///61987#ABH842 | 002 | 01 | 0112/2///61987#ABH842#002 | Diagnostic status | DIAGNOSIS_MASK |  |  | properties characterizing NE107 diagnostic function states |  |  |  |  | ITEM_CLASS | [5 empty] | 0112/2///61987#ABH841 - Device (resource) block |  |  |  | Standard |  |  |  | 2019-03-08 | 2017-12-07 | 2019-03-08 | 2019-03-08 |  | SC65E – IEC 61987 | C00018 |  | 0112/2///61987#ABV501 | https://cdd.iec.ch/CDD/IEC61987/iec61987.nsf/Classes/0112-2---61987%23ABH842 | https://cdd.iec.ch/cdd/iec61987/iec61987.nsf/PropertiesAllVersions/0112-2---61987%23ABH925,https://cdd.iec.ch/cdd/iec61987/iec61987.nsf/PropertiesAllVersions/0112-2---61987%23ABH926,https://cdd.iec.ch/cdd/iec61987/iec61987.nsf/PropertiesAllVersions/0112-2---61987%23ABH927,https://cdd.iec.ch/cdd/iec61987/iec61987.nsf/PropertiesAllVersions/0112-2---61987%23ABH928 | 0112-2---61987#ABH925,0112-2---61987#ABH926,0112-2---61987#ABH927,0112-2---61987#ABH928
0112/2///61987#ABD920 | 001 | 02 | 0112/2///61987#ABD920#001 | Material of steam jacket |  |  |  | properties characterizing the material of which the steam jacket is made |  |  |  |  | ITEM_CLASS | [5 empty] | 0112/2///61987#ABE013 - Steam jacket |  |  |  | Standard |  |  |  | 2018-03-28 | 2013-09-02 | 2013-09-02 | 2014-06-18 |  | SC65E – IEC 61987 | C00009 |  | 0112/2///61987#ABV501 | https://cdd.iec.ch/CDD/IEC61987/iec61987.nsf/Classes/0112-2---61987%23ABD920 | https://cdd.iec.ch/cdd/iec61987/iec61987.nsf/PropertiesAllVersions/0112-2---61987%23ABB455,https://cdd.iec.ch/cdd/iec61987/iec61987.nsf/PropertiesAllVersions/0112-2---61987%23ABI460,https://cdd.iec.ch/cdd/iec61987/iec61987.nsf/PropertiesAllVersions/0112-2---61987%23ABA908,https://cdd.iec.ch/cdd/iec61987/iec61987.nsf/PropertiesAllVersions/0112-2---61987%23ABA907 | 0112-2---61987#ABB455,0112-2---61987#ABI460,0112-2---61987#ABA908,0112-2---61987#ABA907
0112/2///61987#ABG419 | 001 | 01 | 0112/2///61987#ABG419#001 | Structural design [servo level transmitter ] |  |  |  | properties characterizing the constructional details of a device |  |  |  |  | ITEM_CLASS | [5 empty] | 0112/2///61987#ABG374 - Mechanical and electrical construction [servo level transmitter ] |  |  |  | Standard |  | IEC 61987 | IEC | 2018-03-28 | 2014-12-17 | 2018-03-20 | 2018-03-20 |  | SC65E – IEC 61987 | C00018 | 001-01 (2018-03-28 07:26:09 by BATCH 00000762) standard | 0112/2///61987#ABV501 | https://cdd.iec.ch/CDD/IEC61987/iec61987.nsf/Classes/0112-2---61987%23ABG419 | https://cdd.iec.ch/cdd/iec61987/iec61987.nsf/PropertiesAllVersions/0112-2---61987%23ABF808,https://cdd.iec.ch/cdd/iec61987/iec61987.nsf/PropertiesAllVersions/0112-2---61987%23ABF699,https://cdd.iec.ch/cdd/iec61987/iec61987.nsf/PropertiesAllVersions/0112-2---61987%23ABF374,https://cdd.iec.ch/cdd/iec61987/iec61987.nsf/PropertiesAllVersions/0112-2---61987%23ABF796,https://cdd.iec.ch/cdd/iec61987/iec61987.nsf/PropertiesAllVersions/0112-2---61987%23ABF761,https://cdd.iec.ch/cdd/iec61987/iec61987.nsf/PropertiesAllVersions/0112-2---61987%23ABF434,https://cdd.iec.ch/cdd/iec61987/iec61987.nsf/PropertiesAllVersions/0112-2---61987%23ABF762,https://cdd.iec.ch/cdd/iec61987/iec61987.nsf/PropertiesAllVersions/0112-2---61987%23ABD284 | 0112-2---61987#ABF374,0112-2---61987#ABF796,0112-2---61987#ABF761,0112-2---61987#ABF434,0112-2---61987#ABF762,0112-2---61987#ABD284,0112-2---61987#ABF808,0112-2---61987#ABF699
0112/2///61987#ABA874 | 002 | 01 | 0112/2///61987#ABA874#002 | Proximity probe |  |  |  | sensing element that senses proximity |  |  |  |  | ITEM_CLASS | [9 empty] | Standard |  |  |  | 2018-03-28 | 2013-08-27 | 2016-05-24 | 2016-05-24 |  | SC65E – IEC 61987 | C00004 |  | 0112/2///61987#ABA870 | https://cdd.iec.ch/CDD/IEC61987/iec61987.nsf/Classes/0112-2---61987%23ABA874
0112/2///61987#ABO034 | 001 | 01 | 0112/2///61987#ABO034#001 | Temperature input module |  |  |  | input module that provides a temperature signal to another device | A temperature input module normally allows the connection of signals from thermocouples (TC) or resistance sensors (RTD) and provides the algorithms used to convert the raw signals into a temperature. |  |  |  | ITEM_CLASS |  |  |  |  | 0112/2///61987#ABP230 - reference to Device LOP for I/O modules0112/2///61987#ABP285 - reference to Operating LOP for infrastructure devices |  |  |  | true | Standard |  | IEC 61987-31 | IEC | 2022-10-26 | 2022-10-26 | 2022-10-26 | 2022-10-26 |  | IEC/SC 65E | C00127 | 001-01 (2022-10-26 07:15:16 by BATCH 00000802) standard | 0112/2///61987#ABO029 | https://cdd.iec.ch/CDD/IEC61987/iec61987.nsf/Classes/0112-2---61987%23ABO034
0112/2///61987#ABA025 | 002 | 01 | 0112/2///61987#ABA025#002 | Device LOP for remote/separate transmitter |  |  |  | list of properties characterizing a remote or separate transmitter |  |  |  |  | ITEM_CLASS | [5 empty] | 0112/2///61987#ABA882 - Separate flow transmitter |  |  |  | Standard |  |  |  | 2018-03-28 | 2013-09-27 | 2016-05-24 | 2016-05-24 |  | SC65E – IEC 61987 | C00004 |  | 0112/2///61987#ABV504 | https://cdd.iec.ch/CDD/IEC61987/iec61987.nsf/Classes/0112-2---61987%23ABA025 | https://cdd.iec.ch/cdd/iec61987/iec61987.nsf/PropertiesAllVersions/0112-2---61987%23ABC899,https://cdd.iec.ch/cdd/iec61987/iec61987.nsf/PropertiesAllVersions/0112-2---61987%23ABC730,https://cdd.iec.ch/cdd/iec61987/iec61987.nsf/PropertiesAllVersions/0112-2---61987%23ABC885,https://cdd.iec.ch/cdd/iec61987/iec61987.nsf/PropertiesAllVersions/0112-2---61987%23ABC928,https://cdd.iec.ch/cdd/iec61987/iec61987.nsf/PropertiesAllVersions/0112-2---61987%23ABB206,https://cdd.iec.ch/cdd/iec61987/iec61987.nsf/PropertiesAllVersions/0112-2---61987%23ABD110,https://cdd.iec.ch/cdd/iec61987/iec61987.nsf/PropertiesAllVersions/0112-2---61987%23ABC830,https://cdd.iec.ch/cdd/iec61987/iec61987.nsf/PropertiesAllVersions/0112-2---61987%23ABD125,https://cdd.iec.ch/cdd/iec61987/iec61987.nsf/PropertiesAllVersions/0112-2---61987%23ABD188,https://cdd.iec.ch/cdd/iec61987/iec61987.nsf/PropertiesAllVersions/0112-2---61987%23ABD067,https://cdd.iec.ch/cdd/iec61987/iec61987.nsf/PropertiesAllVersions/0112-2---61987%23ABD088,https://cdd.iec.ch/cdd/iec61987/iec61987.nsf/PropertiesAllVersions/0112-2---61987%23ABD154,https://cdd.iec.ch/cdd/iec61987/iec61987.nsf/PropertiesAllVersions/0112-2---61987%23ABC786,https://cdd.iec.ch/cdd/iec61987/iec61987.nsf/PropertiesAllVersions/0112-2---61987%23ABC795,https://cdd.iec.ch/cdd/iec61987/iec61987.nsf/PropertiesAllVersions/0112-2---61987%23ABA293,https://cdd.iec.ch/cdd/iec61987/iec61987.nsf/PropertiesAllVersions/0112-2---61987%23ABC710 | 0112-2---61987#ABC885,0112-2---61987#ABD125,0112-2---61987#ABD067,0112-2---61987#ABC730,0112-2---61987#ABD154,0112-2---61987#ABA293,0112-2---61987#ABC710,0112-2---61987#ABC899,0112-2---61987#ABB206,0112-2---61987#ABC830,0112-2---61987#ABD088,0112-2---61987#ABC928,0112-2---61987#ABD188,0112-2---61987#ABC786,0112-2---61987#ABC795,0112-2---61987#ABD110
0112/2///61987#ABC239 | 005 | 01 | 0112/2///61987#ABC239#005 | External cleaning in place conditions |  |  |  | properties characterizing the external cleaning of the device |  |  |  |  | ITEM_CLASS | [5 empty] | 0112/2///61987#ABC229 - Environmental design ratings0112/2///61987#ABD511 - Environmental design ratings [1]0112/2///61987#ABD867 - Environmental design ratings [2]0112/2///61987#ABE369 - Environmental design ratings [4]0112/2///61987#ABE373 - Environmental design ratings [3]0112/2///61987#ABE587 - Environmental design ratings [5] |  |  |  | Standard |  |  |  | 2018-03-28 | 2013-08-27 | 2018-03-20 | 2018-03-20 |  | SC65E – IEC 61987 | C00004 |  | 0112/2///61987#ABV501 | https://cdd.iec.ch/CDD/IEC61987/iec61987.nsf/Classes/0112-2---61987%23ABC239 | https://cdd.iec.ch/cdd/iec61987/iec61987.nsf/PropertiesAllVersions/0112-2---61987%23ABA928,https://cdd.iec.ch/cdd/iec61987/iec61987.nsf/PropertiesAllVersions/0112-2---61987%23ABA599 | 0112-2---61987#ABA928,0112-2---61987#ABA599
0112/2///61987#ABC260 | 005 | 01 | 0112/2///61987#ABC260#005 | Further security measure |  |  |  | properties characterizing additional measures implemented to ensure the security of a device |  |  |  |  | ITEM_CLASS | [5 empty] | 0112/2///61987#ABC181 - Dependability |  |  |  | Standard |  |  |  | 2018-03-28 | 2013-08-27 | 2018-03-20 | 2018-03-20 |  | SC65E – IEC 61987 | C00018 |  | 0112/2///61987#ABV501 | https://cdd.iec.ch/CDD/IEC61987/iec61987.nsf/Classes/0112-2---61987%23ABC260 | https://cdd.iec.ch/cdd/iec61987/iec61987.nsf/PropertiesAllVersions/0112-2---61987%23ABA318,https://cdd.iec.ch/cdd/iec61987/iec61987.nsf/PropertiesAllVersions/0112-2---61987%23ABA319 | 0112-2---61987#ABA318,0112-2---61987#ABA319
0112/2///61987#ABC404 | 007 | 01 | 0112/2///61987#ABC404#007 | Material test certificate |  |  |  | properties characterizing certificates pertaining to the testing and traceability of materials used in the construction of the device |  |  |  |  | ITEM_CLASS | [5 empty] | 0112/2///61987#ABC556 - Quality certificate |  |  |  | Standard |  |  |  | 2018-03-28 | 2013-08-27 | 2018-03-20 | 2018-03-20 |  | SC65E – IEC 61987 | C0018 |  | 0112/2///61987#ABV501 | https://cdd.iec.ch/CDD/IEC61987/iec61987.nsf/Classes/0112-2---61987%23ABC404 | https://cdd.iec.ch/cdd/iec61987/iec61987.nsf/PropertiesAllVersions/0112-2---61987%23ABA275,https://cdd.iec.ch/cdd/iec61987/iec61987.nsf/PropertiesAllVersions/0112-2---61987%23ABA277,https://cdd.iec.ch/cdd/iec61987/iec61987.nsf/PropertiesAllVersions/0112-2---61987%23ABB513 | 0112-2---61987#ABA275,0112-2---61987#ABA277,0112-2---61987#ABB513
0112/2///61987#ABE817 | 001 | 01 | 0112/2///61987#ABE817#001 | Measuring range for volume |  |  |  | properties characterizing a volume measuring range |  |  |  |  | ITEM_CLASS | [5 empty] | 0112/2///61987#ABE816 - Volume measurement |  |  |  | Standard |  | IEC 61987 | IEC | 2018-03-28 | 2018-03-28 | 2018-03-28 | 2018-03-28 |  | SC65E – IEC 61987 | C00018 | 001-01 (2018-03-28 07:26:04 by BATCH 00000762) standard | 0112/2///61987#ABV501 | https://cdd.iec.ch/CDD/IEC61987/iec61987.nsf/Classes/0112-2---61987%23ABE817 | https://cdd.iec.ch/cdd/iec61987/iec61987.nsf/PropertiesAllVersions/0112-2---61987%23ABE818,https://cdd.iec.ch/cdd/iec61987/iec61987.nsf/PropertiesAllVersions/0112-2---61987%23ABE819,https://cdd.iec.ch/cdd/iec61987/iec61987.nsf/PropertiesAllVersions/0112-2---61987%23ABE905,https://cdd.iec.ch/cdd/iec61987/iec61987.nsf/PropertiesAllVersions/0112-2---61987%23ABA967 | 0112-2---61987#ABA967,0112-2---61987#ABE818,0112-2---61987#ABE819,0112-2---61987#ABE905
0112/2///61987#ABC325 | 002 | 01 | 0112/2///61987#ABC325#002 | Low pressure side line or nozzle |  |  |  | properties characterizing a side line or a nozzle and its low pressure connection for differential pressure measurement |  |  |  |  | ITEM_CLASS | [5 empty] | 0112/2///61987#ABC547 - Process equipment of pressure instruments0112/2///61987#ABC547 - Process equipment [pressure] |  |  |  | Standard |  |  |  | 2018-03-28 | 2013-09-27 | 2016-05-24 | 2016-05-24 |  | SC65E – IEC 61987 | C00004 |  | 0112/2///61987#ABV501 | https://cdd.iec.ch/CDD/IEC61987/iec61987.nsf/Classes/0112-2---61987%23ABC325 | https://cdd.iec.ch/cdd/iec61987/iec61987.nsf/PropertiesAllVersions/0112-2---61987%23ABB336,https://cdd.iec.ch/cdd/iec61987/iec61987.nsf/PropertiesAllVersions/0112-2---61987%23ABB337,https://cdd.iec.ch/cdd/iec61987/iec61987.nsf/PropertiesAllVersions/0112-2---61987%23ABB338,https://cdd.iec.ch/cdd/iec61987/iec61987.nsf/PropertiesAllVersions/0112-2---61987%23ABB339,https://cdd.iec.ch/cdd/iec61987/iec61987.nsf/PropertiesAllVersions/0112-2---61987%23ABA576,https://cdd.iec.ch/cdd/iec61987/iec61987.nsf/PropertiesAllVersions/0112-2---61987%23ABA591,https://cdd.iec.ch/cdd/iec61987/iec61987.nsf/PropertiesAllVersions/0112-2---61987%23ABB340,https://cdd.iec.ch/cdd/iec61987/iec61987.nsf/PropertiesAllVersions/0112-2---61987%23ABB341,https://cdd.iec.ch/cdd/iec61987/iec61987.nsf/PropertiesAllVersions/0112-2---61987%23ABA555,https://cdd.iec.ch/cdd/iec61987/iec61987.nsf/PropertiesAllVersions/0112-2---61987%23ABA910,https://cdd.iec.ch/cdd/iec61987/iec61987.nsf/PropertiesAllVersions/0112-2---61987%23ABA554,https://cdd.iec.ch/cdd/iec61987/iec61987.nsf/PropertiesAllVersions/0112-2---61987%23ABB343,https://cdd.iec.ch/cdd/iec61987/iec61987.nsf/PropertiesAllVersions/0112-2---61987%23ABA145,https://cdd.iec.ch/cdd/iec61987/iec61987.nsf/PropertiesAllVersions/0112-2---61987%23ABA590,https://cdd.iec.ch/cdd/iec61987/iec61987.nsf/PropertiesAllVersions/0112-2---61987%23ABB344,https://cdd.iec.ch/cdd/iec61987/iec61987.nsf/PropertiesAllVersions/0112-2---61987%23ABB345,https://cdd.iec.ch/cdd/iec61987/iec61987.nsf/PropertiesAllVersions/0112-2---61987%23ABC983,https://cdd.iec.ch/cdd/iec61987/iec61987.nsf/PropertiesAllVersions/0112-2---61987%23ABA911,https://cdd.iec.ch/cdd/iec61987/iec61987.nsf/PropertiesAllVersions/0112-2---61987%23ABB453,https://cdd.iec.ch/cdd/iec61987/iec61987.nsf/PropertiesAllVersions/0112-2---61987%23ABB521,https://cdd.iec.ch/cdd/iec61987/iec61987.nsf/PropertiesAllVersions/0112-2---61987%23ABH293,https://cdd.iec.ch/cdd/iec61987/iec61987.nsf/PropertiesAllVersions/0112-2---61987%23ABU164 | 0112-2---61987#ABB336,0112-2---61987#ABA591,0112-2---61987#ABB341,0112-2---61987#ABA910,0112-2---61987#ABB344,0112-2---61987#ABH293,0112-2---61987#ABB338,0112-2---61987#ABA576,0112-2---61987#ABA555,0112-2---61987#ABA554,0112-2---61987#ABA145,0112-2---61987#ABB337,0112-2---61987#ABB339,0112-2---61987#ABB345,0112-2---61987#ABB521,0112-2---61987#ABU164,0112-2---61987#ABB340,0112-2---61987#ABB343,0112-2---61987#ABA590,0112-2---61987#ABC983,0112-2---61987#ABA911,0112-2---61987#ABB453
0112/2///61987#ABC465 | 001 | 02 | 0112/2///61987#ABC465#001 | Orifice plate and holder |  |  |  | properties characterizing a restriction in a pipe and its provision for mounting to measures to measure the flow rate by the resulting differential pressure |  |  |  |  | ITEM_CLASS | [5 empty] | 0112/2///61987#ABC463 - Orifice assembly |  |  |  | Standard |  |  |  | 2018-03-28 | 2013-08-27 | 2013-08-27 | 2014-06-18 |  | SC65E – IEC 61987 | C00004 |  | 0112/2///61987#ABV501 | https://cdd.iec.ch/CDD/IEC61987/iec61987.nsf/Classes/0112-2---61987%23ABC465 | https://cdd.iec.ch/cdd/iec61987/iec61987.nsf/PropertiesAllVersions/0112-2---61987%23ABB132,https://cdd.iec.ch/cdd/iec61987/iec61987.nsf/PropertiesAllVersions/0112-2---61987%23ABB413,https://cdd.iec.ch/cdd/iec61987/iec61987.nsf/PropertiesAllVersions/0112-2---61987%23ABB415,https://cdd.iec.ch/cdd/iec61987/iec61987.nsf/PropertiesAllVersions/0112-2---61987%23ABB416,https://cdd.iec.ch/cdd/iec61987/iec61987.nsf/PropertiesAllVersions/0112-2---61987%23ABB534,https://cdd.iec.ch/cdd/iec61987/iec61987.nsf/PropertiesAllVersions/0112-2---61987%23ABB414,https://cdd.iec.ch/cdd/iec61987/iec61987.nsf/PropertiesAllVersions/0112-2---61987%23ABA576,https://cdd.iec.ch/cdd/iec61987/iec61987.nsf/PropertiesAllVersions/0112-2---61987%23ABA591,https://cdd.iec.ch/cdd/iec61987/iec61987.nsf/PropertiesAllVersions/0112-2---61987%23ABB417,https://cdd.iec.ch/cdd/iec61987/iec61987.nsf/PropertiesAllVersions/0112-2---61987%23ABB412,https://cdd.iec.ch/cdd/iec61987/iec61987.nsf/PropertiesAllVersions/0112-2---61987%23ABB275,https://cdd.iec.ch/cdd/iec61987/iec61987.nsf/PropertiesAllVersions/0112-2---61987%23ABB428,https://cdd.iec.ch/cdd/iec61987/iec61987.nsf/PropertiesAllVersions/0112-2---61987%23ABA937,https://cdd.iec.ch/cdd/iec61987/iec61987.nsf/PropertiesAllVersions/0112-2---61987%23ABA915,https://cdd.iec.ch/cdd/iec61987/iec61987.nsf/PropertiesAllVersions/0112-2---61987%23ABB273,https://cdd.iec.ch/cdd/iec61987/iec61987.nsf/PropertiesAllVersions/0112-2---61987%23ABB274,https://cdd.iec.ch/cdd/iec61987/iec61987.nsf/PropertiesAllVersions/0112-2---61987%23ABA633,https://cdd.iec.ch/cdd/iec61987/iec61987.nsf/PropertiesAllVersions/0112-2---61987%23ABD324,https://cdd.iec.ch/cdd/iec61987/iec61987.nsf/PropertiesAllVersions/0112-2---61987%23ABB420,https://cdd.iec.ch/cdd/iec61987/iec61987.nsf/PropertiesAllVersions/0112-2---61987%23ABD008,https://cdd.iec.ch/cdd/iec61987/iec61987.nsf/PropertiesAllVersions/0112-2---61987%23ABC997,https://cdd.iec.ch/cdd/iec61987/iec61987.nsf/PropertiesAllVersions/0112-2---61987%23ABD016,https://cdd.iec.ch/cdd/iec61987/iec61987.nsf/PropertiesAllVersions/0112-2---61987%23ABB510,https://cdd.iec.ch/cdd/iec61987/iec61987.nsf/PropertiesAllVersions/0112-2---61987%23ABB276 | 0112-2---61987#ABB416,0112-2---61987#ABB417,0112-2---61987#ABA915,0112-2---61987#ABB273,0112-2---61987#ABD324,0112-2---61987#ABB276,0112-2---61987#ABB413,0112-2---61987#ABB412,0112-2---61987#ABA937,0112-2---61987#ABB274,0112-2---61987#ABD008,0112-2---61987#ABC997,0112-2---61987#ABB534,0112-2---61987#ABB428,0112-2---61987#ABB132,0112-2---61987#ABB414,0112-2---61987#ABA576,0112-2---61987#ABA591,0112-2---61987#ABB275,0112-2---61987#ABA633,0112-2---61987#ABB420,0112-2---61987#ABD016,0112-2---61987#ABB415,0112-2---61987#ABB510
0112/2///61987#ABD953 | 001 | 02 | 0112/2///61987#ABD953#001 | O-ring |  |  |  | properties characterizing an o-ring |  |  |  |  | ITEM_CLASS | [5 empty] | 0112/2///61987#ABE026 - Structural design of a ball valve0112/2///61987#ABE027 - Structural design of a butterfly valve0112/2///61987#ABE036 - Structural design of an eccentric plug valve |  |  |  | Standard |  |  |  | 2018-03-28 | 2013-09-02 | 2013-09-02 | 2014-06-18 |  | SC65E – IEC 61987 | C00009 |  | 0112/2///61987#ABV501 | https://cdd.iec.ch/CDD/IEC61987/iec61987.nsf/Classes/0112-2---61987%23ABD953 | https://cdd.iec.ch/cdd/iec61987/iec61987.nsf/PropertiesAllVersions/0112-2---61987%23ABD614,https://cdd.iec.ch/cdd/iec61987/iec61987.nsf/PropertiesAllVersions/0112-2---61987%23ABD606 | 0112-2---61987#ABD614,0112-2---61987#ABD606
0112/2///61987#ABH633 | 001 | 01 | 0112/2///61987#ABH633#001 | Calibration point of concentration |  |  |  | properties characterizing the calibration of output values of a single concentration input value |  |  |  |  | ITEM_CLASS | [5 empty] | 0112/2///61987#ABH615 - Calibration of concentration |  |  |  | Standard |  |  |  | 2019-03-08 | 2017-12-07 | 2019-03-08 | 2019-03-08 |  | SC65E – IEC 61987 | C00018 | 001-01 (2019-03-08 15:35:12 by BATCH 00000766) standard | 0112/2///61987#ABV501 | https://cdd.iec.ch/CDD/IEC61987/iec61987.nsf/Classes/0112-2---61987%23ABH633 | https://cdd.iec.ch/cdd/iec61987/iec61987.nsf/PropertiesAllVersions/0112-2---61987%23ABH564,https://cdd.iec.ch/cdd/iec61987/iec61987.nsf/PropertiesAllVersions/0112-2---61987%23ABH559,https://cdd.iec.ch/cdd/iec61987/iec61987.nsf/PropertiesAllVersions/0112-2---61987%23ABH763 | 0112-2---61987#ABH559,0112-2---61987#ABH763,0112-2---61987#ABH564
0112/2///61987#ABE322 | 001 | 01 | 0112/2///61987#ABE322#001 | Volume tank |  |  |  | actuator/valve accessory comprising a gas tank that provides a back-up in the event of loss of instrument fluid supply |  |  | http://instrumentation.web.id/?p=546, MOD |  | ITEM_CLASS |  |  |  |  | 0112/2///61987#ABU514 - reference to Operating LOP for valve/actuator accessories |  |  |  |  | Standard |  |  |  | 2018-03-28 | 2013-09-02 | 2016-05-02 | 2016-05-02 |  | SC65E – IEC 61987 | C00009 | 001-01 (2018-03-28 07:26:01 by BATCH 00000762) standard | 0112/2///61987#ABD366 | https://cdd.iec.ch/CDD/IEC61987/iec61987.nsf/Classes/0112-2---61987%23ABE322 |  | 0112-2---61987#ABU514
0112/2///61987#ABG413 | 001 | 01 | 0112/2///61987#ABG413#001 | Structural design [magnetic level gauge] |  |  |  | properties characterizing the constructional details of a device |  |  |  |  | ITEM_CLASS | [5 empty] | 0112/2///61987#ABG368 - Mechanical and electrical construction [magnetic level gauge] |  |  |  | Standard |  | IEC 61987 | IEC | 2018-03-28 | 2014-12-17 | 2018-03-20 | 2018-03-20 |  | SC65E – IEC 61987 | C00018 | 001-01 (2018-03-28 07:26:09 by BATCH 00000762) standard | 0112/2///61987#ABV501 | https://cdd.iec.ch/CDD/IEC61987/iec61987.nsf/Classes/0112-2---61987%23ABG413 | https://cdd.iec.ch/cdd/iec61987/iec61987.nsf/PropertiesAllVersions/0112-2---61987%23ABF754,https://cdd.iec.ch/cdd/iec61987/iec61987.nsf/PropertiesAllVersions/0112-2---61987%23ABF698,https://cdd.iec.ch/cdd/iec61987/iec61987.nsf/PropertiesAllVersions/0112-2---61987%23ABF374,https://cdd.iec.ch/cdd/iec61987/iec61987.nsf/PropertiesAllVersions/0112-2---61987%23ABF796,https://cdd.iec.ch/cdd/iec61987/iec61987.nsf/PropertiesAllVersions/0112-2---61987%23ABD284 | 0112-2---61987#ABF374,0112-2---61987#ABF796,0112-2---61987#ABD284,0112-2---61987#ABF754,0112-2---61987#ABF698
0112/2///61987#ABC377 | 001 | 02 | 0112/2///61987#ABC377#001 | Material of mounting kit |  |  |  | properties characterizing the material of which the mounting kit is made |  |  |  |  | ITEM_CLASS | [5 empty] | 0112/2///61987#ABC044 - Transmitter body [1]0112/2///61987#ABC045 - Transmitter body [2]0112/2///61987#ABC046 - Transmitter body [3]0112/2///61987#ABC047 - Transmitter body [4]0112/2///61987#ABF341 - Structural design of a hydrostatic pressure level transmitter |  |  |  | Standard |  |  |  | 2018-03-28 | 2013-08-27 | 2013-08-27 | 2014-06-18 |  | SC65E – IEC 61987 | C00019 |  | 0112/2///61987#ABV501 | https://cdd.iec.ch/CDD/IEC61987/iec61987.nsf/Classes/0112-2---61987%23ABC377 | https://cdd.iec.ch/cdd/iec61987/iec61987.nsf/PropertiesAllVersions/0112-2---61987%23ABB455,https://cdd.iec.ch/cdd/iec61987/iec61987.nsf/PropertiesAllVersions/0112-2---61987%23ABI460,https://cdd.iec.ch/cdd/iec61987/iec61987.nsf/PropertiesAllVersions/0112-2---61987%23ABA908,https://cdd.iec.ch/cdd/iec61987/iec61987.nsf/PropertiesAllVersions/0112-2---61987%23ABA907 | 0112-2---61987#ABA907,0112-2---61987#ABB455,0112-2---61987#ABI460,0112-2---61987#ABA908
0112/2///61987#ABC604 | 002 | 01 | 0112/2///61987#ABC604#002 | Structural design [coriolis mass flow transmitter] |  |  |  | properties characterizing the constructional details of a device |  |  |  |  | ITEM_CLASS | [5 empty] | 0112/2///61987#ABC423 - Mechanical and electrical construction [coriolis mass flow transmitter] |  |  |  | Standard |  |  |  | 2018-03-28 | 2013-08-27 | 2016-05-24 | 2016-05-24 |  | SC65E – IEC 61987 | C00004 |  | 0112/2///61987#ABV501 | https://cdd.iec.ch/CDD/IEC61987/iec61987.nsf/Classes/0112-2---61987%23ABC604 | https://cdd.iec.ch/cdd/iec61987/iec61987.nsf/PropertiesAllVersions/0112-2---61987%23ABC876,https://cdd.iec.ch/cdd/iec61987/iec61987.nsf/PropertiesAllVersions/0112-2---61987%23ABD286,https://cdd.iec.ch/cdd/iec61987/iec61987.nsf/PropertiesAllVersions/0112-2---61987%23ABD214,https://cdd.iec.ch/cdd/iec61987/iec61987.nsf/PropertiesAllVersions/0112-2---61987%23ABA177,https://cdd.iec.ch/cdd/iec61987/iec61987.nsf/PropertiesAllVersions/0112-2---61987%23ABD290,https://cdd.iec.ch/cdd/iec61987/iec61987.nsf/PropertiesAllVersions/0112-2---61987%23ABA182,https://cdd.iec.ch/cdd/iec61987/iec61987.nsf/PropertiesAllVersions/0112-2---61987%23ABD281,https://cdd.iec.ch/cdd/iec61987/iec61987.nsf/PropertiesAllVersions/0112-2---61987%23ABD284 | 0112-2---61987#ABD284,0112-2---61987#ABC876,0112-2---61987#ABD286,0112-2---61987#ABD214,0112-2---61987#ABA177,0112-2---61987#ABD290,0112-2---61987#ABA182,0112-2---61987#ABD281
0112/2///61987#ABE593 | 001 | 01 | 0112/2///61987#ABE593#001 | Process design ratings [6] |  |  |  | properties characterizing the process conditions for which the device is designed |  |  |  |  | ITEM_CLASS | [5 empty] | 0112/2///61987#ABE590 - Rated operating conditions [14] |  |  |  | Standard |  | IEC 61987 | IEC | 2018-03-28 | 2014-07-25 | 2018-03-20 | 2018-03-20 |  | SC65E – IEC 61987 | C00016 | 001-01 (2018-03-28 07:26:03 by BATCH 00000762) standard | 0112/2///61987#ABV501 | https://cdd.iec.ch/CDD/IEC61987/iec61987.nsf/Classes/0112-2---61987%23ABE593 | https://cdd.iec.ch/cdd/iec61987/iec61987.nsf/PropertiesAllVersions/0112-2---61987%23ABE512,https://cdd.iec.ch/cdd/iec61987/iec61987.nsf/PropertiesAllVersions/0112-2---61987%23ABC938 | 0112-2---61987#ABE512,0112-2---61987#ABC938
0112/2///61987#ABF929 | 001 | 01 | 0112/2///61987#ABF929#001 | Input [22] |  |  |  | properties characterizing a measured variable, the size of which is to be acquired and indicated by the measurement as well as any auxiliary signal inputs |  |  | from IEC 61987-1, 5.4 |  | ITEM_CLASS | [5 empty] | 0112/2///61987#ABE735 - Device LOP for level transmitter |  |  |  | Standard |  | IEC 61987 | IEC | 2018-03-28 | 2014-12-17 | 2018-03-20 | 2018-03-20 |  | SC65E – IEC 61987 | C00018 | 001-01 (2018-03-28 07:26:06 by BATCH 00000762) standard | 0112/2///61987#ABV501 | https://cdd.iec.ch/CDD/IEC61987/iec61987.nsf/Classes/0112-2---61987%23ABF929 | https://cdd.iec.ch/cdd/iec61987/iec61987.nsf/PropertiesAllVersions/0112-2---61987%23ABB065,https://cdd.iec.ch/cdd/iec61987/iec61987.nsf/PropertiesAllVersions/0112-2---61987%23ABG507,https://cdd.iec.ch/cdd/iec61987/iec61987.nsf/PropertiesAllVersions/0112-2---61987%23ABA340,https://cdd.iec.ch/cdd/iec61987/iec61987.nsf/PropertiesAllVersions/0112-2---61987%23ABG610 | 0112-2---61987#ABG610,0112-2---61987#ABB065,0112-2---61987#ABG507,0112-2---61987#ABA340
0112/2///61987#ABF399 | 001 | 01 | 0112/2///61987#ABF399#001 | Thermocouple/voltage measurement |  |  |  | properties characterizing a temperature measurement based on a thermocouple or a voltage measurement |  |  |  |  | ITEM_CLASS | [5 empty] | 0112/2///61987#ABF396 - Structural design of separate temperature transmitter |  |  |  | Standard |  | IEC 61987 | IEC | 2018-03-28 | 2014-12-17 | 2017-09-18 | 2017-09-18 |  | SC65E – IEC 61987 | C00018 | 001-01 (2018-03-28 07:26:06 by BATCH 00000762) standard | 0112/2///61987#ABV501 | https://cdd.iec.ch/CDD/IEC61987/iec61987.nsf/Classes/0112-2---61987%23ABF399 | https://cdd.iec.ch/cdd/iec61987/iec61987.nsf/PropertiesAllVersions/0112-2---61987%23ABF403,https://cdd.iec.ch/cdd/iec61987/iec61987.nsf/PropertiesAllVersions/0112-2---61987%23ABB092,https://cdd.iec.ch/cdd/iec61987/iec61987.nsf/PropertiesAllVersions/0112-2---61987%23ABB512,https://cdd.iec.ch/cdd/iec61987/iec61987.nsf/PropertiesAllVersions/0112-2---61987%23ABB093,https://cdd.iec.ch/cdd/iec61987/iec61987.nsf/PropertiesAllVersions/0112-2---61987%23ABF507 | 0112-2---61987#ABB092,0112-2---61987#ABB512,0112-2---61987#ABB093,0112-2---61987#ABF507,0112-2---61987#ABF403
0112/2///61987#ABG363 | 001 | 01 | 0112/2///61987#ABG363#001 | Mechanical and electrical construction [displacer level transmitter/switch] |  |  |  | properties characterizing the constructional details of the device and its parts |  |  | IEC 61987-1, 5.8 |  | ITEM_CLASS | [5 empty] | 0112/2///61987#ABE736 - Device LOP for displacer level transmitter/switch |  |  |  | Standard |  | IEC 61987 | IEC | 2018-03-28 | 2014-12-17 | 2018-03-20 | 2018-03-20 |  | SC65E – IEC 61987 | C00018 | 001-01 (2018-03-28 07:26:09 by BATCH 00000762) standard | 0112/2///61987#ABV501 | https://cdd.iec.ch/CDD/IEC61987/iec61987.nsf/Classes/0112-2---61987%23ABG363 | https://cdd.iec.ch/cdd/iec61987/iec61987.nsf/PropertiesAllVersions/0112-2---61987%23ABD534,https://cdd.iec.ch/cdd/iec61987/iec61987.nsf/PropertiesAllVersions/0112-2---61987%23ABG968,https://cdd.iec.ch/cdd/iec61987/iec61987.nsf/PropertiesAllVersions/0112-2---61987%23ABB139,https://cdd.iec.ch/cdd/iec61987/iec61987.nsf/PropertiesAllVersions/0112-2---61987%23ABC862,https://cdd.iec.ch/cdd/iec61987/iec61987.nsf/PropertiesAllVersions/0112-2---61987%23ABC789 | 0112-2---61987#ABD534,0112-2---61987#ABG968,0112-2---61987#ABB139,0112-2---61987#ABC862,0112-2---61987#ABC789
0112/2///61987#ABD890 | 002 | 01 | 0112/2///61987#ABD890#002 | Influence of external quantities expressed as a percentage [2] |  |  |  | properties characterizing the influence of external quantities on the accuracy of the device |  |  |  |  | ITEM_CLASS | [5 empty] | 0112/2///61987#ABE365 - Accuracy expressed as a percentage [3]0112/2///61987#ABE702 - Accuracy expressed as a percentage [4] |  |  | false | Standard |  | IEC 61987 | IEC | 2022-12-09 | 2017-12-07 | 2022-12-09 | 2022-12-09 |  | IEC/SC 65E | C00112 |  | 0112/2///61987#ABV501 | https://cdd.iec.ch/CDD/IEC61987/iec61987.nsf/Classes/0112-2---61987%23ABD890 | https://cdd.iec.ch/cdd/iec61987/iec61987.nsf/PropertiesAllVersions/0112-2---61987%23ABB664,https://cdd.iec.ch/cdd/iec61987/iec61987.nsf/PropertiesAllVersions/0112-2---61987%23ABB665,https://cdd.iec.ch/cdd/iec61987/iec61987.nsf/PropertiesAllVersions/0112-2---61987%23ABB666,https://cdd.iec.ch/cdd/iec61987/iec61987.nsf/PropertiesAllVersions/0112-2---61987%23ABB667,https://cdd.iec.ch/cdd/iec61987/iec61987.nsf/PropertiesAllVersions/0112-2---61987%23ABB692,https://cdd.iec.ch/cdd/iec61987/iec61987.nsf/PropertiesAllVersions/0112-2---61987%23ABB693,https://cdd.iec.ch/cdd/iec61987/iec61987.nsf/PropertiesAllVersions/0112-2---61987%23ABB694,https://cdd.iec.ch/cdd/iec61987/iec61987.nsf/PropertiesAllVersions/0112-2---61987%23ABB695,https://cdd.iec.ch/cdd/iec61987/iec61987.nsf/PropertiesAllVersions/0112-2---61987%23ABB696,https://cdd.iec.ch/cdd/iec61987/iec61987.nsf/PropertiesAllVersions/0112-2---61987%23ABB697,https://cdd.iec.ch/cdd/iec61987/iec61987.nsf/PropertiesAllVersions/0112-2---61987%23ABB698,https://cdd.iec.ch/cdd/iec61987/iec61987.nsf/PropertiesAllVersions/0112-2---61987%23ABB699,https://cdd.iec.ch/cdd/iec61987/iec61987.nsf/PropertiesAllVersions/0112-2---61987%23ABB700,https://cdd.iec.ch/cdd/iec61987/iec61987.nsf/PropertiesAllVersions/0112-2---61987%23ABB701,https://cdd.iec.ch/cdd/iec61987/iec61987.nsf/PropertiesAllVersions/0112-2---61987%23ABB703,https://cdd.iec.ch/cdd/iec61987/iec61987.nsf/PropertiesAllVersions/0112-2---61987%23ABB704,https://cdd.iec.ch/cdd/iec61987/iec61987.nsf/PropertiesAllVersions/0112-2---61987%23ABB706,https://cdd.iec.ch/cdd/iec61987/iec61987.nsf/PropertiesAllVersions/0112-2---61987%23ABB518,https://cdd.iec.ch/cdd/iec61987/iec61987.nsf/PropertiesAllVersions/0112-2---61987%23ABB780,https://cdd.iec.ch/cdd/iec61987/iec61987.nsf/PropertiesAllVersions/0112-2---61987%23ABC905 | 0112-2---61987#ABB664,0112-2---61987#ABB693,0112-2---61987#ABB694,0112-2---61987#ABB697,0112-2---61987#ABB701,0112-2---61987#ABB703,0112-2---61987#ABB780,0112-2---61987#ABB518,0112-2---61987#ABB665,0112-2---61987#ABB667,0112-2---61987#ABB695,0112-2---61987#ABB699,0112-2---61987#ABB700,0112-2---61987#ABB704,0112-2---61987#ABB706,0112-2---61987#ABB696,0112-2---61987#ABB698,0112-2---61987#ABC905,0112-2---61987#ABB666,0112-2---61987#ABB692
0112/2///61987#ABA670 | 003 | 01 | 0112/2///61987#ABA670#003 | U-tube manometer |  |  |  | U-shaped manometer partly filled with a liquid which uses the difference in level between the legs to measure and indicate pressure |  |  |  |  | ITEM_CLASS |  |  |  |  | 0112/2///61987#ABU134 - reference to Operating LOP for pressure measuring equipment |  |  |  |  | Standard |  |  |  | 2018-03-28 | 2013-08-27 | 2016-05-24 | 2016-05-24 |  | SC65E – IEC 61987 | C00004 |  | 0112/2///61987#ABA668 | https://cdd.iec.ch/CDD/IEC61987/iec61987.nsf/Classes/0112-2---61987%23ABA670
0112/2///61987#ABA825 | 002 | 01 | 0112/2///61987#ABA825#002 | Continuous-wave radar level transmitter |  |  |  | free-space radar level transmitter that uses a continuous radar wave to measure level |  |  |  |  | ITEM_CLASS |  |  |  |  | 0112/2///61987#ABF869 - reference to Device LOP for free-space radar level transmitter0112/2///61987#ABF910 - reference to Operating LOP for level measuring equipment |  |  |  |  | Standard |  |  |  | 2018-03-28 | 2013-08-27 | 2016-05-24 | 2016-05-24 |  | SC65E – IEC 61987 | C00004 |  | 0112/2///61987#ABA824 | https://cdd.iec.ch/CDD/IEC61987/iec61987.nsf/Classes/0112-2---61987%23ABA825 |  | 0112-2---61987#ABF869
0112/2///61987#ABE759 | 001 | 01 | 0112/2///61987#ABE759#001 | Device LOP for temperature gauge |  |  |  | list of properties characterizing a temperature gauge |  |  |  |  | ITEM_CLASS | [5 empty] | 0112/2///61987#ABA672 - Temperature gauge |  |  |  | Standard |  | IEC 61987 | IEC | 2018-03-28 | 2014-12-17 | 2016-05-24 | 2016-05-24 |  | SC65E – IEC 61987 | C00019 | 001-01 (2018-03-28 07:26:04 by BATCH 00000762) standard | 0112/2///61987#ABV504 | https://cdd.iec.ch/CDD/IEC61987/iec61987.nsf/Classes/0112-2---61987%23ABE759 | https://cdd.iec.ch/cdd/iec61987/iec61987.nsf/PropertiesAllVersions/0112-2---61987%23ABC899,https://cdd.iec.ch/cdd/iec61987/iec61987.nsf/PropertiesAllVersions/0112-2---61987%23ABC730,https://cdd.iec.ch/cdd/iec61987/iec61987.nsf/PropertiesAllVersions/0112-2---61987%23ABV159,https://cdd.iec.ch/cdd/iec61987/iec61987.nsf/PropertiesAllVersions/0112-2---61987%23ABG496,https://cdd.iec.ch/cdd/iec61987/iec61987.nsf/PropertiesAllVersions/0112-2---61987%23ABB206,https://cdd.iec.ch/cdd/iec61987/iec61987.nsf/PropertiesAllVersions/0112-2---61987%23ABG693,https://cdd.iec.ch/cdd/iec61987/iec61987.nsf/PropertiesAllVersions/0112-2---61987%23ABG789,https://cdd.iec.ch/cdd/iec61987/iec61987.nsf/PropertiesAllVersions/0112-2---61987%23ABG883,https://cdd.iec.ch/cdd/iec61987/iec61987.nsf/PropertiesAllVersions/0112-2---61987%23ABG955,https://cdd.iec.ch/cdd/iec61987/iec61987.nsf/PropertiesAllVersions/0112-2---61987%23ABD088,https://cdd.iec.ch/cdd/iec61987/iec61987.nsf/PropertiesAllVersions/0112-2---61987%23ABD153,https://cdd.iec.ch/cdd/iec61987/iec61987.nsf/PropertiesAllVersions/0112-2---61987%23ABC786,https://cdd.iec.ch/cdd/iec61987/iec61987.nsf/PropertiesAllVersions/0112-2---61987%23ABC795,https://cdd.iec.ch/cdd/iec61987/iec61987.nsf/PropertiesAllVersions/0112-2---61987%23ABA293,https://cdd.iec.ch/cdd/iec61987/iec61987.nsf/PropertiesAllVersions/0112-2---61987%23ABC710 | 0112-2---61987#ABG693,0112-2---61987#ABG883,0112-2---61987#ABA293,0112-2---61987#ABC730,0112-2---61987#ABB206,0112-2---61987#ABC795,0112-2---61987#ABC710,0112-2---61987#ABG789,0112-2---61987#ABG955,0112-2---61987#ABD088,0112-2---61987#ABC786,0112-2---61987#ABC899,0112-2---61987#ABG496,0112-2---61987#ABV159,0112-2---61987#ABD153
0112/2///61987#ABC305 | 004 | 01 | 0112/2///61987#ABC305#004 | Installation conditions [3] |  |  |  | properties characterizing the installation conditions necessary to obtain the specified performance of the device |  |  |  |  | ITEM_CLASS | [5 empty] | 0112/2///61987#ABC561 - Rated Operating Conditions [5]0112/2///61987#ABC561 - Rated operating conditions [5]0112/2///61987#ABC562 - Rated Operating Conditions [6]0112/2///61987#ABC562 - Rated operating conditions [6] |  |  | false | Standard |  | IEC 61987 | IEC | 2022-12-09 | 2017-12-07 | 2022-12-09 | 2022-12-09 |  | IEC/SC 65E | C00112 |  | 0112/2///61987#ABV501 | https://cdd.iec.ch/CDD/IEC61987/iec61987.nsf/Classes/0112-2---61987%23ABC305 | https://cdd.iec.ch/cdd/iec61987/iec61987.nsf/PropertiesAllVersions/0112-2---61987%23ABC813 | 0112-2---61987#ABC813
0112/2///61987#ABE373 | 002 | 01 | 0112/2///61987#ABE373#002 | Environmental design ratings [3] |  |  |  | properties characterizing environmental conditions under which the device can be stored and operated within its specified accuracy limits and without permanent impairment of its operating characteristics |  |  |  |  | ITEM_CLASS | [5 empty] | 0112/2///61987#ABD998 - Rated Operating Conditions [9]0112/2///61987#ABD998 - Rated operating conditions [9] |  |  | false | Standard |  | IEC 61987 | IEC | 2022-12-09 | 2017-12-07 | 2022-12-09 | 2022-12-09 |  | IEC/SC 65E | C00112 |  | 0112/2///61987#ABV501 | https://cdd.iec.ch/CDD/IEC61987/iec61987.nsf/Classes/0112-2---61987%23ABE373 | https://cdd.iec.ch/cdd/iec61987/iec61987.nsf/PropertiesAllVersions/0112-2---61987%23ABE372,https://cdd.iec.ch/cdd/iec61987/iec61987.nsf/PropertiesAllVersions/0112-2---61987%23ABE145,https://cdd.iec.ch/cdd/iec61987/iec61987.nsf/PropertiesAllVersions/0112-2---61987%23ABC869 | 0112-2---61987#ABE372,0112-2---61987#ABE145,0112-2---61987#ABC869
0112/2///61987#ABG133 | 001 | 01 | 0112/2///61987#ABG133#001 | Output [18] |  |  |  | properties characterizing the outputs provided by the device, the variables assigned to them and their electrical properties |  |  | from IEC 61987-1, 5.5 |  | ITEM_CLASS | [5 empty] | 0112/2///61987#ABE759 - Device LOP for temperature gauge |  |  |  | Standard |  | IEC 61987 | IEC | 2018-03-28 | 2014-12-17 | 2016-05-24 | 2016-05-24 |  | SC65E – IEC 61987 | C00019 | 001-01 (2018-03-28 07:26:07 by BATCH 00000762) standard | 0112/2///61987#ABV501 | https://cdd.iec.ch/CDD/IEC61987/iec61987.nsf/Classes/0112-2---61987%23ABG133 | https://cdd.iec.ch/cdd/iec61987/iec61987.nsf/PropertiesAllVersions/0112-2---61987%23ABB271,https://cdd.iec.ch/cdd/iec61987/iec61987.nsf/PropertiesAllVersions/0112-2---61987%23ABA577,https://cdd.iec.ch/cdd/iec61987/iec61987.nsf/PropertiesAllVersions/0112-2---61987%23ABA607,https://cdd.iec.ch/cdd/iec61987/iec61987.nsf/PropertiesAllVersions/0112-2---61987%23ABA342,https://cdd.iec.ch/cdd/iec61987/iec61987.nsf/PropertiesAllVersions/0112-2---61987%23ABV219 | 0112-2---61987#ABA607,0112-2---61987#ABA342,0112-2---61987#ABV219,0112-2---61987#ABB271,0112-2---61987#ABA577
0112/2///61987#ABH326 | 001 | 01 | 0112/2///61987#ABH326#001 | Total process material |  |  |  | properties characterizing the set of common process variables for a stream consisting of one or more phases for level measurement |  |  |  |  | ITEM_CLASS | [5 empty] | 0112/2///61987#ABG453 - Process case variables [level] |  |  |  | Standard |  | IEC 61987 | IEC | 2018-03-28 | 2014-12-17 | 2018-03-20 | 2018-03-20 |  | SC65E – IEC 61987 | C00018 | 001-01 (2018-03-28 07:26:12 by BATCH 00000762) standard | 0112/2///61987#ABV501 | https://cdd.iec.ch/CDD/IEC61987/iec61987.nsf/Classes/0112-2---61987%23ABH326 | https://cdd.iec.ch/cdd/iec61987/iec61987.nsf/PropertiesAllVersions/0112-2---61987%23ABA622,https://cdd.iec.ch/cdd/iec61987/iec61987.nsf/PropertiesAllVersions/0112-2---61987%23ABH329,https://cdd.iec.ch/cdd/iec61987/iec61987.nsf/PropertiesAllVersions/0112-2---61987%23ABH330,https://cdd.iec.ch/cdd/iec61987/iec61987.nsf/PropertiesAllVersions/0112-2---61987%23ABH328,https://cdd.iec.ch/cdd/iec61987/iec61987.nsf/PropertiesAllVersions/0112-2---61987%23ABH327,https://cdd.iec.ch/cdd/iec61987/iec61987.nsf/PropertiesAllVersions/0112-2---61987%23ABH331,https://cdd.iec.ch/cdd/iec61987/iec61987.nsf/PropertiesAllVersions/0112-2---61987%23ABB181,https://cdd.iec.ch/cdd/iec61987/iec61987.nsf/PropertiesAllVersions/0112-2---61987%23ABB182,https://cdd.iec.ch/cdd/iec61987/iec61987.nsf/PropertiesAllVersions/0112-2---61987%23ABA927,https://cdd.iec.ch/cdd/iec61987/iec61987.nsf/PropertiesAllVersions/0112-2---61987%23ABA946,https://cdd.iec.ch/cdd/iec61987/iec61987.nsf/PropertiesAllVersions/0112-2---61987%23ABA557,https://cdd.iec.ch/cdd/iec61987/iec61987.nsf/PropertiesAllVersions/0112-2---61987%23ABA561,https://cdd.iec.ch/cdd/iec61987/iec61987.nsf/PropertiesAllVersions/0112-2---61987%23ABA626,https://cdd.iec.ch/cdd/iec61987/iec61987.nsf/PropertiesAllVersions/0112-2---61987%23ABB293,https://cdd.iec.ch/cdd/iec61987/iec61987.nsf/PropertiesAllVersions/0112-2---61987%23ABA625,https://cdd.iec.ch/cdd/iec61987/iec61987.nsf/PropertiesAllVersions/0112-2---61987%23ABH332 | 0112-2---61987#ABH330,0112-2---61987#ABH331,0112-2---61987#ABB181,0112-2---61987#ABB182,0112-2---61987#ABH332,0112-2---61987#ABH329,0112-2---61987#ABH327,0112-2---61987#ABA557,0112-2---61987#ABA625,0112-2---61987#ABH328,0112-2---61987#ABA927,0112-2---61987#ABB293,0112-2---61987#ABA622,0112-2---61987#ABA946,0112-2---61987#ABA561,0112-2---61987#ABA626
0112/2///61987#ABA001 | 004 | 01 | 0112/2///61987#ABA001#004 | Measuring instrument |  |  |  | automation equipment that detects an aspect of a material in order to record, transform or display such an aspect or to perform a combination of these activities |  |  |  |  | ITEM_CLASS | [9 empty] | Standard |  |  |  | 2018-03-28 | 2013-08-27 | 2016-05-24 | 2016-05-24 |  | SC65E – IEC 61987 | C00004 |  | 0112/2///61987#ABV000 | https://cdd.iec.ch/CDD/IEC61987/iec61987.nsf/Classes/0112-2---61987%23ABA001
0112/2///61987#ABA851 | 002 | 01 | 0112/2///61987#ABA851#002 | Current to pneumatic converter |  |  |  | converter that converts electrical energy into pneumatic energy |  |  |  |  | ITEM_CLASS | [9 empty] | Standard |  |  |  | 2018-03-28 | 2013-08-27 | 2016-05-24 | 2016-05-24 |  | SC65E – IEC 61987 | C00019 |  | 0112/2///61987#ABA849 | https://cdd.iec.ch/CDD/IEC61987/iec61987.nsf/Classes/0112-2---61987%23ABA851
0112/2///61987#ABD818 | 002 | 01 | 0112/2///61987#ABD818#002 | Certificates and approvals [3] |  |  |  | properties characterizing the certificates and approvals provided with the device |  |  |  |  | ITEM_CLASS | [5 empty] | 0112/2///61987#ABE319 - Device LOP for pneumatic linear actuator0112/2///61987#ABE320 - Device LOP for pneumatic rotary actuator |  |  |  | Standard |  |  |  | 2018-03-28 | 2013-09-02 | 2016-05-02 | 2016-05-02 |  | SC65E – IEC 61987 | C00004 |  | 0112/2///61987#ABV501 | https://cdd.iec.ch/CDD/IEC61987/iec61987.nsf/Classes/0112-2---61987%23ABD818 | https://cdd.iec.ch/cdd/iec61987/iec61987.nsf/PropertiesAllVersions/0112-2---61987%23ABA226,https://cdd.iec.ch/cdd/iec61987/iec61987.nsf/PropertiesAllVersions/0112-2---61987%23ABC731,https://cdd.iec.ch/cdd/iec61987/iec61987.nsf/PropertiesAllVersions/0112-2---61987%23ABA230,https://cdd.iec.ch/cdd/iec61987/iec61987.nsf/PropertiesAllVersions/0112-2---61987%23ABC895,https://cdd.iec.ch/cdd/iec61987/iec61987.nsf/PropertiesAllVersions/0112-2---61987%23ABC888,https://cdd.iec.ch/cdd/iec61987/iec61987.nsf/PropertiesAllVersions/0112-2---61987%23ABH489,https://cdd.iec.ch/cdd/iec61987/iec61987.nsf/PropertiesAllVersions/0112-2---61987%23ABE060,https://cdd.iec.ch/cdd/iec61987/iec61987.nsf/PropertiesAllVersions/0112-2---61987%23ABA258,https://cdd.iec.ch/cdd/iec61987/iec61987.nsf/PropertiesAllVersions/0112-2---61987%23ABD226,https://cdd.iec.ch/cdd/iec61987/iec61987.nsf/PropertiesAllVersions/0112-2---61987%23ABA266,https://cdd.iec.ch/cdd/iec61987/iec61987.nsf/PropertiesAllVersions/0112-2---61987%23ABD161,https://cdd.iec.ch/cdd/iec61987/iec61987.nsf/PropertiesAllVersions/0112-2---61987%23ABD186,https://cdd.iec.ch/cdd/iec61987/iec61987.nsf/PropertiesAllVersions/0112-2---61987%23ABA282,https://cdd.iec.ch/cdd/iec61987/iec61987.nsf/PropertiesAllVersions/0112-2---61987%23ABC871,https://cdd.iec.ch/cdd/iec61987/iec61987.nsf/PropertiesAllVersions/0112-2---61987%23ABC782,https://cdd.iec.ch/cdd/iec61987/iec61987.nsf/PropertiesAllVersions/0112-2---61987%23ABC781,https://cdd.iec.ch/cdd/iec61987/iec61987.nsf/PropertiesAllVersions/0112-2---61987%23ABA288,https://cdd.iec.ch/cdd/iec61987/iec61987.nsf/PropertiesAllVersions/0112-2---61987%23ABD096 | 0112-2---61987#ABC888,0112-2---61987#ABH489,0112-2---61987#ABD226,0112-2---61987#ABE060,0112-2---61987#ABA266,0112-2---61987#ABD186,0112-2---61987#ABC871,0112-2---61987#ABC731,0112-2---61987#ABD161,0112-2---61987#ABA282,0112-2---61987#ABC782,0112-2---61987#ABC781,0112-2---61987#ABA288,0112-2---61987#ABA226,0112-2---61987#ABA230,0112-2---61987#ABC895,0112-2---61987#ABA258,0112-2---61987#ABD096
0112/2///61987#ABD940 | 001 | 02 | 0112/2///61987#ABD940#001 | Mechanical and electrical construction [valve body assembly] |  |  |  | properties characterizing the constructional details of the device and its parts |  |  | IEC 61987-1, 5.8 |  | ITEM_CLASS | [5 empty] | 0112/2///61987#ABE310 - Device LOP for valve body assembly |  |  |  | Standard |  |  |  | 2018-03-28 | 2013-09-02 | 2013-09-02 | 2014-06-18 |  | SC65E – IEC 61987 | C00009 |  | 0112/2///61987#ABV501 | https://cdd.iec.ch/CDD/IEC61987/iec61987.nsf/Classes/0112-2---61987%23ABD940 | https://cdd.iec.ch/cdd/iec61987/iec61987.nsf/PropertiesAllVersions/0112-2---61987%23ABE392,https://cdd.iec.ch/cdd/iec61987/iec61987.nsf/PropertiesAllVersions/0112-2---61987%23ABE274,https://cdd.iec.ch/cdd/iec61987/iec61987.nsf/PropertiesAllVersions/0112-2---61987%23ABB139,https://cdd.iec.ch/cdd/iec61987/iec61987.nsf/PropertiesAllVersions/0112-2---61987%23ABE112,https://cdd.iec.ch/cdd/iec61987/iec61987.nsf/PropertiesAllVersions/0112-2---61987%23ABE075 | 0112-2---61987#ABE392,0112-2---61987#ABE274,0112-2---61987#ABB139,0112-2---61987#ABE112,0112-2---61987#ABE075
0112/2///61987#ABF405 | 001 | 01 | 0112/2///61987#ABF405#001 | Structural design of an insert/element |  |  |  | properties characterizing the constructional details of an insert for temperature measurements |  |  |  |  | ITEM_CLASS | [5 empty] | 0112/2///61987#ABG433 - Structural design [contact temperature transmitter]0112/2///61987#ABG436 - Structural design [insert/element] |  |  |  | Standard |  | IEC 61987 | IEC | 2018-03-28 | 2014-12-17 | 2016-05-24 | 2016-05-24 |  | SC65E – IEC 61987 | C00019 | 001-01 (2018-03-28 07:26:06 by BATCH 00000762) standard | 0112/2///61987#ABV501 | https://cdd.iec.ch/CDD/IEC61987/iec61987.nsf/Classes/0112-2---61987%23ABF405 | https://cdd.iec.ch/cdd/iec61987/iec61987.nsf/PropertiesAllVersions/0112-2---61987%23ABU431,https://cdd.iec.ch/cdd/iec61987/iec61987.nsf/PropertiesAllVersions/0112-2---61987%23ABF428,https://cdd.iec.ch/cdd/iec61987/iec61987.nsf/PropertiesAllVersions/0112-2---61987%23ABF429,https://cdd.iec.ch/cdd/iec61987/iec61987.nsf/PropertiesAllVersions/0112-2---61987%23ABH378,https://cdd.iec.ch/cdd/iec61987/iec61987.nsf/PropertiesAllVersions/0112-2---61987%23ABH379,https://cdd.iec.ch/cdd/iec61987/iec61987.nsf/PropertiesAllVersions/0112-2---61987%23ABF379,https://cdd.iec.ch/cdd/iec61987/iec61987.nsf/PropertiesAllVersions/0112-2---61987%23ABF331,https://cdd.iec.ch/cdd/iec61987/iec61987.nsf/PropertiesAllVersions/0112-2---61987%23ABF333,https://cdd.iec.ch/cdd/iec61987/iec61987.nsf/PropertiesAllVersions/0112-2---61987%23ABF394,https://cdd.iec.ch/cdd/iec61987/iec61987.nsf/PropertiesAllVersions/0112-2---61987%23ABA640,https://cdd.iec.ch/cdd/iec61987/iec61987.nsf/PropertiesAllVersions/0112-2---61987%23ABF406,https://cdd.iec.ch/cdd/iec61987/iec61987.nsf/PropertiesAllVersions/0112-2---61987%23ABF407,https://cdd.iec.ch/cdd/iec61987/iec61987.nsf/PropertiesAllVersions/0112-2---61987%23ABF408,https://cdd.iec.ch/cdd/iec61987/iec61987.nsf/PropertiesAllVersions/0112-2---61987%23ABF409,https://cdd.iec.ch/cdd/iec61987/iec61987.nsf/PropertiesAllVersions/0112-2---61987%23ABF777,https://cdd.iec.ch/cdd/iec61987/iec61987.nsf/PropertiesAllVersions/0112-2---61987%23ABF508,https://cdd.iec.ch/cdd/iec61987/iec61987.nsf/PropertiesAllVersions/0112-2---61987%23ABH380,https://cdd.iec.ch/cdd/iec61987/iec61987.nsf/PropertiesAllVersions/0112-2---61987%23ABF410,https://cdd.iec.ch/cdd/iec61987/iec61987.nsf/PropertiesAllVersions/0112-2---61987%23ABF411,https://cdd.iec.ch/cdd/iec61987/iec61987.nsf/PropertiesAllVersions/0112-2---61987%23ABF412,https://cdd.iec.ch/cdd/iec61987/iec61987.nsf/PropertiesAllVersions/0112-2---61987%23ABF495,https://cdd.iec.ch/cdd/iec61987/iec61987.nsf/PropertiesAllVersions/0112-2---61987%23ABH381,https://cdd.iec.ch/cdd/iec61987/iec61987.nsf/PropertiesAllVersions/0112-2---61987%23ABF496,https://cdd.iec.ch/cdd/iec61987/iec61987.nsf/PropertiesAllVersions/0112-2---61987%23ABF416,https://cdd.iec.ch/cdd/iec61987/iec61987.nsf/PropertiesAllVersions/0112-2---61987%23ABF804 | 0112-2---61987#ABF411,0112-2---61987#ABF495,0112-2---61987#ABF428,0112-2---61987#ABF394,0112-2---61987#ABF409,0112-2---61987#ABH380,0112-2---61987#ABF777,0112-2---61987#ABF496,0112-2---61987#ABF416,0112-2---61987#ABF333,0112-2---61987#ABF406,0112-2---61987#ABF407,0112-2---61987#ABF508,0112-2---61987#ABF429,0112-2---61987#ABH378,0112-2---61987#ABF379,0112-2---61987#ABF331,0112-2---61987#ABF410,0112-2---61987#ABH381,0112-2---61987#ABF804,0112-2---61987#ABF412,0112-2---61987#ABU431,0112-2---61987#ABH379,0112-2---61987#ABA640,0112-2---61987#ABF408
0112/2///61987#ABG240 | 001 | 01 | 0112/2///61987#ABG240#001 | Reference conditions of the device [11] |  |  |  | properties characterizing the reference conditions under which the performance of a device was tested |  |  |  |  | ITEM_CLASS | [5 empty] | 0112/2///61987#ABG229 - Performance [26] |  |  |  | Standard |  | IEC 61987 | IEC | 2018-03-28 | 2014-12-17 | 2016-05-24 | 2016-05-24 |  | SC65E – IEC 61987 | C00019 | 001-01 (2018-03-28 07:26:08 by BATCH 00000762) standard | 0112/2///61987#ABV501 | https://cdd.iec.ch/CDD/IEC61987/iec61987.nsf/Classes/0112-2---61987%23ABG240 | https://cdd.iec.ch/cdd/iec61987/iec61987.nsf/PropertiesAllVersions/0112-2---61987%23ABD193,https://cdd.iec.ch/cdd/iec61987/iec61987.nsf/PropertiesAllVersions/0112-2---61987%23ABG804,https://cdd.iec.ch/cdd/iec61987/iec61987.nsf/PropertiesAllVersions/0112-2---61987%23ABG807 | 0112-2---61987#ABD193,0112-2---61987#ABG804,0112-2---61987#ABG807
0112/2///61987#ABD927 | 001 | 02 | 0112/2///61987#ABD927#001 | Material of wedge |  |  |  | properties characterizing the material of which a wedge of a final control element is made |  |  |  |  | ITEM_CLASS | [5 empty] | - |  |  |  | Standard |  |  |  | 2018-03-28 | 2013-09-02 | 2013-09-02 | 2014-06-18 |  | SC65E – IEC 61987 | C00009 |  | 0112/2///61987#ABV501 | https://cdd.iec.ch/CDD/IEC61987/iec61987.nsf/Classes/0112-2---61987%23ABD927 | https://cdd.iec.ch/cdd/iec61987/iec61987.nsf/PropertiesAllVersions/0112-2---61987%23ABB455,https://cdd.iec.ch/cdd/iec61987/iec61987.nsf/PropertiesAllVersions/0112-2---61987%23ABI460,https://cdd.iec.ch/cdd/iec61987/iec61987.nsf/PropertiesAllVersions/0112-2---61987%23ABA908,https://cdd.iec.ch/cdd/iec61987/iec61987.nsf/PropertiesAllVersions/0112-2---61987%23ABA907 | 0112-2---61987#ABI460,0112-2---61987#ABA908,0112-2---61987#ABA907,0112-2---61987#ABB455
0112/2///61987#ABF025 | 001 | 01 | 0112/2///61987#ABF025#001 | Structural design of a float level transmitter and switch |  |  |  | properties characterizing the constructional details of a float level transmitter and float level switch |  |  |  |  | ITEM_CLASS | [5 empty] | 0112/2///61987#ABG410 - Structural design [float level transmitter/switch] |  |  |  | Standard |  | IEC 61987 | IEC | 2018-03-28 | 2014-12-17 | 2018-03-20 | 2018-03-20 |  | SC65E – IEC 61987 | C00018 | 001-01 (2018-03-28 07:26:05 by BATCH 00000762) standard | 0112/2///61987#ABV501 | https://cdd.iec.ch/CDD/IEC61987/iec61987.nsf/Classes/0112-2---61987%23ABF025 | https://cdd.iec.ch/cdd/iec61987/iec61987.nsf/PropertiesAllVersions/0112-2---61987%23ABU164,https://cdd.iec.ch/cdd/iec61987/iec61987.nsf/PropertiesAllVersions/0112-2---61987%23ABF032,https://cdd.iec.ch/cdd/iec61987/iec61987.nsf/PropertiesAllVersions/0112-2---61987%23ABF033,https://cdd.iec.ch/cdd/iec61987/iec61987.nsf/PropertiesAllVersions/0112-2---61987%23ABF028,https://cdd.iec.ch/cdd/iec61987/iec61987.nsf/PropertiesAllVersions/0112-2---61987%23ABF701,https://cdd.iec.ch/cdd/iec61987/iec61987.nsf/PropertiesAllVersions/0112-2---61987%23ABF704,https://cdd.iec.ch/cdd/iec61987/iec61987.nsf/PropertiesAllVersions/0112-2---61987%23ABF707,https://cdd.iec.ch/cdd/iec61987/iec61987.nsf/PropertiesAllVersions/0112-2---61987%23ABF708,https://cdd.iec.ch/cdd/iec61987/iec61987.nsf/PropertiesAllVersions/0112-2---61987%23ABH411,https://cdd.iec.ch/cdd/iec61987/iec61987.nsf/PropertiesAllVersions/0112-2---61987%23ABH427,https://cdd.iec.ch/cdd/iec61987/iec61987.nsf/PropertiesAllVersions/0112-2---61987%23ABA147,https://cdd.iec.ch/cdd/iec61987/iec61987.nsf/PropertiesAllVersions/0112-2---61987%23ABA633,https://cdd.iec.ch/cdd/iec61987/iec61987.nsf/PropertiesAllVersions/0112-2---61987%23ABB140,https://cdd.iec.ch/cdd/iec61987/iec61987.nsf/PropertiesAllVersions/0112-2---61987%23ABB396,https://cdd.iec.ch/cdd/iec61987/iec61987.nsf/PropertiesAllVersions/0112-2---61987%23ABB915,https://cdd.iec.ch/cdd/iec61987/iec61987.nsf/PropertiesAllVersions/0112-2---61987%23ABD033,https://cdd.iec.ch/cdd/iec61987/iec61987.nsf/PropertiesAllVersions/0112-2---61987%23ABB457,https://cdd.iec.ch/cdd/iec61987/iec61987.nsf/PropertiesAllVersions/0112-2---61987%23ABC969 | 0112-2---61987#ABF033,0112-2---61987#ABF701,0112-2---61987#ABF708,0112-2---61987#ABB457,0112-2---61987#ABF028,0112-2---61987#ABB396,0112-2---61987#ABB915,0112-2---61987#ABD033,0112-2---61987#ABF704,0112-2---61987#ABH411,0112-2---61987#ABA633,0112-2---61987#ABC969,0112-2---61987#ABU164,0112-2---61987#ABF032,0112-2---61987#ABF707,0112-2---61987#ABH427,0112-2---61987#ABA147,0112-2---61987#ABB140
0112/2///61987#ABF637 | 001 | 01 | 0112/2///61987#ABF637#001 | Structural design of a microwave density transmitter |  |  |  | properties characterizing the constructional details of a microwave density transmitter |  |  |  |  | ITEM_CLASS | [5 empty] | 0112/2///61987#ABG448 - Structural design [microwave density transmitter] |  |  |  | Standard |  | IEC 61987 | IEC | 2018-03-28 | 2014-12-17 | 2018-03-20 | 2018-03-20 |  | SC65E – IEC 61987 | C00017 | 001-01 (2018-03-28 07:26:06 by BATCH 00000762) standard | 0112/2///61987#ABV501 | https://cdd.iec.ch/CDD/IEC61987/iec61987.nsf/Classes/0112-2---61987%23ABF637 | https://cdd.iec.ch/cdd/iec61987/iec61987.nsf/PropertiesAllVersions/0112-2---61987%23ABH362,https://cdd.iec.ch/cdd/iec61987/iec61987.nsf/PropertiesAllVersions/0112-2---61987%23ABF523,https://cdd.iec.ch/cdd/iec61987/iec61987.nsf/PropertiesAllVersions/0112-2---61987%23ABF524,https://cdd.iec.ch/cdd/iec61987/iec61987.nsf/PropertiesAllVersions/0112-2---61987%23ABF828,https://cdd.iec.ch/cdd/iec61987/iec61987.nsf/PropertiesAllVersions/0112-2---61987%23ABF829,https://cdd.iec.ch/cdd/iec61987/iec61987.nsf/PropertiesAllVersions/0112-2---61987%23ABF830,https://cdd.iec.ch/cdd/iec61987/iec61987.nsf/PropertiesAllVersions/0112-2---61987%23ABH394 | 0112-2---61987#ABF524,0112-2---61987#ABF828,0112-2---61987#ABF829,0112-2---61987#ABF830,0112-2---61987#ABH394,0112-2---61987#ABH362,0112-2---61987#ABF523
0112/2///61987#ABA804 | 002 | 01 | 0112/2///61987#ABA804#002 | Displacer level transmitter |  |  |  | level transmitter that uses the buoyancy of a submerged displacement element to measure level |  |  |  |  | ITEM_CLASS |  |  |  |  | 0112/2///61987#ABF910 - reference to Operating LOP for level measuring equipment |  |  |  |  | Standard |  |  |  | 2018-03-28 | 2013-08-27 | 2018-03-20 | 2018-03-20 |  | SC65E – IEC 61987 | C00018 |  | 0112/2///61987#ABA803 | https://cdd.iec.ch/CDD/IEC61987/iec61987.nsf/Classes/0112-2---61987%23ABA804 | https://cdd.iec.ch/cdd/iec61987/iec61987.nsf/PropertiesAllVersions/0112-2---61987%23ABF883 | 0112-2---61987#ABF910,0112-2---61987#ABF883
0112/2///61987#ABC311 | 001 | 02 | 0112/2///61987#ABC311#001 | Keypad |  |  |  | properties characterizing a keypad |  |  |  |  | ITEM_CLASS | [5 empty] | 0112/2///61987#ABC329 - Manual controls |  |  |  | Standard |  |  |  | 2018-03-28 | 2013-08-27 | 2013-08-27 | 2014-06-18 |  | SC65E – IEC 61987 | C00004 |  | 0112/2///61987#ABV501 | https://cdd.iec.ch/CDD/IEC61987/iec61987.nsf/Classes/0112-2---61987%23ABC311 | https://cdd.iec.ch/cdd/iec61987/iec61987.nsf/PropertiesAllVersions/0112-2---61987%23ABA535,https://cdd.iec.ch/cdd/iec61987/iec61987.nsf/PropertiesAllVersions/0112-2---61987%23ABA536 | 0112-2---61987#ABA535,0112-2---61987#ABA536
0112/2///61987#ABC656 | 002 | 01 | 0112/2///61987#ABC656#002 | Type of auxiliary input [6] |  |  |  | administration block for polymorphism acting as proxy for the selected auxiliary input type |  | 2 ABC656.2 |  |  | ITEM_CLASS | [5 empty] | 0112/2///61987#ABC131 - Auxiliary input [6] |  |  |  | Standard |  |  |  | 2018-03-28 | 2013-08-27 | 2016-05-24 | 2016-05-24 |  | SC65E – IEC 61987 | C00004 |  | 0112/2///61987#ABV501 | https://cdd.iec.ch/CDD/IEC61987/iec61987.nsf/Classes/0112-2---61987%23ABC656 | https://cdd.iec.ch/cdd/iec61987/iec61987.nsf/PropertiesAllVersions/0112-2---61987%23ABU245,https://cdd.iec.ch/cdd/iec61987/iec61987.nsf/PropertiesAllVersions/0112-2---61987%23ABU247,https://cdd.iec.ch/cdd/iec61987/iec61987.nsf/PropertiesAllVersions/0112-2---61987%23ABU248,https://cdd.iec.ch/cdd/iec61987/iec61987.nsf/PropertiesAllVersions/0112-2---61987%23ABU249,https://cdd.iec.ch/cdd/iec61987/iec61987.nsf/PropertiesAllVersions/0112-2---61987%23ABU250,https://cdd.iec.ch/cdd/iec61987/iec61987.nsf/PropertiesAllVersions/0112-2---61987%23ABU251,https://cdd.iec.ch/cdd/iec61987/iec61987.nsf/PropertiesAllVersions/0112-2---61987%23ABU252,https://cdd.iec.ch/cdd/iec61987/iec61987.nsf/PropertiesAllVersions/0112-2---61987%23ABU253,https://cdd.iec.ch/cdd/iec61987/iec61987.nsf/PropertiesAllVersions/0112-2---61987%23ABU254 | 0112-2---61987#ABU245,0112-2---61987#ABU252,0112-2---61987#ABU254,0112-2---61987#ABU251,0112-2---61987#ABU253,0112-2---61987#ABU247,0112-2---61987#ABU248,0112-2---61987#ABU249,0112-2---61987#ABU250
0112/2///61987#ABC679 | 001 | 02 | 0112/2///61987#ABC679#001 | Gas/vapor phase [pressure] |  |  |  | properties characterizing a vapor or gas phase of a fluid |  | 1 ABC679.1 |  |  | ITEM_CLASS | [5 empty] | 0112/2///61987#ABC509 - Phase [pressure] |  |  |  | Standard |  |  |  | 2018-03-28 | 2013-09-27 | 2013-09-27 | 2014-06-18 |  | SC65E – IEC 61987 | C00004 |  | 0112/2///61987#ABV501 | https://cdd.iec.ch/CDD/IEC61987/iec61987.nsf/Classes/0112-2---61987%23ABC679 | https://cdd.iec.ch/cdd/iec61987/iec61987.nsf/PropertiesAllVersions/0112-2---61987%23ABB296,https://cdd.iec.ch/cdd/iec61987/iec61987.nsf/PropertiesAllVersions/0112-2---61987%23ABB011,https://cdd.iec.ch/cdd/iec61987/iec61987.nsf/PropertiesAllVersions/0112-2---61987%23ABB304,https://cdd.iec.ch/cdd/iec61987/iec61987.nsf/PropertiesAllVersions/0112-2---61987%23ABA946,https://cdd.iec.ch/cdd/iec61987/iec61987.nsf/PropertiesAllVersions/0112-2---61987%23ABA557,https://cdd.iec.ch/cdd/iec61987/iec61987.nsf/PropertiesAllVersions/0112-2---61987%23ABB311,https://cdd.iec.ch/cdd/iec61987/iec61987.nsf/PropertiesAllVersions/0112-2---61987%23ABB312,https://cdd.iec.ch/cdd/iec61987/iec61987.nsf/PropertiesAllVersions/0112-2---61987%23ABB313,https://cdd.iec.ch/cdd/iec61987/iec61987.nsf/PropertiesAllVersions/0112-2---61987%23ABB314,https://cdd.iec.ch/cdd/iec61987/iec61987.nsf/PropertiesAllVersions/0112-2---61987%23ABB315,https://cdd.iec.ch/cdd/iec61987/iec61987.nsf/PropertiesAllVersions/0112-2---61987%23ABB316,https://cdd.iec.ch/cdd/iec61987/iec61987.nsf/PropertiesAllVersions/0112-2---61987%23ABB067,https://cdd.iec.ch/cdd/iec61987/iec61987.nsf/PropertiesAllVersions/0112-2---61987%23ABB300,https://cdd.iec.ch/cdd/iec61987/iec61987.nsf/PropertiesAllVersions/0112-2---61987%23ABD099 | 0112-2---61987#ABB296,0112-2---61987#ABA557,0112-2---61987#ABB313,0112-2---61987#ABB304,0112-2---61987#ABB067,0112-2---61987#ABB300,0112-2---61987#ABB311,0112-2---61987#ABD099,0112-2---61987#ABB315,0112-2---61987#ABB316,0112-2---61987#ABB011,0112-2---61987#ABA946,0112-2---61987#ABB312,0112-2---61987#ABB314
0112/2///61987#ABD493 | 001 | 02 | 0112/2///61987#ABD493#001 | Assigned flow velocity range |  |  |  | properties characterizing a range configured at the factory for flow velocity |  |  |  |  | ITEM_CLASS | [5 empty] | 0112/2///61987#ABC119 - Assigned variable [2]0112/2///61987#ABC120 - Assigned variable [3]0112/2///61987#ABC124 - Assigned variable [7]0112/2///61987#ABC121 - Assigned variable [4]0112/2///61987#ABG089 - Assigned variable [9]0112/2///61987#ABG090 - Assigned variable [10]0112/2///61987#ABH044 - Assigned variable [22] |  |  |  | Standard |  |  |  | 2018-03-28 | 2013-09-27 | 2014-03-13 | 2014-06-18 |  | SC65E – IEC 61987 | C00014 |  | 0112/2///61987#ABV501 | https://cdd.iec.ch/CDD/IEC61987/iec61987.nsf/Classes/0112-2---61987%23ABD493 | https://cdd.iec.ch/cdd/iec61987/iec61987.nsf/PropertiesAllVersions/0112-2---61987%23ABD433,https://cdd.iec.ch/cdd/iec61987/iec61987.nsf/PropertiesAllVersions/0112-2---61987%23ABD434,https://cdd.iec.ch/cdd/iec61987/iec61987.nsf/PropertiesAllVersions/0112-2---61987%23ABD435,https://cdd.iec.ch/cdd/iec61987/iec61987.nsf/PropertiesAllVersions/0112-2---61987%23ABD436 | 0112-2---61987#ABD433,0112-2---61987#ABD434,0112-2---61987#ABD435,0112-2---61987#ABD436
0112/2///61987#ABG463 | 001 | 01 | 0112/2///61987#ABG463#001 | Gas/vapor phase [level] |  |  |  | properties characterizing a vapor or gas phase of a fluid |  | Polymorphic element: ABG463, Id: 2 |  |  | ITEM_CLASS | [5 empty] | 0112/2///61987#ABG457 - Phase [level] |  |  |  | Standard |  | IEC 61987 | IEC | 2018-03-28 | 2018-03-28 | 2018-03-28 | 2018-03-28 |  | SC65E – IEC 61987 | C00018 | 001-01 (2018-03-28 07:26:11 by BATCH 00000762) standard | 0112/2///61987#ABV501 | https://cdd.iec.ch/CDD/IEC61987/iec61987.nsf/Classes/0112-2---61987%23ABG463 | https://cdd.iec.ch/cdd/iec61987/iec61987.nsf/PropertiesAllVersions/0112-2---61987%23ABH060,https://cdd.iec.ch/cdd/iec61987/iec61987.nsf/PropertiesAllVersions/0112-2---61987%23ABH061,https://cdd.iec.ch/cdd/iec61987/iec61987.nsf/PropertiesAllVersions/0112-2---61987%23ABA946,https://cdd.iec.ch/cdd/iec61987/iec61987.nsf/PropertiesAllVersions/0112-2---61987%23ABA557,https://cdd.iec.ch/cdd/iec61987/iec61987.nsf/PropertiesAllVersions/0112-2---61987%23ABB311,https://cdd.iec.ch/cdd/iec61987/iec61987.nsf/PropertiesAllVersions/0112-2---61987%23ABB312,https://cdd.iec.ch/cdd/iec61987/iec61987.nsf/PropertiesAllVersions/0112-2---61987%23ABB313,https://cdd.iec.ch/cdd/iec61987/iec61987.nsf/PropertiesAllVersions/0112-2---61987%23ABB314,https://cdd.iec.ch/cdd/iec61987/iec61987.nsf/PropertiesAllVersions/0112-2---61987%23ABB315,https://cdd.iec.ch/cdd/iec61987/iec61987.nsf/PropertiesAllVersions/0112-2---61987%23ABB316,https://cdd.iec.ch/cdd/iec61987/iec61987.nsf/PropertiesAllVersions/0112-2---61987%23ABB272,https://cdd.iec.ch/cdd/iec61987/iec61987.nsf/PropertiesAllVersions/0112-2---61987%23ABB067,https://cdd.iec.ch/cdd/iec61987/iec61987.nsf/PropertiesAllVersions/0112-2---61987%23ABB300,https://cdd.iec.ch/cdd/iec61987/iec61987.nsf/PropertiesAllVersions/0112-2---61987%23ABB180,https://cdd.iec.ch/cdd/iec61987/iec61987.nsf/PropertiesAllVersions/0112-2---61987%23ABB301,https://cdd.iec.ch/cdd/iec61987/iec61987.nsf/PropertiesAllVersions/0112-2---61987%23ABB094,https://cdd.iec.ch/cdd/iec61987/iec61987.nsf/PropertiesAllVersions/0112-2---61987%23ABB317,https://cdd.iec.ch/cdd/iec61987/iec61987.nsf/PropertiesAllVersions/0112-2---61987%23ABB318,https://cdd.iec.ch/cdd/iec61987/iec61987.nsf/PropertiesAllVersions/0112-2---61987%23ABA625,https://cdd.iec.ch/cdd/iec61987/iec61987.nsf/PropertiesAllVersions/0112-2---61987%23ABB066,https://cdd.iec.ch/cdd/iec61987/iec61987.nsf/PropertiesAllVersions/0112-2---61987%23ABH178,https://cdd.iec.ch/cdd/iec61987/iec61987.nsf/PropertiesAllVersions/0112-2---61987%23ABH179,https://cdd.iec.ch/cdd/iec61987/iec61987.nsf/PropertiesAllVersions/0112-2---61987%23ABD099 | 0112-2---61987#ABB300,0112-2---61987#ABB317,0112-2---61987#ABA625,0112-2---61987#ABH178,0112-2---61987#ABH179,0112-2---61987#ABB312,0112-2---61987#ABB313,0112-2---61987#ABB180,0112-2---61987#ABB318,0112-2---61987#ABD099,0112-2---61987#ABH060,0112-2---61987#ABB311,0112-2---61987#ABB316,0112-2---61987#ABB272,0112-2---61987#ABB094,0112-2---61987#ABB066,0112-2---61987#ABH061,0112-2---61987#ABB314,0112-2---61987#ABB315,0112-2---61987#ABB067,0112-2---61987#ABB301,0112-2---61987#ABA946,0112-2---61987#ABA557
0112/2///61987#ABH533 | 001 | 01 | 0112/2///61987#ABH533#001 | Output variable |  |  |  | properties characterizing an output variable |  |  |  |  | ITEM_CLASS | [5 empty] | 0112/2///61987#ABH531 - Output signal processing variable |  |  |  | Standard |  |  |  | 2019-03-08 | 2017-12-07 | 2019-03-08 | 2019-03-08 |  | SC65E – IEC 61987 | C00018 | 001-01 (2019-03-08 15:35:12 by BATCH 00000766) standard | 0112/2///61987#ABV501 | https://cdd.iec.ch/CDD/IEC61987/iec61987.nsf/Classes/0112-2---61987%23ABH533 | https://cdd.iec.ch/cdd/iec61987/iec61987.nsf/PropertiesAllVersions/0112-2---61987%23ABH690,https://cdd.iec.ch/cdd/iec61987/iec61987.nsf/PropertiesAllVersions/0112-2---61987%23ABB271,https://cdd.iec.ch/cdd/iec61987/iec61987.nsf/PropertiesAllVersions/0112-2---61987%23ABA577 | 0112-2---61987#ABH690,0112-2---61987#ABB271,0112-2---61987#ABA577
0112/2///61987#ABC136 | 003 | 01 | 0112/2///61987#ABC136#003 | Base conditions |  |  |  | properties characterizing reference state variables that are used throughout the list of properties | Reference state variables give the reference state or reference conditions to which a state function like density or flow rates are calculated |  |  |  | ITEM_CLASS | [5 empty] | 0112/2///61987#ABA003 - Operating LOP for flow measuring equipment0112/2///61987#ABA026 - Operating LOP for pressure measuring equipment0112/2///61987#ABE727 - Operating LOP for level measuring equipment |  |  |  | Standard |  |  |  | 2018-03-28 | 2013-08-27 | 2018-03-20 | 2018-03-20 |  | SC65E – IEC 61987 | C00004 |  | 0112/2///61987#ABV501 | https://cdd.iec.ch/CDD/IEC61987/iec61987.nsf/Classes/0112-2---61987%23ABC136 | https://cdd.iec.ch/cdd/iec61987/iec61987.nsf/PropertiesAllVersions/0112-2---61987%23ABA328,https://cdd.iec.ch/cdd/iec61987/iec61987.nsf/PropertiesAllVersions/0112-2---61987%23ABB781,https://cdd.iec.ch/cdd/iec61987/iec61987.nsf/PropertiesAllVersions/0112-2---61987%23ABB284,https://cdd.iec.ch/cdd/iec61987/iec61987.nsf/PropertiesAllVersions/0112-2---61987%23ABB285,https://cdd.iec.ch/cdd/iec61987/iec61987.nsf/PropertiesAllVersions/0112-2---61987%23ABB286,https://cdd.iec.ch/cdd/iec61987/iec61987.nsf/PropertiesAllVersions/0112-2---61987%23ABB287 | 0112-2---61987#ABA328,0112-2---61987#ABB781,0112-2---61987#ABB284,0112-2---61987#ABB285,0112-2---61987#ABB286,0112-2---61987#ABB287
0112/2///61987#ABC235 | 003 | 01 | 0112/2///61987#ABC235#003 | Explosion protection parameters for intrinsic safety |  |  |  | properties characterizing the explosion protection of an input or output circuit with passive behaviour or active behaviour |  |  |  |  | ITEM_CLASS | [5 empty] | 0112/2///61987#ABC085 - Analog current input parameters0112/2///61987#ABC091 - Analog current output parameters0112/2///61987#ABC094 - Analog voltage input parameters0112/2///61987#ABC099 - Analog voltage output parameters0112/2///61987#ABC140 - Binary current output0112/2///61987#ABC141 - Binary electronic output0112/2///61987#ABC141 - Binary transistor/triac output0112/2///61987#ABC142 - Binary input0112/2///61987#ABC143 - Binary input IEC 60947-5-6 (NAMUR)0112/2///61987#ABC144 - Binary isolated output0112/2///61987#ABC144 - Binary relay output0112/2///61987#ABC145 - Binary output IEC 60947-5-6 (NAMUR)0112/2///61987#ABC335 - Manufacturer-specific parameters0112/2///61987#ABC555 - Pulse/frequency input/output parameters0112/2///61987#ABC685 - Wired communication interface0112/2///61987#ABE570 - Solenoid valve binary input0112/2///61987#ABF287 - Input for temperature transmitter0112/2///61987#ABF289 - RTD/thermocouple probe output0112/2///61987#ABP015 - Analog current input parameters [I/O module]0112/2///61987#ABP019 - Analog voltage input parameters [I/O module]0112/2///61987#ABP021 - Binary input [I/O module]0112/2///61987#ABP023 - Binary powered output0112/2///61987#ABP031 - Frequency input parameters [I/O module]0112/2///61987#ABP069 - RMS input0112/2///61987#ABP301 - Binary valve output |  |  |  | Standard |  |  |  | 2018-03-28 | 2013-08-27 | 2018-03-20 | 2018-03-20 |  | SC65E – IEC 61987 | C00004 |  | 0112/2///61987#ABV501 | https://cdd.iec.ch/CDD/IEC61987/iec61987.nsf/Classes/0112-2---61987%23ABC235 | https://cdd.iec.ch/cdd/iec61987/iec61987.nsf/PropertiesAllVersions/0112-2---61987%23ABB990,https://cdd.iec.ch/cdd/iec61987/iec61987.nsf/PropertiesAllVersions/0112-2---61987%23ABA391,https://cdd.iec.ch/cdd/iec61987/iec61987.nsf/PropertiesAllVersions/0112-2---61987%23ABB161,https://cdd.iec.ch/cdd/iec61987/iec61987.nsf/PropertiesAllVersions/0112-2---61987%23ABC868,https://cdd.iec.ch/cdd/iec61987/iec61987.nsf/PropertiesAllVersions/0112-2---61987%23ABD211,https://cdd.iec.ch/cdd/iec61987/iec61987.nsf/PropertiesAllVersions/0112-2---61987%23ABD212 | 0112-2---61987#ABB990,0112-2---61987#ABA391,0112-2---61987#ABB161,0112-2---61987#ABC868,0112-2---61987#ABD211,0112-2---61987#ABD212
0112/2///61987#ABC680 | 001 | 02 | 0112/2///61987#ABC680#001 | Gas/vapor phase [flow] |  |  |  | properties characterizing a vapor or gas phase of a fluid |  | 1 ABC680.1 |  |  | ITEM_CLASS | [5 empty] | 0112/2///61987#ABC510 - Phase [flow] |  |  |  | Standard |  |  |  | 2018-03-28 | 2013-09-27 | 2013-09-27 | 2014-06-18 |  | SC65E – IEC 61987 | C00004 |  | 0112/2///61987#ABV501 | https://cdd.iec.ch/CDD/IEC61987/iec61987.nsf/Classes/0112-2---61987%23ABC680 | https://cdd.iec.ch/cdd/iec61987/iec61987.nsf/PropertiesAllVersions/0112-2---61987%23ABB296,https://cdd.iec.ch/cdd/iec61987/iec61987.nsf/PropertiesAllVersions/0112-2---61987%23ABB011,https://cdd.iec.ch/cdd/iec61987/iec61987.nsf/PropertiesAllVersions/0112-2---61987%23ABB304,https://cdd.iec.ch/cdd/iec61987/iec61987.nsf/PropertiesAllVersions/0112-2---61987%23ABB290,https://cdd.iec.ch/cdd/iec61987/iec61987.nsf/PropertiesAllVersions/0112-2---61987%23ABB291,https://cdd.iec.ch/cdd/iec61987/iec61987.nsf/PropertiesAllVersions/0112-2---61987%23ABB292,https://cdd.iec.ch/cdd/iec61987/iec61987.nsf/PropertiesAllVersions/0112-2---61987%23ABA946,https://cdd.iec.ch/cdd/iec61987/iec61987.nsf/PropertiesAllVersions/0112-2---61987%23ABA557,https://cdd.iec.ch/cdd/iec61987/iec61987.nsf/PropertiesAllVersions/0112-2---61987%23ABB311,https://cdd.iec.ch/cdd/iec61987/iec61987.nsf/PropertiesAllVersions/0112-2---61987%23ABB312,https://cdd.iec.ch/cdd/iec61987/iec61987.nsf/PropertiesAllVersions/0112-2---61987%23ABB313,https://cdd.iec.ch/cdd/iec61987/iec61987.nsf/PropertiesAllVersions/0112-2---61987%23ABB314,https://cdd.iec.ch/cdd/iec61987/iec61987.nsf/PropertiesAllVersions/0112-2---61987%23ABB315,https://cdd.iec.ch/cdd/iec61987/iec61987.nsf/PropertiesAllVersions/0112-2---61987%23ABB316,https://cdd.iec.ch/cdd/iec61987/iec61987.nsf/PropertiesAllVersions/0112-2---61987%23ABB272,https://cdd.iec.ch/cdd/iec61987/iec61987.nsf/PropertiesAllVersions/0112-2---61987%23ABB067,https://cdd.iec.ch/cdd/iec61987/iec61987.nsf/PropertiesAllVersions/0112-2---61987%23ABB300,https://cdd.iec.ch/cdd/iec61987/iec61987.nsf/PropertiesAllVersions/0112-2---61987%23ABB180,https://cdd.iec.ch/cdd/iec61987/iec61987.nsf/PropertiesAllVersions/0112-2---61987%23ABB301,https://cdd.iec.ch/cdd/iec61987/iec61987.nsf/PropertiesAllVersions/0112-2---61987%23ABB317,https://cdd.iec.ch/cdd/iec61987/iec61987.nsf/PropertiesAllVersions/0112-2---61987%23ABB318,https://cdd.iec.ch/cdd/iec61987/iec61987.nsf/PropertiesAllVersions/0112-2---61987%23ABA625,https://cdd.iec.ch/cdd/iec61987/iec61987.nsf/PropertiesAllVersions/0112-2---61987%23ABA624,https://cdd.iec.ch/cdd/iec61987/iec61987.nsf/PropertiesAllVersions/0112-2---61987%23ABA556,https://cdd.iec.ch/cdd/iec61987/iec61987.nsf/PropertiesAllVersions/0112-2---61987%23ABA947,https://cdd.iec.ch/cdd/iec61987/iec61987.nsf/PropertiesAllVersions/0112-2---61987%23ABB066,https://cdd.iec.ch/cdd/iec61987/iec61987.nsf/PropertiesAllVersions/0112-2---61987%23ABA949,https://cdd.iec.ch/cdd/iec61987/iec61987.nsf/PropertiesAllVersions/0112-2---61987%23ABD099 | 0112-2---61987#ABB311,0112-2---61987#ABB314,0112-2---61987#ABB067,0112-2---61987#ABA947,0112-2---61987#ABA949,0112-2---61987#ABB011,0112-2---61987#ABB312,0112-2---61987#ABB313,0112-2---61987#ABB315,0112-2---61987#ABB290,0112-2---61987#ABB292,0112-2---61987#ABB180,0112-2---61987#ABB301,0112-2---61987#ABB318,0112-2---61987#ABA556,0112-2---61987#ABB317,0112-2---61987#ABA624,0112-2---61987#ABA946,0112-2---61987#ABA557,0112-2---61987#ABB316,0112-2---61987#ABA625,0112-2---61987#ABB291,0112-2---61987#ABB272,0112-2---61987#ABB296,0112-2---61987#ABB304,0112-2---61987#ABB300,0112-2---61987#ABB066,0112-2---61987#ABD099
0112/2///61987#ABD841 | 003 | 01 | 0112/2///61987#ABD841#003 | Deployment conditions [5] |  |  |  | properties characterizing the deployment of the device in the pipe or vessel in order to obtain the specified performance |  |  |  |  | ITEM_CLASS | [5 empty] | 0112/2///61987#ABD896 - Installation conditions [7]0112/2///61987#ABE584 - Installation conditions [10] |  |  | false | Standard |  | IEC 61987 | IEC | 2022-12-09 | 2017-12-07 | 2022-12-09 | 2022-12-09 |  | IEC/SC 65E | C00112 |  | 0112/2///61987#ABV501 | https://cdd.iec.ch/CDD/IEC61987/iec61987.nsf/Classes/0112-2---61987%23ABD841 | https://cdd.iec.ch/cdd/iec61987/iec61987.nsf/PropertiesAllVersions/0112-2---61987%23ABA590,https://cdd.iec.ch/cdd/iec61987/iec61987.nsf/PropertiesAllVersions/0112-2---61987%23ABB024 | 0112-2---61987#ABA590,0112-2---61987#ABB024
0112/2///61987#ABE793 | 001 | 01 | 0112/2///61987#ABE793#001 | Absolute performance for volume fraction |  |  |  | properties characterizing the accuracy of a volume fraction measurement, expressed in engineering units |  | Polymorphic element: ABE793, Id: 5 |  |  | ITEM_CLASS | [5 empty] | 0112/2///61987#ABG285 - Type of performance variable [19]0112/2///61987#ABG277 - Type of performance variable [11] |  |  |  | Standard |  | IEC 61987 | IEC | 2018-03-28 | 2018-03-28 | 2018-03-28 | 2018-03-28 |  | SC65E – IEC 61987 | C00018 | 001-01 (2018-03-28 07:26:04 by BATCH 00000762) standard | 0112/2///61987#ABV501 | https://cdd.iec.ch/CDD/IEC61987/iec61987.nsf/Classes/0112-2---61987%23ABE793 | https://cdd.iec.ch/cdd/iec61987/iec61987.nsf/PropertiesAllVersions/0112-2---61987%23ABE803,https://cdd.iec.ch/cdd/iec61987/iec61987.nsf/PropertiesAllVersions/0112-2---61987%23ABD535,https://cdd.iec.ch/cdd/iec61987/iec61987.nsf/PropertiesAllVersions/0112-2---61987%23ABE804,https://cdd.iec.ch/cdd/iec61987/iec61987.nsf/PropertiesAllVersions/0112-2---61987%23ABE805,https://cdd.iec.ch/cdd/iec61987/iec61987.nsf/PropertiesAllVersions/0112-2---61987%23ABE806,https://cdd.iec.ch/cdd/iec61987/iec61987.nsf/PropertiesAllVersions/0112-2---61987%23ABE807,https://cdd.iec.ch/cdd/iec61987/iec61987.nsf/PropertiesAllVersions/0112-2---61987%23ABE808,https://cdd.iec.ch/cdd/iec61987/iec61987.nsf/PropertiesAllVersions/0112-2---61987%23ABF653,https://cdd.iec.ch/cdd/iec61987/iec61987.nsf/PropertiesAllVersions/0112-2---61987%23ABB519,https://cdd.iec.ch/cdd/iec61987/iec61987.nsf/PropertiesAllVersions/0112-2---61987%23ABB774,https://cdd.iec.ch/cdd/iec61987/iec61987.nsf/PropertiesAllVersions/0112-2---61987%23ABB775,https://cdd.iec.ch/cdd/iec61987/iec61987.nsf/PropertiesAllVersions/0112-2---61987%23ABB776,https://cdd.iec.ch/cdd/iec61987/iec61987.nsf/PropertiesAllVersions/0112-2---61987%23ABF844,https://cdd.iec.ch/cdd/iec61987/iec61987.nsf/PropertiesAllVersions/0112-2---61987%23ABC840,https://cdd.iec.ch/cdd/iec61987/iec61987.nsf/PropertiesAllVersions/0112-2---61987%23ABC954 | 0112-2---61987#ABD535,0112-2---61987#ABB774,0112-2---61987#ABF844,0112-2---61987#ABE803,0112-2---61987#ABE807,0112-2---61987#ABB519,0112-2---61987#ABE804,0112-2---61987#ABE806,0112-2---61987#ABE808,0112-2---61987#ABF653,0112-2---61987#ABB775,0112-2---61987#ABE805,0112-2---61987#ABB776,0112-2---61987#ABC840,0112-2---61987#ABC954
0112/2///61987#ABF157 | 001 | 01 | 0112/2///61987#ABF157#001 | Measuring/grounding probe |  |  |  | properties characterizing the measuring or grounding electrode as a probe of a conductance level transmitter and a conductance level switch |  | PROLIST-Id: PROLIST-AAE555 |  |  | ITEM_CLASS | [5 empty] | 0112/2///61987#ABF154 - Structural design of a conductance level transmitter/switch |  |  |  | Standard |  | IEC 61987 | IEC | 2018-03-28 | 2018-03-28 | 2018-03-28 | 2018-03-28 |  | SC65E – IEC 61987 | C00018 | 001-01 (2018-03-28 07:26:05 by BATCH 00000762) standard | 0112/2///61987#ABV501 | https://cdd.iec.ch/CDD/IEC61987/iec61987.nsf/Classes/0112-2---61987%23ABF157 | https://cdd.iec.ch/cdd/iec61987/iec61987.nsf/PropertiesAllVersions/0112-2---61987%23ABF137,https://cdd.iec.ch/cdd/iec61987/iec61987.nsf/PropertiesAllVersions/0112-2---61987%23ABF138,https://cdd.iec.ch/cdd/iec61987/iec61987.nsf/PropertiesAllVersions/0112-2---61987%23ABF141,https://cdd.iec.ch/cdd/iec61987/iec61987.nsf/PropertiesAllVersions/0112-2---61987%23ABF733,https://cdd.iec.ch/cdd/iec61987/iec61987.nsf/PropertiesAllVersions/0112-2---61987%23ABF153,https://cdd.iec.ch/cdd/iec61987/iec61987.nsf/PropertiesAllVersions/0112-2---61987%23ABF144,https://cdd.iec.ch/cdd/iec61987/iec61987.nsf/PropertiesAllVersions/0112-2---61987%23ABF143 | 0112-2---61987#ABF733,0112-2---61987#ABF153,0112-2---61987#ABF144,0112-2---61987#ABF143,0112-2---61987#ABF137,0112-2---61987#ABF138,0112-2---61987#ABF141
0112/2///61987#ABG353 | 002 | 01 | 0112/2///61987#ABG353#002 | Accuracy expressed as a percentage [5] |  |  |  | properties characterizing the accuracy of a measured value or a signal expressed as a percentage of reading, span or full range etc. |  |  |  |  | ITEM_CLASS | [5 empty] | 0112/2///61987#ABG311 - Percentage performance [5] |  |  | false | Standard |  | IEC 61987 | IEC | 2022-12-09 | 2017-12-07 | 2022-12-09 | 2022-12-09 |  | IEC/SC 65E | C00112 |  | 0112/2///61987#ABV501 | https://cdd.iec.ch/CDD/IEC61987/iec61987.nsf/Classes/0112-2---61987%23ABG353 | https://cdd.iec.ch/cdd/iec61987/iec61987.nsf/PropertiesAllVersions/0112-2---61987%23ABD459,https://cdd.iec.ch/cdd/iec61987/iec61987.nsf/PropertiesAllVersions/0112-2---61987%23ABD460,https://cdd.iec.ch/cdd/iec61987/iec61987.nsf/PropertiesAllVersions/0112-2---61987%23ABD535,https://cdd.iec.ch/cdd/iec61987/iec61987.nsf/PropertiesAllVersions/0112-2---61987%23ABB652,https://cdd.iec.ch/cdd/iec61987/iec61987.nsf/PropertiesAllVersions/0112-2---61987%23ABB005,https://cdd.iec.ch/cdd/iec61987/iec61987.nsf/PropertiesAllVersions/0112-2---61987%23ABB653,https://cdd.iec.ch/cdd/iec61987/iec61987.nsf/PropertiesAllVersions/0112-2---61987%23ABB654,https://cdd.iec.ch/cdd/iec61987/iec61987.nsf/PropertiesAllVersions/0112-2---61987%23ABB655,https://cdd.iec.ch/cdd/iec61987/iec61987.nsf/PropertiesAllVersions/0112-2---61987%23ABB656,https://cdd.iec.ch/cdd/iec61987/iec61987.nsf/PropertiesAllVersions/0112-2---61987%23ABA568,https://cdd.iec.ch/cdd/iec61987/iec61987.nsf/PropertiesAllVersions/0112-2---61987%23ABB779,https://cdd.iec.ch/cdd/iec61987/iec61987.nsf/PropertiesAllVersions/0112-2---61987%23ABB657,https://cdd.iec.ch/cdd/iec61987/iec61987.nsf/PropertiesAllVersions/0112-2---61987%23ABC707,https://cdd.iec.ch/cdd/iec61987/iec61987.nsf/PropertiesAllVersions/0112-2---61987%23ABB801,https://cdd.iec.ch/cdd/iec61987/iec61987.nsf/PropertiesAllVersions/0112-2---61987%23ABB802,https://cdd.iec.ch/cdd/iec61987/iec61987.nsf/PropertiesAllVersions/0112-2---61987%23ABB803,https://cdd.iec.ch/cdd/iec61987/iec61987.nsf/PropertiesAllVersions/0112-2---61987%23ABB804,https://cdd.iec.ch/cdd/iec61987/iec61987.nsf/PropertiesAllVersions/0112-2---61987%23ABB805,https://cdd.iec.ch/cdd/iec61987/iec61987.nsf/PropertiesAllVersions/0112-2---61987%23ABB806,https://cdd.iec.ch/cdd/iec61987/iec61987.nsf/PropertiesAllVersions/0112-2---61987%23ABB846,https://cdd.iec.ch/cdd/iec61987/iec61987.nsf/PropertiesAllVersions/0112-2---61987%23ABB661,https://cdd.iec.ch/cdd/iec61987/iec61987.nsf/PropertiesAllVersions/0112-2---61987%23ABB662,https://cdd.iec.ch/cdd/iec61987/iec61987.nsf/PropertiesAllVersions/0112-2---61987%23ABB663,https://cdd.iec.ch/cdd/iec61987/iec61987.nsf/PropertiesAllVersions/0112-2---61987%23ABB519,https://cdd.iec.ch/cdd/iec61987/iec61987.nsf/PropertiesAllVersions/0112-2---61987%23ABB774,https://cdd.iec.ch/cdd/iec61987/iec61987.nsf/PropertiesAllVersions/0112-2---61987%23ABB847,https://cdd.iec.ch/cdd/iec61987/iec61987.nsf/PropertiesAllVersions/0112-2---61987%23ABG874 | 0112-2---61987#ABB779,0112-2---61987#ABC707,0112-2---61987#ABB804,0112-2---61987#ABG874,0112-2---61987#ABB005,0112-2---61987#ABB653,0112-2---61987#ABB802,0112-2---61987#ABB663,0112-2---61987#ABB657,0112-2---61987#ABB806,0112-2---61987#ABB662,0112-2---61987#ABB519,0112-2---61987#ABB654,0112-2---61987#ABB656,0112-2---61987#ABA568,0112-2---61987#ABB801,0112-2---61987#ABB661,0112-2---61987#ABB774,0112-2---61987#ABD459,0112-2---61987#ABD460,0112-2---61987#ABB655,0112-2---61987#ABB805,0112-2---61987#ABD535,0112-2---61987#ABB652,0112-2---61987#ABB803,0112-2---61987#ABB846,0112-2---61987#ABB847
0112/2///61987#ABH656 | 001 | 01 | 0112/2///61987#ABH656#001 | Output values of dynamic viscosity |  |  |  | properties characterizing the readings of dynamic viscosity output signals |  |  |  |  | ITEM_CLASS | [5 empty] | 0112/2///61987#ABH638 - Calibration point of dynamic viscosity |  |  |  | Standard |  |  |  | 2019-03-08 | 2017-12-07 | 2019-03-08 | 2019-03-08 |  | SC65E – IEC 61987 | C00018 | 001-01 (2019-03-08 15:35:12 by BATCH 00000766) standard | 0112/2///61987#ABV501 | https://cdd.iec.ch/CDD/IEC61987/iec61987.nsf/Classes/0112-2---61987%23ABH656 | https://cdd.iec.ch/cdd/iec61987/iec61987.nsf/PropertiesAllVersions/0112-2---61987%23ABH566,https://cdd.iec.ch/cdd/iec61987/iec61987.nsf/PropertiesAllVersions/0112-2---61987%23ABH567,https://cdd.iec.ch/cdd/iec61987/iec61987.nsf/PropertiesAllVersions/0112-2---61987%23ABH568,https://cdd.iec.ch/cdd/iec61987/iec61987.nsf/PropertiesAllVersions/0112-2---61987%23ABH583,https://cdd.iec.ch/cdd/iec61987/iec61987.nsf/PropertiesAllVersions/0112-2---61987%23ABH584 | 0112-2---61987#ABH566,0112-2---61987#ABH567,0112-2---61987#ABH568,0112-2---61987#ABH583,0112-2---61987#ABH584
0112/2///61987#ABA712 | 002 | 01 | 0112/2///61987#ABA712#002 | Mechanical level switch |  |  |  | level switch that uses mechanical means to detect a level regime |  |  |  |  | ITEM_CLASS |  |  |  |  | 0112/2///61987#ABF910 - reference to Operating LOP for level measuring equipment |  |  |  |  | Standard |  |  |  | 2018-03-28 | 2013-08-27 | 2016-05-24 | 2016-05-24 |  | SC65E – IEC 61987 | C00004 |  | 0112/2///61987#ABA703 | https://cdd.iec.ch/CDD/IEC61987/iec61987.nsf/Classes/0112-2---61987%23ABA712 |  | 0112-2---61987#ABF910
0112/2///61987#ABA786 | 003 | 01 | 0112/2///61987#ABA786#003 | Helix flow transmitter |  |  |  | positive displacement flow transmitter that uses helical rotors to divide and meter the flow |  |  |  |  | ITEM_CLASS |  |  |  |  | 0112/2///61987#ABU125 - reference to Operating LOP for flow measuring equipment |  |  |  |  | Standard |  |  |  | 2018-03-28 | 2013-08-27 | 2016-05-24 | 2016-05-24 |  | SC65E – IEC 61987 | C00004 |  | 0112/2///61987#ABA783 | https://cdd.iec.ch/CDD/IEC61987/iec61987.nsf/Classes/0112-2---61987%23ABA786 | https://cdd.iec.ch/cdd/iec61987/iec61987.nsf/PropertiesAllVersions/0112-2---61987%23ABU221 | 0112-2---61987#ABU221
0112/2///61987#ABH888 | 001 | 01 | 0112/2///61987#ABH888#001 | Analog output function block |  |  |  | properties characterizing an Analog output function block |  |  |  |  | ITEM_CLASS | [5 empty] | 0112/2///61987#ABH840 - User application parameters |  |  |  | Standard |  |  |  | 2019-03-08 | 2017-12-07 | 2019-03-08 | 2019-03-08 |  | SC65E – IEC 61987 | C00018 | 001-01 (2019-03-08 15:35:13 by BATCH 00000766) standard | 0112/2///61987#ABV501 | https://cdd.iec.ch/CDD/IEC61987/iec61987.nsf/Classes/0112-2---61987%23ABH888 | https://cdd.iec.ch/cdd/iec61987/iec61987.nsf/PropertiesAllVersions/0112-2---61987%23ABJ349,https://cdd.iec.ch/cdd/iec61987/iec61987.nsf/PropertiesAllVersions/0112-2---61987%23ABJ007,https://cdd.iec.ch/cdd/iec61987/iec61987.nsf/PropertiesAllVersions/0112-2---61987%23ABJ403,https://cdd.iec.ch/cdd/iec61987/iec61987.nsf/PropertiesAllVersions/0112-2---61987%23ABJ377,https://cdd.iec.ch/cdd/iec61987/iec61987.nsf/PropertiesAllVersions/0112-2---61987%23ABI369,https://cdd.iec.ch/cdd/iec61987/iec61987.nsf/PropertiesAllVersions/0112-2---61987%23ABJ454,https://cdd.iec.ch/cdd/iec61987/iec61987.nsf/PropertiesAllVersions/0112-2---61987%23ABI357,https://cdd.iec.ch/cdd/iec61987/iec61987.nsf/PropertiesAllVersions/0112-2---61987%23ABJ710,https://cdd.iec.ch/cdd/iec61987/iec61987.nsf/PropertiesAllVersions/0112-2---61987%23ABI152,https://cdd.iec.ch/cdd/iec61987/iec61987.nsf/PropertiesAllVersions/0112-2---61987%23ABI153,https://cdd.iec.ch/cdd/iec61987/iec61987.nsf/PropertiesAllVersions/0112-2---61987%23ABJ401,https://cdd.iec.ch/cdd/iec61987/iec61987.nsf/PropertiesAllVersions/0112-2---61987%23ABI037,https://cdd.iec.ch/cdd/iec61987/iec61987.nsf/PropertiesAllVersions/0112-2---61987%23ABI392 | 0112-2---61987#ABI153,0112-2---61987#ABJ401,0112-2---61987#ABI037,0112-2---61987#ABJ007,0112-2---61987#ABJ403,0112-2---61987#ABJ377,0112-2---61987#ABI369,0112-2---61987#ABI152,0112-2---61987#ABI392,0112-2---61987#ABJ349,0112-2---61987#ABJ454,0112-2---61987#ABI357,0112-2---61987#ABJ710
0112/2///61987#ABA743 | 002 | 01 | 0112/2///61987#ABA743#002 | Bimetallic differential temperature switch |  |  |  | differential temperature switch that uses the deflection of a bimetallic strip to detect a temperature regime |  |  |  |  | ITEM_CLASS | [9 empty] | Standard |  |  |  | 2018-03-28 | 2013-08-27 | 2016-05-24 | 2016-05-24 |  | SC65E – IEC 61987 | C00004 |  | 0112/2///61987#ABA742 | https://cdd.iec.ch/CDD/IEC61987/iec61987.nsf/Classes/0112-2---61987%23ABA743
0112/2///61987#ABF254 | 001 | 01 | 0112/2///61987#ABF254#001 | Objective |  |  |  | properties characterizing the constructional details of an objective of an optical system |  |  |  |  | ITEM_CLASS | [5 empty] | 0112/2///61987#ABF226 - Structural design of a radiation thermometer |  |  |  | Standard |  | IEC 61987 | IEC | 2018-03-28 | 2014-12-17 | 2017-09-18 | 2017-09-18 |  | SC65E – IEC 61987 | C00019 | 001-01 (2018-03-28 07:26:05 by BATCH 00000762) standard | 0112/2///61987#ABV501 | https://cdd.iec.ch/CDD/IEC61987/iec61987.nsf/Classes/0112-2---61987%23ABF254 | https://cdd.iec.ch/cdd/iec61987/iec61987.nsf/PropertiesAllVersions/0112-2---61987%23ABF255,https://cdd.iec.ch/cdd/iec61987/iec61987.nsf/PropertiesAllVersions/0112-2---61987%23ABF256,https://cdd.iec.ch/cdd/iec61987/iec61987.nsf/PropertiesAllVersions/0112-2---61987%23ABH230,https://cdd.iec.ch/cdd/iec61987/iec61987.nsf/PropertiesAllVersions/0112-2---61987%23ABH231,https://cdd.iec.ch/cdd/iec61987/iec61987.nsf/PropertiesAllVersions/0112-2---61987%23ABH232,https://cdd.iec.ch/cdd/iec61987/iec61987.nsf/PropertiesAllVersions/0112-2---61987%23ABF258,https://cdd.iec.ch/cdd/iec61987/iec61987.nsf/PropertiesAllVersions/0112-2---61987%23ABF259,https://cdd.iec.ch/cdd/iec61987/iec61987.nsf/PropertiesAllVersions/0112-2---61987%23ABF260,https://cdd.iec.ch/cdd/iec61987/iec61987.nsf/PropertiesAllVersions/0112-2---61987%23ABF257 | 0112-2---61987#ABH230,0112-2---61987#ABF258,0112-2---61987#ABF259,0112-2---61987#ABF257,0112-2---61987#ABF255,0112-2---61987#ABF256,0112-2---61987#ABH231,0112-2---61987#ABH232,0112-2---61987#ABF260
0112/2///61987#ABG264 | 001 | 01 | 0112/2///61987#ABG264#001 | Performance variable [24] |  |  |  | properties characterizing the performance of a device with respect to a particular process variable |  |  |  |  | ITEM_CLASS | [5 empty] | 0112/2///61987#ABG223 - Performance [20] |  |  |  | Standard |  | IEC 61987 | IEC | 2018-03-28 | 2014-12-17 | 2018-03-20 | 2018-03-20 |  | SC65E – IEC 61987 | C00018 | 001-01 (2018-03-28 07:26:08 by BATCH 00000762) standard | 0112/2///61987#ABV501 | https://cdd.iec.ch/CDD/IEC61987/iec61987.nsf/Classes/0112-2---61987%23ABG264 | https://cdd.iec.ch/cdd/iec61987/iec61987.nsf/PropertiesAllVersions/0112-2---61987%23ABB271,https://cdd.iec.ch/cdd/iec61987/iec61987.nsf/PropertiesAllVersions/0112-2---61987%23ABA577,https://cdd.iec.ch/cdd/iec61987/iec61987.nsf/PropertiesAllVersions/0112-2---61987%23ABG827,https://cdd.iec.ch/cdd/iec61987/iec61987.nsf/PropertiesAllVersions/0112-2---61987%23ABU958 | 0112-2---61987#ABB271,0112-2---61987#ABA577,0112-2---61987#ABG827,0112-2---61987#ABU958
0112/2///61987#ABA837 | 002 | 01 | 0112/2///61987#ABA837#002 | Contact temperature transmitter |  |  |  | temperature transmitter, the sensing element of which is in contact with the media or object being measured |  |  |  |  | ITEM_CLASS |  |  |  |  | 0112/2///61987#ABF896 - reference to Operating LOP for temperature measuring equipment |  |  |  |  | Standard |  | IEC 61987 | IEC | 2018-03-28 | 2014-12-17 | 2016-05-24 | 2016-05-24 |  | SC65E – IEC 61987 | C00019 |  | 0112/2///61987#ABA835 | https://cdd.iec.ch/CDD/IEC61987/iec61987.nsf/Classes/0112-2---61987%23ABA837 | https://cdd.iec.ch/cdd/iec61987/iec61987.nsf/PropertiesAllVersions/0112-2---61987%23ABF897 | 0112-2---61987#ABF897,0112-2---61987#ABF896
0112/2///61987#ABE700 | 001 | 01 | 0112/2///61987#ABE700#001 | Percentage performance [3] |  |  |  | properties characterizing the performance characteristics of an output expressed as a percentage of range or span |  |  |  |  | ITEM_CLASS | [5 empty] | 0112/2///61987#ABE698 - Type of performance variable [18] |  |  |  | Standard |  |  |  | 2018-03-28 | 2018-03-28 | 2018-03-28 | 2018-03-28 |  | SC65E – IEC 61987 | C00016 | 001-01 (2018-03-28 07:26:03 by BATCH 00000762) standard | 0112/2///61987#ABV501 | https://cdd.iec.ch/CDD/IEC61987/iec61987.nsf/Classes/0112-2---61987%23ABE700 | https://cdd.iec.ch/cdd/iec61987/iec61987.nsf/PropertiesAllVersions/0112-2---61987%23ABB087,https://cdd.iec.ch/cdd/iec61987/iec61987.nsf/PropertiesAllVersions/0112-2---61987%23ABE703 | 0112-2---61987#ABB087,0112-2---61987#ABE703
0112/2///61987#ABH625 | 001 | 01 | 0112/2///61987#ABH625#001 | Calibration of degree of filling |  |  |  | properties characterizing the calibration of degree of filling output values of a device |  |  |  |  | ITEM_CLASS | [5 empty] | 0112/2///61987#ABH561 - Calibration |  |  |  | Standard |  |  |  | 2019-03-08 | 2017-12-07 | 2019-03-08 | 2019-03-08 |  | SC65E – IEC 61987 | C00018 | 001-01 (2019-03-08 15:35:12 by BATCH 00000766) standard | 0112/2///61987#ABV501 | https://cdd.iec.ch/CDD/IEC61987/iec61987.nsf/Classes/0112-2---61987%23ABH625 | https://cdd.iec.ch/cdd/iec61987/iec61987.nsf/PropertiesAllVersions/0112-2---61987%23ABH594,https://cdd.iec.ch/cdd/iec61987/iec61987.nsf/PropertiesAllVersions/0112-2---61987%23ABH755 | 0112-2---61987#ABH594,0112-2---61987#ABH755
0112/2///61987#ABA817 | 002 | 01 | 0112/2///61987#ABA817#002 | Plumb bob level transmitter |  |  |  | level transmitter that uses a wire or tape with a body as sensing element to measure level |  |  |  |  | ITEM_CLASS |  |  |  |  | 0112/2///61987#ABF910 - reference to Operating LOP for level measuring equipment |  |  |  |  | Standard |  |  |  | 2018-03-28 | 2013-08-27 | 2018-03-20 | 2018-03-20 |  | SC65E – IEC 61987 | C00018 |  | 0112/2///61987#ABA816 | https://cdd.iec.ch/CDD/IEC61987/iec61987.nsf/Classes/0112-2---61987%23ABA817 | https://cdd.iec.ch/cdd/iec61987/iec61987.nsf/PropertiesAllVersions/0112-2---61987%23ABF885 | 0112-2---61987#ABF885
0112/2///61987#ABO087 | 001 | 01 | 0112/2///61987#ABO087#001 | Pneumatic strip chart recorder |  |  |  | pneumatic chart recorder that has a moving strip of paper as recording medium |  |  |  |  | ITEM_CLASS |  |  |  |  | 0112/2///61987#ABP285 - reference to Operating LOP for infrastructure devices |  |  |  | true | Standard |  | IEC 61987-31 | IEC | 2022-10-26 | 2022-10-26 | 2022-10-26 | 2022-10-26 |  | IEC/SC 65E | C00127 | 001-01 (2022-10-26 07:15:17 by BATCH 00000802) standard | 0112/2///61987#ABO086 | https://cdd.iec.ch/CDD/IEC61987/iec61987.nsf/Classes/0112-2---61987%23ABO087
0112/2///61987#ABC249 | 002 | 01 | 0112/2///61987#ABC249#002 | Frequency input/output parameters |  |  |  | properties characterizing the configuration of the frequency input or output |  |  |  |  | ITEM_CLASS | [5 empty] | 0112/2///61987#ABC555 - Pulse/frequency input/output parameters0112/2///61987#ABP031 - Frequency input parameters [I/O module] |  |  | false | Standard |  | IEC 61987 | IEC | 2023-01-23 | 2017-12-07 | 2023-01-23 | 2023-01-23 |  | IEC/SC 65E | C00128 |  | 0112/2///61987#ABV501 | https://cdd.iec.ch/CDD/IEC61987/iec61987.nsf/Classes/0112-2---61987%23ABC249 | https://cdd.iec.ch/cdd/iec61987/iec61987.nsf/PropertiesAllVersions/0112-2---61987%23ABB871,https://cdd.iec.ch/cdd/iec61987/iec61987.nsf/PropertiesAllVersions/0112-2---61987%23ABB784,https://cdd.iec.ch/cdd/iec61987/iec61987.nsf/PropertiesAllVersions/0112-2---61987%23ABA552,https://cdd.iec.ch/cdd/iec61987/iec61987.nsf/PropertiesAllVersions/0112-2---61987%23ABA414,https://cdd.iec.ch/cdd/iec61987/iec61987.nsf/PropertiesAllVersions/0112-2---61987%23ABB158,https://cdd.iec.ch/cdd/iec61987/iec61987.nsf/PropertiesAllVersions/0112-2---61987%23ABB872,https://cdd.iec.ch/cdd/iec61987/iec61987.nsf/PropertiesAllVersions/0112-2---61987%23ABA630,https://cdd.iec.ch/cdd/iec61987/iec61987.nsf/PropertiesAllVersions/0112-2---61987%23ABA934,https://cdd.iec.ch/cdd/iec61987/iec61987.nsf/PropertiesAllVersions/0112-2---61987%23ABP118,https://cdd.iec.ch/cdd/iec61987/iec61987.nsf/PropertiesAllVersions/0112-2---61987%23ABB873,https://cdd.iec.ch/cdd/iec61987/iec61987.nsf/PropertiesAllVersions/0112-2---61987%23ABC884 | 0112-2---61987#ABB871,0112-2---61987#ABB784,0112-2---61987#ABA630,0112-2---61987#ABA934,0112-2---61987#ABB873,0112-2---61987#ABC884,0112-2---61987#ABA552,0112-2---61987#ABA414,0112-2---61987#ABB158,0112-2---61987#ABB872,0112-2---61987#ABP118
0112/2///61987#ABC520 | 008 | 01 | 0112/2///61987#ABC520#008 | Pneumatic/hydraulic supply [2] |  |  |  | properties characterizing a pneumatic or hydraulic power supply available for or required by a device |  |  |  |  | ITEM_CLASS | [5 empty] | 0112/2///61987#ABC524 - Power supply [2]0112/2///61987#ABD522 - Power supply [3]0112/2///61987#ABD983 - Power supply [4]0112/2///61987#ABP059 - Power supply [I/O module] |  |  | false | Standard |  | IEC 61987 | IEC | 2023-01-23 | 2017-12-07 | 2023-01-23 | 2023-01-23 |  | IEC/SC 65E | C00128 |  | 0112/2///61987#ABV501 | https://cdd.iec.ch/CDD/IEC61987/iec61987.nsf/Classes/0112-2---61987%23ABC520 | https://cdd.iec.ch/cdd/iec61987/iec61987.nsf/PropertiesAllVersions/0112-2---61987%23ABE654,https://cdd.iec.ch/cdd/iec61987/iec61987.nsf/PropertiesAllVersions/0112-2---61987%23ABD525,https://cdd.iec.ch/cdd/iec61987/iec61987.nsf/PropertiesAllVersions/0112-2---61987%23ABB359,https://cdd.iec.ch/cdd/iec61987/iec61987.nsf/PropertiesAllVersions/0112-2---61987%23ABB360,https://cdd.iec.ch/cdd/iec61987/iec61987.nsf/PropertiesAllVersions/0112-2---61987%23ABB361,https://cdd.iec.ch/cdd/iec61987/iec61987.nsf/PropertiesAllVersions/0112-2---61987%23ABB634,https://cdd.iec.ch/cdd/iec61987/iec61987.nsf/PropertiesAllVersions/0112-2---61987%23ABB941,https://cdd.iec.ch/cdd/iec61987/iec61987.nsf/PropertiesAllVersions/0112-2---61987%23ABE652,https://cdd.iec.ch/cdd/iec61987/iec61987.nsf/PropertiesAllVersions/0112-2---61987%23ABE653,https://cdd.iec.ch/cdd/iec61987/iec61987.nsf/PropertiesAllVersions/0112-2---61987%23ABA330,https://cdd.iec.ch/cdd/iec61987/iec61987.nsf/PropertiesAllVersions/0112-2---61987%23ABB781,https://cdd.iec.ch/cdd/iec61987/iec61987.nsf/PropertiesAllVersions/0112-2---61987%23ABH262,https://cdd.iec.ch/cdd/iec61987/iec61987.nsf/PropertiesAllVersions/0112-2---61987%23ABH263,https://cdd.iec.ch/cdd/iec61987/iec61987.nsf/PropertiesAllVersions/0112-2---61987%23ABA342,https://cdd.iec.ch/cdd/iec61987/iec61987.nsf/PropertiesAllVersions/0112-2---61987%23ABD538,https://cdd.iec.ch/cdd/iec61987/iec61987.nsf/PropertiesAllVersions/0112-2---61987%23ABA625,https://cdd.iec.ch/cdd/iec61987/iec61987.nsf/PropertiesAllVersions/0112-2---61987%23ABB930,https://cdd.iec.ch/cdd/iec61987/iec61987.nsf/PropertiesAllVersions/0112-2---61987%23ABD526 | 0112-2---61987#ABB360,0112-2---61987#ABB781,0112-2---61987#ABH263,0112-2---61987#ABA342,0112-2---61987#ABB930,0112-2---61987#ABD526,0112-2---61987#ABD525,0112-2---61987#ABE653,0112-2---61987#ABA330,0112-2---61987#ABD538,0112-2---61987#ABA625,0112-2---61987#ABB634,0112-2---61987#ABH262,0112-2---61987#ABE654,0112-2---61987#ABB359,0112-2---61987#ABB361,0112-2---61987#ABB941,0112-2---61987#ABE652
0112/2///61987#ABG188 | 001 | 01 | 0112/2///61987#ABG188#001 | Analog voltage output [15] |  |  |  | properties characterizing an analog voltage output |  | Polymorphic element: ABG188, Id: 2 |  |  | ITEM_CLASS | [5 empty] | 0112/2///61987#ABG150 - Type of output [20] |  |  |  | Standard |  | IEC 61987 | IEC | 2018-03-28 | 2014-12-17 | 2016-05-24 | 2016-05-24 |  | SC65E – IEC 61987 | C00019 | 001-01 (2018-03-28 07:26:08 by BATCH 00000762) standard | 0112/2///61987#ABV501 | https://cdd.iec.ch/CDD/IEC61987/iec61987.nsf/Classes/0112-2---61987%23ABG188 | https://cdd.iec.ch/cdd/iec61987/iec61987.nsf/PropertiesAllVersions/0112-2---61987%23ABV204,https://cdd.iec.ch/cdd/iec61987/iec61987.nsf/PropertiesAllVersions/0112-2---61987%23ABC729 | 0112-2---61987#ABV204,0112-2---61987#ABC729
0112/2///61987#ABA808 | 002 | 01 | 0112/2///61987#ABA808#002 | Conductance level transmitter |  |  |  | electrical level transmitter that uses the electrical conductance of a process material to measure level |  |  |  |  | ITEM_CLASS |  |  |  |  | 0112/2///61987#ABF910 - reference to Operating LOP for level measuring equipment |  |  |  |  | Standard |  |  |  | 2018-03-28 | 2013-08-27 | 2018-03-20 | 2018-03-20 |  | SC65E – IEC 61987 | C00018 |  | 0112/2///61987#ABA805 | https://cdd.iec.ch/CDD/IEC61987/iec61987.nsf/Classes/0112-2---61987%23ABA808 | https://cdd.iec.ch/cdd/iec61987/iec61987.nsf/PropertiesAllVersions/0112-2---61987%23ABF876 | 0112-2---61987#ABF876
0112/2///61987#ABO053 | 001 | 01 | 0112/2///61987#ABO053#001 | Interface module |  |  |  | network component that adds a physical network interface to another network component | An interface module is e.g. a plug-in module that adds different electrical or optical network interfaces like SFP modules or port-interface-cards. |  |  |  | ITEM_CLASS |  |  |  |  | 0112/2///61987#ABP285 - reference to Operating LOP for infrastructure devices |  |  |  | true | Standard |  | IEC 61987-31 | IEC | 2022-10-26 | 2022-10-26 | 2022-10-26 | 2022-10-26 |  | IEC/SC 65E | C00127 | 001-01 (2022-10-26 07:15:17 by BATCH 00000802) standard | 0112/2///61987#ABO045 | https://cdd.iec.ch/CDD/IEC61987/iec61987.nsf/Classes/0112-2---61987%23ABO053
0112/2///61987#ABF465 | 001 | 01 | 0112/2///61987#ABF465#001 | Container of nuclear source |  |  |  | properties characterizing the nuclear source container of a nuclear measuring device or switch |  |  |  |  | ITEM_CLASS | [5 empty] | 0112/2///61987#ABF343 - Structural design of a nuclear level transmitter/switch0112/2///61987#ABF634 - Structural design of a radiometric density transmitter |  |  |  | Standard |  | IEC 61987 | IEC | 2018-03-28 | 2018-03-28 | 2018-03-28 | 2018-03-28 |  | SC65E – IEC 61987 | C00018 | 001-01 (2018-03-28 07:26:06 by BATCH 00000762) standard | 0112/2///61987#ABV501 | https://cdd.iec.ch/CDD/IEC61987/iec61987.nsf/Classes/0112-2---61987%23ABF465 | https://cdd.iec.ch/cdd/iec61987/iec61987.nsf/PropertiesAllVersions/0112-2---61987%23ABF480,https://cdd.iec.ch/cdd/iec61987/iec61987.nsf/PropertiesAllVersions/0112-2---61987%23ABF481,https://cdd.iec.ch/cdd/iec61987/iec61987.nsf/PropertiesAllVersions/0112-2---61987%23ABH464,https://cdd.iec.ch/cdd/iec61987/iec61987.nsf/PropertiesAllVersions/0112-2---61987%23ABH466,https://cdd.iec.ch/cdd/iec61987/iec61987.nsf/PropertiesAllVersions/0112-2---61987%23ABF482,https://cdd.iec.ch/cdd/iec61987/iec61987.nsf/PropertiesAllVersions/0112-2---61987%23ABF483,https://cdd.iec.ch/cdd/iec61987/iec61987.nsf/PropertiesAllVersions/0112-2---61987%23ABF484,https://cdd.iec.ch/cdd/iec61987/iec61987.nsf/PropertiesAllVersions/0112-2---61987%23ABF485,https://cdd.iec.ch/cdd/iec61987/iec61987.nsf/PropertiesAllVersions/0112-2---61987%23ABF486,https://cdd.iec.ch/cdd/iec61987/iec61987.nsf/PropertiesAllVersions/0112-2---61987%23ABF458,https://cdd.iec.ch/cdd/iec61987/iec61987.nsf/PropertiesAllVersions/0112-2---61987%23ABF813,https://cdd.iec.ch/cdd/iec61987/iec61987.nsf/PropertiesAllVersions/0112-2---61987%23ABA553,https://cdd.iec.ch/cdd/iec61987/iec61987.nsf/PropertiesAllVersions/0112-2---61987%23ABD465,https://cdd.iec.ch/cdd/iec61987/iec61987.nsf/PropertiesAllVersions/0112-2---61987%23ABB393,https://cdd.iec.ch/cdd/iec61987/iec61987.nsf/PropertiesAllVersions/0112-2---61987%23ABA528,https://cdd.iec.ch/cdd/iec61987/iec61987.nsf/PropertiesAllVersions/0112-2---61987%23ABF455,https://cdd.iec.ch/cdd/iec61987/iec61987.nsf/PropertiesAllVersions/0112-2---61987%23ABF456 | 0112-2---61987#ABF458,0112-2---61987#ABB393,0112-2---61987#ABF480,0112-2---61987#ABF482,0112-2---61987#ABF485,0112-2---61987#ABA553,0112-2---61987#ABF456,0112-2---61987#ABF455,0112-2---61987#ABF484,0112-2---61987#ABF486,0112-2---61987#ABD465,0112-2---61987#ABF483,0112-2---61987#ABF813,0112-2---61987#ABA528,0112-2---61987#ABF481,0112-2---61987#ABH464,0112-2---61987#ABH466
0112/2///61987#ABF608 | 001 | 01 | 0112/2///61987#ABF608#001 | Absolute performance for mass fraction |  |  |  | properties characterizing the accuracy of a mass fraction measurement, expressed in engineering units |  | Polymorphic element: ABF608, Id: 5 |  |  | ITEM_CLASS | [5 empty] | 0112/2///61987#ABG285 - Type of performance variable [19]0112/2///61987#ABG277 - Type of performance variable [11] |  |  |  | Standard |  | IEC 61987 | IEC | 2018-03-28 | 2018-03-28 | 2018-03-28 | 2018-03-28 |  | SC65E – IEC 61987 | C00018 | 001-01 (2018-03-28 07:26:06 by BATCH 00000762) standard | 0112/2///61987#ABV501 | https://cdd.iec.ch/CDD/IEC61987/iec61987.nsf/Classes/0112-2---61987%23ABF608 | https://cdd.iec.ch/cdd/iec61987/iec61987.nsf/PropertiesAllVersions/0112-2---61987%23ABF599,https://cdd.iec.ch/cdd/iec61987/iec61987.nsf/PropertiesAllVersions/0112-2---61987%23ABD535,https://cdd.iec.ch/cdd/iec61987/iec61987.nsf/PropertiesAllVersions/0112-2---61987%23ABF600,https://cdd.iec.ch/cdd/iec61987/iec61987.nsf/PropertiesAllVersions/0112-2---61987%23ABF601,https://cdd.iec.ch/cdd/iec61987/iec61987.nsf/PropertiesAllVersions/0112-2---61987%23ABF602,https://cdd.iec.ch/cdd/iec61987/iec61987.nsf/PropertiesAllVersions/0112-2---61987%23ABF603,https://cdd.iec.ch/cdd/iec61987/iec61987.nsf/PropertiesAllVersions/0112-2---61987%23ABF604,https://cdd.iec.ch/cdd/iec61987/iec61987.nsf/PropertiesAllVersions/0112-2---61987%23ABF841,https://cdd.iec.ch/cdd/iec61987/iec61987.nsf/PropertiesAllVersions/0112-2---61987%23ABB519,https://cdd.iec.ch/cdd/iec61987/iec61987.nsf/PropertiesAllVersions/0112-2---61987%23ABB774,https://cdd.iec.ch/cdd/iec61987/iec61987.nsf/PropertiesAllVersions/0112-2---61987%23ABB775,https://cdd.iec.ch/cdd/iec61987/iec61987.nsf/PropertiesAllVersions/0112-2---61987%23ABB776,https://cdd.iec.ch/cdd/iec61987/iec61987.nsf/PropertiesAllVersions/0112-2---61987%23ABF845,https://cdd.iec.ch/cdd/iec61987/iec61987.nsf/PropertiesAllVersions/0112-2---61987%23ABC840,https://cdd.iec.ch/cdd/iec61987/iec61987.nsf/PropertiesAllVersions/0112-2---61987%23ABC954 | 0112-2---61987#ABD535,0112-2---61987#ABC954,0112-2---61987#ABF599,0112-2---61987#ABF601,0112-2---61987#ABF602,0112-2---61987#ABB519,0112-2---61987#ABB774,0112-2---61987#ABB775,0112-2---61987#ABB776,0112-2---61987#ABF845,0112-2---61987#ABF600,0112-2---61987#ABC840,0112-2---61987#ABF604,0112-2---61987#ABF841,0112-2---61987#ABF603
0112/2///61987#ABG136 | 001 | 01 | 0112/2///61987#ABG136#001 | Output [21] |  |  |  | properties characterizing the outputs provided by the device, the variables assigned to them and their electrical properties |  |  | from IEC 61987-1, 5.5 |  | ITEM_CLASS | [5 empty] | 0112/2///61987#ABE763 - Device LOP for insert/element |  |  |  | Standard |  | IEC 61987 | IEC | 2018-03-28 | 2014-12-17 | 2016-05-24 | 2016-05-24 |  | SC65E – IEC 61987 | C00019 | 001-01 (2018-03-28 07:26:07 by BATCH 00000762) standard | 0112/2///61987#ABV501 | https://cdd.iec.ch/CDD/IEC61987/iec61987.nsf/Classes/0112-2---61987%23ABG136 | https://cdd.iec.ch/cdd/iec61987/iec61987.nsf/PropertiesAllVersions/0112-2---61987%23ABB271,https://cdd.iec.ch/cdd/iec61987/iec61987.nsf/PropertiesAllVersions/0112-2---61987%23ABA577,https://cdd.iec.ch/cdd/iec61987/iec61987.nsf/PropertiesAllVersions/0112-2---61987%23ABA607,https://cdd.iec.ch/cdd/iec61987/iec61987.nsf/PropertiesAllVersions/0112-2---61987%23ABA342,https://cdd.iec.ch/cdd/iec61987/iec61987.nsf/PropertiesAllVersions/0112-2---61987%23ABV212 | 0112-2---61987#ABA607,0112-2---61987#ABA342,0112-2---61987#ABV212,0112-2---61987#ABB271,0112-2---61987#ABA577
0112/2///61987#ABI414 | 001 | 01 | 0112/2///61987#ABI414#001 | Gross dimensions and weight |  |  |  | properties characterizing the weight and dimension of a product including the packing |  |  |  |  | ITEM_CLASS | [5 empty] | 0112/2///61987#ABI413 - Packaging and transportation |  |  |  | Standard |  |  |  | 2019-03-08 | 2017-12-07 | 2019-03-08 | 2019-03-08 |  | SC65E – IEC 61987 | C0004 | 001-01 (2019-03-08 15:35:13 by BATCH 00000766) standard | 0112/2///61987#ABV501 | https://cdd.iec.ch/CDD/IEC61987/iec61987.nsf/Classes/0112-2---61987%23ABI414 | https://cdd.iec.ch/cdd/iec61987/iec61987.nsf/PropertiesAllVersions/0112-2---61987%23ABA553,https://cdd.iec.ch/cdd/iec61987/iec61987.nsf/PropertiesAllVersions/0112-2---61987%23ABA640,https://cdd.iec.ch/cdd/iec61987/iec61987.nsf/PropertiesAllVersions/0112-2---61987%23ABA573,https://cdd.iec.ch/cdd/iec61987/iec61987.nsf/PropertiesAllVersions/0112-2---61987%23ABA574,https://cdd.iec.ch/cdd/iec61987/iec61987.nsf/PropertiesAllVersions/0112-2---61987%23ABI423 | 0112-2---61987#ABA553,0112-2---61987#ABA640,0112-2---61987#ABA573,0112-2---61987#ABA574,0112-2---61987#ABI423
0112/2///61987#ABG420 | 001 | 01 | 0112/2///61987#ABG420#001 | Structural design [separate level transmitter/switching unit] |  |  |  | properties characterizing the constructional details of a device |  |  |  |  | ITEM_CLASS | [5 empty] | 0112/2///61987#ABG375 - Mechanical and electrical construction [separate level transmitter/switching unit] |  |  |  | Standard |  | IEC 61987 | IEC | 2018-03-28 | 2014-12-17 | 2018-03-20 | 2018-03-20 |  | SC65E – IEC 61987 | C00018 | 001-01 (2018-03-28 07:26:09 by BATCH 00000762) standard | 0112/2///61987#ABV501 | https://cdd.iec.ch/CDD/IEC61987/iec61987.nsf/Classes/0112-2---61987%23ABG420 | https://cdd.iec.ch/cdd/iec61987/iec61987.nsf/PropertiesAllVersions/0112-2---61987%23ABF374,https://cdd.iec.ch/cdd/iec61987/iec61987.nsf/PropertiesAllVersions/0112-2---61987%23ABF796 | 0112-2---61987#ABF374,0112-2---61987#ABF796
0112/2///61987#ABC200 | 005 | 01 | 0112/2///61987#ABC200#005 | Digital communication |  |  |  | properties characterizing a digital communication interface provided by the device |  | PROLIST-Id: PROLIST-AAA722-003 |  |  | ITEM_CLASS | [5 empty] | 0112/2///61987#ABA005 - Device LOP for flow transmitter0112/2///61987#ABA006 - Device LOP for coriolis mass flow transmitter0112/2///61987#ABA007 - Device LOP for swirl flow transmitter0112/2///61987#ABA008 - Device LOP for electromagnetic flow transmitter0112/2///61987#ABA009 - Device LOP for electromagnetic insertion flow transmitter0112/2///61987#ABA010 - Device LOP for orifice/differential pressure flow transmitter0112/2///61987#ABA013 - Device LOP for (oval) gear flow transmitter/gauge0112/2///61987#ABA014 - Device LOP for piston flow transmitter/gauge0112/2///61987#ABA016 - Device LOP for thermal mass flow transmitter0112/2///61987#ABA018 - Device LOP for turbine/propeller/Woltmann flow transmitter/gauge0112/2///61987#ABA019 - Device LOP for ultrasonic flow transmitter0112/2///61987#ABA020 - Device LOP for variable area flow transmitter/gauge0112/2///61987#ABA022 - Device LOP for vortex flow transmitter0112/2///61987#ABA023 - Device LOP for positive displacement flow transmitter/gauge0112/2///61987#ABA024 - Device LOP for helix flow transmitter/gauge0112/2///61987#ABA025 - Device LOP for remote/separate transmitter0112/2///61987#ABA029 - Device LOP for absolute/gauge pressure transmitter0112/2///61987#ABA031 - Device LOP for differential pressure transmitter0112/2///61987#ABE321 - Device LOP for positioner0112/2///61987#ABE630 - Device LOP for limit switch0112/2///61987#ABE631 - Device LOP for solenoid valve0112/2///61987#ABE634 - Device LOP for I/P converter0112/2///61987#ABE728 - Device LOP for magnetic level gauge0112/2///61987#ABE730 - Device LOP for rotary paddle switch0112/2///61987#ABE731 - Device LOP for thermal level switch0112/2///61987#ABE732 - Device LOP for vibrating level switch0112/2///61987#ABE733 - Device LOP for optical level switch0112/2///61987#ABE735 - Device LOP for level transmitter0112/2///61987#ABE736 - Device LOP for displacer level transmitter/switch0112/2///61987#ABE737 - Device LOP for capacitance level transmitter/switch0112/2///61987#ABE738 - Device LOP for conductance level transmitter/switch0112/2///61987#ABE739 - Device LOP for float level transmitter/switch0112/2///61987#ABE740 - Device LOP for hydrostatic pressure level transmitter0112/2///61987#ABE741 - Device LOP for plumb bob level transmitter0112/2///61987#ABE742 - Device LOP for free-space radar level transmitter0112/2///61987#ABE743 - Device LOP for guided-wave radar level transmitter/switch0112/2///61987#ABE744 - Device LOP for ultrasonic level transmitter0112/2///61987#ABE745 - Device LOP for ultrasonic level switch0112/2///61987#ABE746 - Device LOP for nuclear level transmitter/switch0112/2///61987#ABE747 - Device LOP for laser level transmitter0112/2///61987#ABE748 - Device LOP for servo level transmitter0112/2///61987#ABE749 - Device LOP for microwave level switch0112/2///61987#ABE755 - Device LOP for level switch0112/2///61987#ABE756 - Device LOP for separate level transmitter/switching unit0112/2///61987#ABE760 - Device LOP for contact temperature transmitter0112/2///61987#ABE761 - Device LOP for radiation thermometer0112/2///61987#ABE764 - Device LOP for separate temperature transmitter0112/2///61987#ABE767 - Device LOP for temperature transmitter0112/2///61987#ABF858 - Device LOP for buoyancy density transmitter0112/2///61987#ABF859 - Device LOP for refractive index density transmitter0112/2///61987#ABF860 - Device LOP for vibrating tube density transmitter0112/2///61987#ABF861 - Device LOP for radiometric density transmitter0112/2///61987#ABF862 - Device LOP for vibrating fork/rod density transmitter0112/2///61987#ABF863 - Device LOP for ultrasonic density transmitter0112/2///61987#ABF864 - Device LOP for microwave density transmitter0112/2///61987#ABF865 - Device LOP for density transmitter0112/2///61987#ABF866 - Device LOP for separate density transmitter0112/2///61987#ABP026 - Device LOP for I/O modules0112/2///61987#ABV520 - Device LOP for position transmitter |  |  |  | Standard |  |  |  | 2018-03-28 | 2013-08-27 | 2018-03-20 | 2018-03-20 |  | SC65E – IEC 61987 | C00004 |  | 0112/2///61987#ABV501 | https://cdd.iec.ch/CDD/IEC61987/iec61987.nsf/Classes/0112-2---61987%23ABC200 | https://cdd.iec.ch/cdd/iec61987/iec61987.nsf/PropertiesAllVersions/0112-2---61987%23ABB242,https://cdd.iec.ch/cdd/iec61987/iec61987.nsf/PropertiesAllVersions/0112-2---61987%23ABC831 | 0112-2---61987#ABC831,0112-2---61987#ABB242
0112/2///61987#ABC281 | 001 | 02 | 0112/2///61987#ABC281#001 | Influence of external quantities expressed for volume flow |  |  |  | properties characterizing the influence of external quantities for volume flow measurement devices that are not the subject of the measurement but whose change affects the relationship between the indication and the result of the measurement |  |  |  |  | ITEM_CLASS | [5 empty] | 0112/2///61987#ABC057 - Absolute performance for actual volume flow0112/2///61987#ABC062 - Absolute performance for normalized volume flow |  |  |  | Standard |  |  |  | 2018-03-28 | 2013-08-27 | 2013-08-27 | 2014-06-18 |  | SC65E – IEC 61987 | C00004 |  | 0112/2///61987#ABV501 | https://cdd.iec.ch/CDD/IEC61987/iec61987.nsf/Classes/0112-2---61987%23ABC281 | https://cdd.iec.ch/cdd/iec61987/iec61987.nsf/PropertiesAllVersions/0112-2---61987%23ABB819,https://cdd.iec.ch/cdd/iec61987/iec61987.nsf/PropertiesAllVersions/0112-2---61987%23ABB820,https://cdd.iec.ch/cdd/iec61987/iec61987.nsf/PropertiesAllVersions/0112-2---61987%23ABB821,https://cdd.iec.ch/cdd/iec61987/iec61987.nsf/PropertiesAllVersions/0112-2---61987%23ABB822,https://cdd.iec.ch/cdd/iec61987/iec61987.nsf/PropertiesAllVersions/0112-2---61987%23ABB823,https://cdd.iec.ch/cdd/iec61987/iec61987.nsf/PropertiesAllVersions/0112-2---61987%23ABB824 | 0112-2---61987#ABB820,0112-2---61987#ABB821,0112-2---61987#ABB822,0112-2---61987#ABB823,0112-2---61987#ABB824,0112-2---61987#ABB819
0112/2///61987#ABH563 | 001 | 01 | 0112/2///61987#ABH563#001 | Calibration point of mass flow |  |  |  | properties characterizing the calibration of output values of a single mass flow input value |  |  |  |  | ITEM_CLASS | [5 empty] | 0112/2///61987#ABH610 - Calibration of mass flow |  |  |  | Standard |  |  |  | 2019-03-08 | 2017-12-07 | 2019-03-08 | 2019-03-08 |  | SC65E – IEC 61987 | C00018 | 001-01 (2019-03-08 15:35:12 by BATCH 00000766) standard | 0112/2///61987#ABV501 | https://cdd.iec.ch/CDD/IEC61987/iec61987.nsf/Classes/0112-2---61987%23ABH563 | https://cdd.iec.ch/cdd/iec61987/iec61987.nsf/PropertiesAllVersions/0112-2---61987%23ABH564,https://cdd.iec.ch/cdd/iec61987/iec61987.nsf/PropertiesAllVersions/0112-2---61987%23ABH540,https://cdd.iec.ch/cdd/iec61987/iec61987.nsf/PropertiesAllVersions/0112-2---61987%23ABH720 | 0112-2---61987#ABH564,0112-2---61987#ABH540,0112-2---61987#ABH720
0112/2///61987#ABI480 | 001 | 01 | 0112/2///61987#ABI480#001 | Maintenance/service requirement |  |  |  | properties characterizing a maintenance/service requirement |  |  |  |  | ITEM_CLASS | [5 empty] | 0112/2///61987#ABI479 - Regular maintenance/service0112/2///61987#ABI485 - Event triggered maintenance/service |  |  |  | Standard |  |  |  | 2019-03-08 | 2017-12-07 | 2019-03-08 | 2019-03-08 |  | SC65E – IEC 61987 | C00018 | 001-01 (2019-03-08 15:35:13 by BATCH 00000766) standard | 0112/2///61987#ABV501 | https://cdd.iec.ch/CDD/IEC61987/iec61987.nsf/Classes/0112-2---61987%23ABI480 | https://cdd.iec.ch/cdd/iec61987/iec61987.nsf/PropertiesAllVersions/0112-2---61987%23ABI523,https://cdd.iec.ch/cdd/iec61987/iec61987.nsf/PropertiesAllVersions/0112-2---61987%23ABI524 | 0112-2---61987#ABI523,0112-2---61987#ABI524
0112/2///61987#ABA835 | 002 | 01 | 0112/2///61987#ABA835#002 | Temperature transmitter |  |  |  | transmitter that outputs a signal representative of a temperature |  |  |  |  | ITEM_CLASS | [9 empty] | Standard |  | IEC 61987 | IEC | 2018-03-28 | 2014-12-17 | 2016-05-24 | 2016-05-24 |  | SC65E – IEC 61987 | C00019 |  | 0112/2///61987#ABA751 | https://cdd.iec.ch/CDD/IEC61987/iec61987.nsf/Classes/0112-2---61987%23ABA835 | https://cdd.iec.ch/cdd/iec61987/iec61987.nsf/PropertiesAllVersions/0112-2---61987%23ABF896 | 0112-2---61987#ABF896
0112/2///61987#ABA426 | 001 | 01 | 0112/2///61987#ABA426#001 | Equipment |  |  |  | properties characterizing a piece of equipment |  |  |  |  | ITEM_CLASS | [5 empty] | 0112/2///61987#ABA398 - Project information |  |  |  | Standard |  |  |  | 2019-03-08 | 2017-12-07 | 2019-03-08 | 2019-03-08 |  | SC65E – IEC 61987 | C00018 | 001-01 (2019-03-08 15:35:11 by BATCH 00000766) standard | 0112/2///61987#ABV501 | https://cdd.iec.ch/CDD/IEC61987/iec61987.nsf/Classes/0112-2---61987%23ABA426 | https://cdd.iec.ch/cdd/iec61987/iec61987.nsf/PropertiesAllVersions/0112-2---61987%23ABA053,https://cdd.iec.ch/cdd/iec61987/iec61987.nsf/PropertiesAllVersions/0112-2---61987%23ABA099,https://cdd.iec.ch/cdd/iec61987/iec61987.nsf/PropertiesAllVersions/0112-2---61987%23ABA072 | 0112-2---61987#ABA053,0112-2---61987#ABA099,0112-2---61987#ABA072
0112/2///61987#ABC046 | 001 | 02 | 0112/2///61987#ABC046#001 | Transmitter body [3] |  |  |  | properties characterizing the wetted parts of a device | Typically the process connections are attached to the body and it may include the sensing element |  |  |  | ITEM_CLASS | [5 empty] | - |  |  |  | Standard |  |  |  | 2018-03-28 | 2013-08-27 | 2013-08-27 | 2014-06-18 |  | SC65E – IEC 61987 | C00019 |  | 0112/2///61987#ABV501 | https://cdd.iec.ch/CDD/IEC61987/iec61987.nsf/Classes/0112-2---61987%23ABC046 | https://cdd.iec.ch/cdd/iec61987/iec61987.nsf/PropertiesAllVersions/0112-2---61987%23ABC960,https://cdd.iec.ch/cdd/iec61987/iec61987.nsf/PropertiesAllVersions/0112-2---61987%23ABB102,https://cdd.iec.ch/cdd/iec61987/iec61987.nsf/PropertiesAllVersions/0112-2---61987%23ABU453,https://cdd.iec.ch/cdd/iec61987/iec61987.nsf/PropertiesAllVersions/0112-2---61987%23ABB234,https://cdd.iec.ch/cdd/iec61987/iec61987.nsf/PropertiesAllVersions/0112-2---61987%23ABB179,https://cdd.iec.ch/cdd/iec61987/iec61987.nsf/PropertiesAllVersions/0112-2---61987%23ABA553,https://cdd.iec.ch/cdd/iec61987/iec61987.nsf/PropertiesAllVersions/0112-2---61987%23ABA640,https://cdd.iec.ch/cdd/iec61987/iec61987.nsf/PropertiesAllVersions/0112-2---61987%23ABA573,https://cdd.iec.ch/cdd/iec61987/iec61987.nsf/PropertiesAllVersions/0112-2---61987%23ABA574,https://cdd.iec.ch/cdd/iec61987/iec61987.nsf/PropertiesAllVersions/0112-2---61987%23ABB932,https://cdd.iec.ch/cdd/iec61987/iec61987.nsf/PropertiesAllVersions/0112-2---61987%23ABA910,https://cdd.iec.ch/cdd/iec61987/iec61987.nsf/PropertiesAllVersions/0112-2---61987%23ABB950,https://cdd.iec.ch/cdd/iec61987/iec61987.nsf/PropertiesAllVersions/0112-2---61987%23ABA582,https://cdd.iec.ch/cdd/iec61987/iec61987.nsf/PropertiesAllVersions/0112-2---61987%23ABC976,https://cdd.iec.ch/cdd/iec61987/iec61987.nsf/PropertiesAllVersions/0112-2---61987%23ABA184,https://cdd.iec.ch/cdd/iec61987/iec61987.nsf/PropertiesAllVersions/0112-2---61987%23ABA916,https://cdd.iec.ch/cdd/iec61987/iec61987.nsf/PropertiesAllVersions/0112-2---61987%23ABA917,https://cdd.iec.ch/cdd/iec61987/iec61987.nsf/PropertiesAllVersions/0112-2---61987%23ABB010,https://cdd.iec.ch/cdd/iec61987/iec61987.nsf/PropertiesAllVersions/0112-2---61987%23ABA558,https://cdd.iec.ch/cdd/iec61987/iec61987.nsf/PropertiesAllVersions/0112-2---61987%23ABA179,https://cdd.iec.ch/cdd/iec61987/iec61987.nsf/PropertiesAllVersions/0112-2---61987%23ABB386,https://cdd.iec.ch/cdd/iec61987/iec61987.nsf/PropertiesAllVersions/0112-2---61987%23ABA589,https://cdd.iec.ch/cdd/iec61987/iec61987.nsf/PropertiesAllVersions/0112-2---61987%23ABB009,https://cdd.iec.ch/cdd/iec61987/iec61987.nsf/PropertiesAllVersions/0112-2---61987%23ABB969,https://cdd.iec.ch/cdd/iec61987/iec61987.nsf/PropertiesAllVersions/0112-2---61987%23ABA155,https://cdd.iec.ch/cdd/iec61987/iec61987.nsf/PropertiesAllVersions/0112-2---61987%23ABB398,https://cdd.iec.ch/cdd/iec61987/iec61987.nsf/PropertiesAllVersions/0112-2---61987%23ABB388,https://cdd.iec.ch/cdd/iec61987/iec61987.nsf/PropertiesAllVersions/0112-2---61987%23ABB389,https://cdd.iec.ch/cdd/iec61987/iec61987.nsf/PropertiesAllVersions/0112-2---61987%23ABB383,https://cdd.iec.ch/cdd/iec61987/iec61987.nsf/PropertiesAllVersions/0112-2---61987%23ABD007,https://cdd.iec.ch/cdd/iec61987/iec61987.nsf/PropertiesAllVersions/0112-2---61987%23ABC804,https://cdd.iec.ch/cdd/iec61987/iec61987.nsf/PropertiesAllVersions/0112-2---61987%23ABC012,https://cdd.iec.ch/cdd/iec61987/iec61987.nsf/PropertiesAllVersions/0112-2---61987%23ABC861 | 0112-2---61987#ABB102,0112-2---61987#ABB179,0112-2---61987#ABA553,0112-2---61987#ABB932,0112-2---61987#ABB383,0112-2---61987#ABA582,0112-2---61987#ABA184,0112-2---61987#ABB009,0112-2---61987#ABC012,0112-2---61987#ABU453,0112-2---61987#ABB969,0112-2---61987#ABA155,0112-2---61987#ABB398,0112-2---61987#ABC861,0112-2---61987#ABA640,0112-2---61987#ABA574,0112-2---61987#ABA910,0112-2---61987#ABB010,0112-2---61987#ABB234,0112-2---61987#ABA916,0112-2---61987#ABB386,0112-2---61987#ABB389,0112-2---61987#ABA573,0112-2---61987#ABA558,0112-2---61987#ABA589,0112-2---61987#ABB950,0112-2---61987#ABD007,0112-2---61987#ABC960,0112-2---61987#ABC976,0112-2---61987#ABA917,0112-2---61987#ABA179,0112-2---61987#ABB388,0112-2---61987#ABC804
0112/2///61987#ABD989 | 002 | 01 | 0112/2///61987#ABD989#002 | Process conditions at the outlet |  |  |  | properties characterizing the range of process conditions at the outflow of a device |  |  |  |  | ITEM_CLASS | [5 empty] | 0112/2///61987#ABD990 - Process conditions for final control elements0112/2///61987#ABE660 - Process conditions for flow modification accessories |  |  |  | Standard |  |  |  | 2018-03-28 | 2013-09-02 | 2018-03-20 | 2018-03-20 |  | SC65E – IEC 61987 | C00009 |  | 0112/2///61987#ABV501 | https://cdd.iec.ch/CDD/IEC61987/iec61987.nsf/Classes/0112-2---61987%23ABD989 | https://cdd.iec.ch/cdd/iec61987/iec61987.nsf/PropertiesAllVersions/0112-2---61987%23ABB376,https://cdd.iec.ch/cdd/iec61987/iec61987.nsf/PropertiesAllVersions/0112-2---61987%23ABB377,https://cdd.iec.ch/cdd/iec61987/iec61987.nsf/PropertiesAllVersions/0112-2---61987%23ABB288,https://cdd.iec.ch/cdd/iec61987/iec61987.nsf/PropertiesAllVersions/0112-2---61987%23ABA580,https://cdd.iec.ch/cdd/iec61987/iec61987.nsf/PropertiesAllVersions/0112-2---61987%23ABA622,https://cdd.iec.ch/cdd/iec61987/iec61987.nsf/PropertiesAllVersions/0112-2---61987%23ABB181,https://cdd.iec.ch/cdd/iec61987/iec61987.nsf/PropertiesAllVersions/0112-2---61987%23ABB182,https://cdd.iec.ch/cdd/iec61987/iec61987.nsf/PropertiesAllVersions/0112-2---61987%23ABA927,https://cdd.iec.ch/cdd/iec61987/iec61987.nsf/PropertiesAllVersions/0112-2---61987%23ABB290,https://cdd.iec.ch/cdd/iec61987/iec61987.nsf/PropertiesAllVersions/0112-2---61987%23ABB291,https://cdd.iec.ch/cdd/iec61987/iec61987.nsf/PropertiesAllVersions/0112-2---61987%23ABB292,https://cdd.iec.ch/cdd/iec61987/iec61987.nsf/PropertiesAllVersions/0112-2---61987%23ABD680,https://cdd.iec.ch/cdd/iec61987/iec61987.nsf/PropertiesAllVersions/0112-2---61987%23ABD753,https://cdd.iec.ch/cdd/iec61987/iec61987.nsf/PropertiesAllVersions/0112-2---61987%23ABD595,https://cdd.iec.ch/cdd/iec61987/iec61987.nsf/PropertiesAllVersions/0112-2---61987%23ABD790,https://cdd.iec.ch/cdd/iec61987/iec61987.nsf/PropertiesAllVersions/0112-2---61987%23ABD605,https://cdd.iec.ch/cdd/iec61987/iec61987.nsf/PropertiesAllVersions/0112-2---61987%23ABD709,https://cdd.iec.ch/cdd/iec61987/iec61987.nsf/PropertiesAllVersions/0112-2---61987%23ABE151,https://cdd.iec.ch/cdd/iec61987/iec61987.nsf/PropertiesAllVersions/0112-2---61987%23ABE301,https://cdd.iec.ch/cdd/iec61987/iec61987.nsf/PropertiesAllVersions/0112-2---61987%23ABE125,https://cdd.iec.ch/cdd/iec61987/iec61987.nsf/PropertiesAllVersions/0112-2---61987%23ABE211 | 0112-2---61987#ABB288,0112-2---61987#ABA580,0112-2---61987#ABA622,0112-2---61987#ABB181,0112-2---61987#ABB292,0112-2---61987#ABD790,0112-2---61987#ABB377,0112-2---61987#ABB290,0112-2---61987#ABD709,0112-2---61987#ABE125,0112-2---61987#ABA927,0112-2---61987#ABB182,0112-2---61987#ABD753,0112-2---61987#ABE151,0112-2---61987#ABE211,0112-2---61987#ABB376,0112-2---61987#ABD680,0112-2---61987#ABD595,0112-2---61987#ABD605,0112-2---61987#ABE301,0112-2---61987#ABB291
0112/2///61987#ABF370 | 001 | 01 | 0112/2///61987#ABF370#001 | Material of displacer support |  |  |  | properties characterizing the material of which a displacer support is made |  |  |  |  | ITEM_CLASS | [5 empty] | 0112/2///61987#ABF368 - Displacer support |  |  |  | Standard |  | IEC 61987 | IEC | 2018-03-28 | 2018-03-28 | 2018-03-28 | 2018-03-28 |  | SC65E – IEC 61987 | C00018 | 001-01 (2018-03-28 07:26:06 by BATCH 00000762) standard | 0112/2///61987#ABV501 | https://cdd.iec.ch/CDD/IEC61987/iec61987.nsf/Classes/0112-2---61987%23ABF370 | https://cdd.iec.ch/cdd/iec61987/iec61987.nsf/PropertiesAllVersions/0112-2---61987%23ABB455,https://cdd.iec.ch/cdd/iec61987/iec61987.nsf/PropertiesAllVersions/0112-2---61987%23ABI460,https://cdd.iec.ch/cdd/iec61987/iec61987.nsf/PropertiesAllVersions/0112-2---61987%23ABA908,https://cdd.iec.ch/cdd/iec61987/iec61987.nsf/PropertiesAllVersions/0112-2---61987%23ABA907 | 0112-2---61987#ABI460,0112-2---61987#ABA908,0112-2---61987#ABA907,0112-2---61987#ABB455
0112/2///61987#ABG245 | 001 | 01 | 0112/2///61987#ABG245#001 | Reference device conditions [6] |  |  |  | properties characterizing the reference conditions of the device under which the performance of a device was tested |  |  |  |  | ITEM_CLASS | [5 empty] | 0112/2///61987#ABG236 - Reference conditions of the device [7]0112/2///61987#ABG268 - Reference conditions for the performance variable [7] |  |  |  | Standard |  | IEC 61987 | IEC | 2018-03-28 | 2014-12-17 | 2016-05-24 | 2016-05-24 |  | SC65E | C00019 | 001-01 (2018-03-28 07:26:08 by BATCH 00000762) standard | 0112/2///61987#ABV501 | https://cdd.iec.ch/CDD/IEC61987/iec61987.nsf/Classes/0112-2---61987%23ABG245 | https://cdd.iec.ch/cdd/iec61987/iec61987.nsf/PropertiesAllVersions/0112-2---61987%23ABB646,https://cdd.iec.ch/cdd/iec61987/iec61987.nsf/PropertiesAllVersions/0112-2---61987%23ABB647,https://cdd.iec.ch/cdd/iec61987/iec61987.nsf/PropertiesAllVersions/0112-2---61987%23ABB649,https://cdd.iec.ch/cdd/iec61987/iec61987.nsf/PropertiesAllVersions/0112-2---61987%23ABB650,https://cdd.iec.ch/cdd/iec61987/iec61987.nsf/PropertiesAllVersions/0112-2---61987%23ABF303,https://cdd.iec.ch/cdd/iec61987/iec61987.nsf/PropertiesAllVersions/0112-2---61987%23ABF304,https://cdd.iec.ch/cdd/iec61987/iec61987.nsf/PropertiesAllVersions/0112-2---61987%23ABF305,https://cdd.iec.ch/cdd/iec61987/iec61987.nsf/PropertiesAllVersions/0112-2---61987%23ABF306,https://cdd.iec.ch/cdd/iec61987/iec61987.nsf/PropertiesAllVersions/0112-2---61987%23ABB799,https://cdd.iec.ch/cdd/iec61987/iec61987.nsf/PropertiesAllVersions/0112-2---61987%23ABC889,https://cdd.iec.ch/cdd/iec61987/iec61987.nsf/PropertiesAllVersions/0112-2---61987%23ABB278 | 0112-2---61987#ABB650,0112-2---61987#ABB799,0112-2---61987#ABB649,0112-2---61987#ABF303,0112-2---61987#ABF304,0112-2---61987#ABF305,0112-2---61987#ABF306,0112-2---61987#ABC889,0112-2---61987#ABB646,0112-2---61987#ABB647,0112-2---61987#ABB278
0112/2///61987#ABA706 | 002 | 01 | 0112/2///61987#ABA706#002 | Capacitance level switch |  |  |  | electrical-based level switch that uses the dielectric properties of a process material to detect a level regime |  |  |  |  | ITEM_CLASS |  |  |  |  | 0112/2///61987#ABF910 - reference to Operating LOP for level measuring equipment |  |  |  |  | Standard |  |  |  | 2018-03-28 | 2013-08-27 | 2018-03-20 | 2018-03-20 |  | SC65E – IEC 61987 | C00018 |  | 0112/2///61987#ABA705 | https://cdd.iec.ch/CDD/IEC61987/iec61987.nsf/Classes/0112-2---61987%23ABA706 | https://cdd.iec.ch/cdd/iec61987/iec61987.nsf/PropertiesAllVersions/0112-2---61987%23ABF875 | 0112-2---61987#ABF875
0112/2///61987#ABD358 | 001 | 01 | 0112/2///61987#ABD358#001 | Electro-hydraulic linear actuator |  |  |  | linear actuator that uses an electro-hydraulic signal to control its motion |  |  | ANSI/ISA-75.05.01-2000 |  | ITEM_CLASS |  |  |  |  | 0112/2///61987#ABU513 - reference to Operating LOP for actuator |  |  |  |  | Standard |  |  |  | 2018-03-28 | 2013-09-02 | 2016-05-02 | 2016-05-02 |  | SC65E – IEC 61987 | C00019 | 001-01 (2018-03-28 07:25:59 by BATCH 00000762) standard | 0112/2///61987#ABD354 | https://cdd.iec.ch/CDD/IEC61987/iec61987.nsf/Classes/0112-2---61987%23ABD358
0112/2///61987#ABA006 | 002 | 01 | 0112/2///61987#ABA006#002 | Device LOP for coriolis mass flow transmitter |  |  |  | list of properties characterizing a coriolis mass flow transmitter |  |  |  |  | ITEM_CLASS | [5 empty] | 0112/2///61987#ABA763 - Coriolis mass flow transmitter |  |  |  | Standard |  |  |  | 2018-03-28 | 2013-09-27 | 2016-05-24 | 2016-05-24 |  | SC65E – IEC 61987 | C00004 |  | 0112/2///61987#ABV504 | https://cdd.iec.ch/CDD/IEC61987/iec61987.nsf/Classes/0112-2---61987%23ABA006 | https://cdd.iec.ch/cdd/iec61987/iec61987.nsf/PropertiesAllVersions/0112-2---61987%23ABC899,https://cdd.iec.ch/cdd/iec61987/iec61987.nsf/PropertiesAllVersions/0112-2---61987%23ABC730,https://cdd.iec.ch/cdd/iec61987/iec61987.nsf/PropertiesAllVersions/0112-2---61987%23ABC885,https://cdd.iec.ch/cdd/iec61987/iec61987.nsf/PropertiesAllVersions/0112-2---61987%23ABC921,https://cdd.iec.ch/cdd/iec61987/iec61987.nsf/PropertiesAllVersions/0112-2---61987%23ABB206,https://cdd.iec.ch/cdd/iec61987/iec61987.nsf/PropertiesAllVersions/0112-2---61987%23ABD107,https://cdd.iec.ch/cdd/iec61987/iec61987.nsf/PropertiesAllVersions/0112-2---61987%23ABC830,https://cdd.iec.ch/cdd/iec61987/iec61987.nsf/PropertiesAllVersions/0112-2---61987%23ABD122,https://cdd.iec.ch/cdd/iec61987/iec61987.nsf/PropertiesAllVersions/0112-2---61987%23ABD187,https://cdd.iec.ch/cdd/iec61987/iec61987.nsf/PropertiesAllVersions/0112-2---61987%23ABD053,https://cdd.iec.ch/cdd/iec61987/iec61987.nsf/PropertiesAllVersions/0112-2---61987%23ABD088,https://cdd.iec.ch/cdd/iec61987/iec61987.nsf/PropertiesAllVersions/0112-2---61987%23ABD153,https://cdd.iec.ch/cdd/iec61987/iec61987.nsf/PropertiesAllVersions/0112-2---61987%23ABC786,https://cdd.iec.ch/cdd/iec61987/iec61987.nsf/PropertiesAllVersions/0112-2---61987%23ABC795,https://cdd.iec.ch/cdd/iec61987/iec61987.nsf/PropertiesAllVersions/0112-2---61987%23ABA293,https://cdd.iec.ch/cdd/iec61987/iec61987.nsf/PropertiesAllVersions/0112-2---61987%23ABC710 | 0112-2---61987#ABC899,0112-2---61987#ABD122,0112-2---61987#ABD187,0112-2---61987#ABC921,0112-2---61987#ABB206,0112-2---61987#ABC830,0112-2---61987#ABC710,0112-2---61987#ABC730,0112-2---61987#ABD153,0112-2---61987#ABC786,0112-2---61987#ABC885,0112-2---61987#ABD107,0112-2---61987#ABD053,0112-2---61987#ABD088,0112-2---61987#ABC795,0112-2---61987#ABA293
0112/2///61987#ABF865 | 001 | 01 | 0112/2///61987#ABF865#001 | Device LOP for density transmitter |  |  |  | list of properties characterizing a density transmitter |  |  |  |  | ITEM_CLASS | [5 empty] | 0112/2///61987#ABH334 - Density transmitter (generic) |  |  |  | Standard |  | IEC 61987 | IEC | 2018-03-28 | 2014-12-17 | 2018-03-20 | 2018-03-20 |  | SC65E – IEC 61987 | C00017 | 001-01 (2018-03-28 07:26:06 by BATCH 00000762) standard | 0112/2///61987#ABV504 | https://cdd.iec.ch/CDD/IEC61987/iec61987.nsf/Classes/0112-2---61987%23ABF865 | https://cdd.iec.ch/cdd/iec61987/iec61987.nsf/PropertiesAllVersions/0112-2---61987%23ABC899,https://cdd.iec.ch/cdd/iec61987/iec61987.nsf/PropertiesAllVersions/0112-2---61987%23ABC730,https://cdd.iec.ch/cdd/iec61987/iec61987.nsf/PropertiesAllVersions/0112-2---61987%23ABU646,https://cdd.iec.ch/cdd/iec61987/iec61987.nsf/PropertiesAllVersions/0112-2---61987%23ABG498,https://cdd.iec.ch/cdd/iec61987/iec61987.nsf/PropertiesAllVersions/0112-2---61987%23ABB206,https://cdd.iec.ch/cdd/iec61987/iec61987.nsf/PropertiesAllVersions/0112-2---61987%23ABG698,https://cdd.iec.ch/cdd/iec61987/iec61987.nsf/PropertiesAllVersions/0112-2---61987%23ABC830,https://cdd.iec.ch/cdd/iec61987/iec61987.nsf/PropertiesAllVersions/0112-2---61987%23ABG792,https://cdd.iec.ch/cdd/iec61987/iec61987.nsf/PropertiesAllVersions/0112-2---61987%23ABG882,https://cdd.iec.ch/cdd/iec61987/iec61987.nsf/PropertiesAllVersions/0112-2---61987%23ABG956,https://cdd.iec.ch/cdd/iec61987/iec61987.nsf/PropertiesAllVersions/0112-2---61987%23ABD088,https://cdd.iec.ch/cdd/iec61987/iec61987.nsf/PropertiesAllVersions/0112-2---61987%23ABD153,https://cdd.iec.ch/cdd/iec61987/iec61987.nsf/PropertiesAllVersions/0112-2---61987%23ABC786,https://cdd.iec.ch/cdd/iec61987/iec61987.nsf/PropertiesAllVersions/0112-2---61987%23ABC795,https://cdd.iec.ch/cdd/iec61987/iec61987.nsf/PropertiesAllVersions/0112-2---61987%23ABA293,https://cdd.iec.ch/cdd/iec61987/iec61987.nsf/PropertiesAllVersions/0112-2---61987%23ABC710 | 0112-2---61987#ABC899,0112-2---61987#ABC786,0112-2---61987#ABC795,0112-2---61987#ABC710,0112-2---61987#ABU646,0112-2---61987#ABG498,0112-2---61987#ABG792,0112-2---61987#ABD088,0112-2---61987#ABD153,0112-2---61987#ABC730,0112-2---61987#ABB206,0112-2---61987#ABG698,0112-2---61987#ABG956,0112-2---61987#ABC830,0112-2---61987#ABG882,0112-2---61987#ABA293
0112/2///61987#ABC261 | 003 | 01 | 0112/2///61987#ABC261#003 | Galvanic isolation |  |  |  | properties characterizing the galvanic isolation of the device circuits |  |  |  |  | ITEM_CLASS | [5 empty] | 0112/2///61987#ABC141 - Binary transistor/triac output0112/2///61987#ABC143 - Binary input IEC 60947-5-6 (NAMUR)0112/2///61987#ABC144 - Binary isolated output0112/2///61987#ABC144 - Binary relay output0112/2///61987#ABC145 - Binary output IEC 60947-5-6 (NAMUR)0112/2///61987#ABC212 - Electrical data for active behaviour0112/2///61987#ABC213 - Electrical data for passive behaviour0112/2///61987#ABC218 - Electrical power input circuit0112/2///61987#ABC219 - Electrical power output circuit0112/2///61987#ABC335 - Manufacturer-specific parameters0112/2///61987#ABC579 - RTD input0112/2///61987#ABC652 - Thermocouple input0112/2///61987#ABF287 - Input for temperature transmitter0112/2///61987#ABF289 - RTD/thermocouple probe output0112/2///61987#ABP028 - Electrical data for no-voltage contact input0112/2///61987#ABP044 - Input [I/O module]0112/2///61987#ABP052 - Output [I/O module]0112/2///61987#ABP301 - Binary valve output |  |  | false | Standard |  | IEC 61987 | IEC | 2023-01-23 | 2017-12-07 | 2023-01-23 | 2023-01-23 |  | IEC/SC 65E | C00128 |  | 0112/2///61987#ABV501 | https://cdd.iec.ch/CDD/IEC61987/iec61987.nsf/Classes/0112-2---61987%23ABC261 | https://cdd.iec.ch/cdd/iec61987/iec61987.nsf/PropertiesAllVersions/0112-2---61987%23ABP189,https://cdd.iec.ch/cdd/iec61987/iec61987.nsf/PropertiesAllVersions/0112-2---61987%23ABP194,https://cdd.iec.ch/cdd/iec61987/iec61987.nsf/PropertiesAllVersions/0112-2---61987%23ABA969,https://cdd.iec.ch/cdd/iec61987/iec61987.nsf/PropertiesAllVersions/0112-2---61987%23ABP181,https://cdd.iec.ch/cdd/iec61987/iec61987.nsf/PropertiesAllVersions/0112-2---61987%23ABP201,https://cdd.iec.ch/cdd/iec61987/iec61987.nsf/PropertiesAllVersions/0112-2---61987%23ABP129,https://cdd.iec.ch/cdd/iec61987/iec61987.nsf/PropertiesAllVersions/0112-2---61987%23ABB914,https://cdd.iec.ch/cdd/iec61987/iec61987.nsf/PropertiesAllVersions/0112-2---61987%23ABP192,https://cdd.iec.ch/cdd/iec61987/iec61987.nsf/PropertiesAllVersions/0112-2---61987%23ABA389 | 0112-2---61987#ABP201,0112-2---61987#ABP129,0112-2---61987#ABP189,0112-2---61987#ABP194,0112-2---61987#ABB914,0112-2---61987#ABP192,0112-2---61987#ABA389,0112-2---61987#ABA969,0112-2---61987#ABP181
0112/2///61987#ABC594 | 001 | 02 | 0112/2///61987#ABC594#001 | Signal function |  |  |  | properties characterizing the function a signal change has to initiate |  |  |  |  | ITEM_CLASS | [5 empty] | 0112/2///61987#ABC140 - Binary current output0112/2///61987#ABC141 - Binary electronic output0112/2///61987#ABC141 - Binary transistor/triac output0112/2///61987#ABC142 - Binary input0112/2///61987#ABC143 - Binary input IEC 60947-5-6 (NAMUR)0112/2///61987#ABC144 - Binary isolated output0112/2///61987#ABC144 - Binary relay output0112/2///61987#ABC145 - Binary output IEC 60947-5-6 (NAMUR)0112/2///61987#ABC168 - Configuration of a manufacturer-specific binary signal0112/2///61987#ABP021 - Binary input [I/O module]0112/2///61987#ABP023 - Binary powered output |  |  |  | Standard |  |  |  | 2018-03-28 | 2013-08-27 | 2013-08-27 | 2014-06-18 |  | SC65E – IEC 61987 | C00019 |  | 0112/2///61987#ABV501 | https://cdd.iec.ch/CDD/IEC61987/iec61987.nsf/Classes/0112-2---61987%23ABC594 | https://cdd.iec.ch/cdd/iec61987/iec61987.nsf/PropertiesAllVersions/0112-2---61987%23ABA413,https://cdd.iec.ch/cdd/iec61987/iec61987.nsf/PropertiesAllVersions/0112-2---61987%23ABB514,https://cdd.iec.ch/cdd/iec61987/iec61987.nsf/PropertiesAllVersions/0112-2---61987%23ABA979,https://cdd.iec.ch/cdd/iec61987/iec61987.nsf/PropertiesAllVersions/0112-2---61987%23ABA453,https://cdd.iec.ch/cdd/iec61987/iec61987.nsf/PropertiesAllVersions/0112-2---61987%23ABA980,https://cdd.iec.ch/cdd/iec61987/iec61987.nsf/PropertiesAllVersions/0112-2---61987%23ABB153,https://cdd.iec.ch/cdd/iec61987/iec61987.nsf/PropertiesAllVersions/0112-2---61987%23ABH444 | 0112-2---61987#ABA413,0112-2---61987#ABB514,0112-2---61987#ABA979,0112-2---61987#ABA453,0112-2---61987#ABA980,0112-2---61987#ABB153,0112-2---61987#ABH444
0112/2///61987#ABA885 | 002 | 01 | 0112/2///61987#ABA885#002 | Flume |  |  |  | primary element that generates a difference in head by restricting the flow in an open channel |  |  |  |  | ITEM_CLASS | [9 empty] | Standard |  |  |  | 2018-03-28 | 2013-08-27 | 2016-05-24 | 2016-05-24 |  | SC65E – IEC 61987 | C00004 |  | 0112/2///61987#ABA884 | https://cdd.iec.ch/CDD/IEC61987/iec61987.nsf/Classes/0112-2---61987%23ABA885
0112/2///61987#ABC316 | 008 | 01 | 0112/2///61987#ABC316#008 | Limiting environmental design conditions |  |  |  | properties characterizing the extreme range of environmental conditions that a device shall be designed to withstand without permanent damage | The device must measure within specification, if necessary after calibration, when the condition returns to its normal range |  |  |  | ITEM_CLASS | [5 empty] | 0112/2///61987#ABC228 - Environmental design conditions0112/2///61987#ABD865 - Environmental design conditions [3]0112/2///61987#ABD866 - Environmental design conditions [2]0112/2///61987#ABP288 - Environmental design conditions [infrastructure device] |  |  | false | Standard |  | IEC 61987 | IEC | 2022-12-09 | 2018-03-21 | 2022-12-09 | 2022-12-09 |  | IEC/SC 65E | C00112 |  | 0112/2///61987#ABV501 | https://cdd.iec.ch/CDD/IEC61987/iec61987.nsf/Classes/0112-2---61987%23ABC316 | https://cdd.iec.ch/cdd/iec61987/iec61987.nsf/PropertiesAllVersions/0112-2---61987%23ABA923,https://cdd.iec.ch/cdd/iec61987/iec61987.nsf/PropertiesAllVersions/0112-2---61987%23ABA922,https://cdd.iec.ch/cdd/iec61987/iec61987.nsf/PropertiesAllVersions/0112-2---61987%23ABA101,https://cdd.iec.ch/cdd/iec61987/iec61987.nsf/PropertiesAllVersions/0112-2---61987%23ABA924,https://cdd.iec.ch/cdd/iec61987/iec61987.nsf/PropertiesAllVersions/0112-2---61987%23ABA925,https://cdd.iec.ch/cdd/iec61987/iec61987.nsf/PropertiesAllVersions/0112-2---61987%23ABA103,https://cdd.iec.ch/cdd/iec61987/iec61987.nsf/PropertiesAllVersions/0112-2---61987%23ABB325,https://cdd.iec.ch/cdd/iec61987/iec61987.nsf/PropertiesAllVersions/0112-2---61987%23ABA106,https://cdd.iec.ch/cdd/iec61987/iec61987.nsf/PropertiesAllVersions/0112-2---61987%23ABA107,https://cdd.iec.ch/cdd/iec61987/iec61987.nsf/PropertiesAllVersions/0112-2---61987%23ABD396,https://cdd.iec.ch/cdd/iec61987/iec61987.nsf/PropertiesAllVersions/0112-2---61987%23ABD398,https://cdd.iec.ch/cdd/iec61987/iec61987.nsf/PropertiesAllVersions/0112-2---61987%23ABA572,https://cdd.iec.ch/cdd/iec61987/iec61987.nsf/PropertiesAllVersions/0112-2---61987%23ABA108,https://cdd.iec.ch/cdd/iec61987/iec61987.nsf/PropertiesAllVersions/0112-2---61987%23ABA963,https://cdd.iec.ch/cdd/iec61987/iec61987.nsf/PropertiesAllVersions/0112-2---61987%23ABA109 | 0112-2---61987#ABA925,0112-2---61987#ABA103,0112-2---61987#ABA106,0112-2---61987#ABD398,0112-2---61987#ABA109,0112-2---61987#ABB325,0112-2---61987#ABA101,0112-2---61987#ABA924,0112-2---61987#ABA107,0112-2---61987#ABD396,0112-2---61987#ABA572,0112-2---61987#ABA963,0112-2---61987#ABA923,0112-2---61987#ABA922,0112-2---61987#ABA108
0112/2///61987#ABC381 | 001 | 02 | 0112/2///61987#ABC381#001 | Material of pressure bearing bolting |  |  |  | properties characterizing the material of the pressure bearing bolting material |  |  |  |  | ITEM_CLASS | [5 empty] | 0112/2///61987#ABC630 - Structural design of a remote seal [1]0112/2///61987#ABC631 - Structural design of a remote seal [2] |  |  |  | Standard |  |  |  | 2018-03-28 | 2013-09-27 | 2013-09-27 | 2014-06-18 |  | SC65E – IEC 61987 | C00004 |  | 0112/2///61987#ABV501 | https://cdd.iec.ch/CDD/IEC61987/iec61987.nsf/Classes/0112-2---61987%23ABC381 | https://cdd.iec.ch/cdd/iec61987/iec61987.nsf/PropertiesAllVersions/0112-2---61987%23ABB455,https://cdd.iec.ch/cdd/iec61987/iec61987.nsf/PropertiesAllVersions/0112-2---61987%23ABI460,https://cdd.iec.ch/cdd/iec61987/iec61987.nsf/PropertiesAllVersions/0112-2---61987%23ABA908,https://cdd.iec.ch/cdd/iec61987/iec61987.nsf/PropertiesAllVersions/0112-2---61987%23ABA907 | 0112-2---61987#ABB455,0112-2---61987#ABI460,0112-2---61987#ABA908,0112-2---61987#ABA907
0112/2///61987#ABC532 | 003 | 01 | 0112/2///61987#ABC532#003 | Pressure-temperature design conditions |  |  |  | properties characterizing process safety conditions of process equipment used |  |  |  |  | ITEM_CLASS | [5 empty] | 0112/2///61987#ABC267 - High/single pressure side operating conditions for device design0112/2///61987#ABC326 - Low pressure side operating conditions for device design0112/2///61987#ABC459 - Operating conditions for device design0112/2///61987#ABG467 - Operating conditions for device design [level]0112/2///61987#ABG469 - Operating conditions for device design [density] |  |  |  | Standard |  |  |  | 2018-03-28 | 2013-08-27 | 2018-03-20 | 2018-03-20 |  | SC65E – IEC 61987 | C00004 |  | 0112/2///61987#ABV501 | https://cdd.iec.ch/CDD/IEC61987/iec61987.nsf/Classes/0112-2---61987%23ABC532 | https://cdd.iec.ch/cdd/iec61987/iec61987.nsf/PropertiesAllVersions/0112-2---61987%23ABD331,https://cdd.iec.ch/cdd/iec61987/iec61987.nsf/PropertiesAllVersions/0112-2---61987%23ABD332,https://cdd.iec.ch/cdd/iec61987/iec61987.nsf/PropertiesAllVersions/0112-2---61987%23ABD333,https://cdd.iec.ch/cdd/iec61987/iec61987.nsf/PropertiesAllVersions/0112-2---61987%23ABD334,https://cdd.iec.ch/cdd/iec61987/iec61987.nsf/PropertiesAllVersions/0112-2---61987%23ABD335,https://cdd.iec.ch/cdd/iec61987/iec61987.nsf/PropertiesAllVersions/0112-2---61987%23ABD336,https://cdd.iec.ch/cdd/iec61987/iec61987.nsf/PropertiesAllVersions/0112-2---61987%23ABB893,https://cdd.iec.ch/cdd/iec61987/iec61987.nsf/PropertiesAllVersions/0112-2---61987%23ABA136,https://cdd.iec.ch/cdd/iec61987/iec61987.nsf/PropertiesAllVersions/0112-2---61987%23ABC818 | 0112-2---61987#ABD336,0112-2---61987#ABA136,0112-2---61987#ABC818,0112-2---61987#ABD331,0112-2---61987#ABD333,0112-2---61987#ABD335,0112-2---61987#ABD332,0112-2---61987#ABD334,0112-2---61987#ABB893
0112/2///61987#ABC138 | 005 | 01 | 0112/2///61987#ABC138#005 | Battery |  |  |  | properties characterizing a battery supplied with or to be used with a device |  |  |  |  | ITEM_CLASS | [5 empty] | 0112/2///61987#ABC218 - Electrical power input circuit0112/2///61987#ABC202 - Digital indicator0112/2///61987#ABD850 - Digital indicator [2] |  |  |  | Standard |  |  |  | 2018-03-28 | 2013-08-27 | 2018-03-20 | 2018-03-20 |  | SC65E – IEC 61987 | C00004 |  | 0112/2///61987#ABV501 | https://cdd.iec.ch/CDD/IEC61987/iec61987.nsf/Classes/0112-2---61987%23ABC138 | https://cdd.iec.ch/cdd/iec61987/iec61987.nsf/PropertiesAllVersions/0112-2---61987%23ABB443,https://cdd.iec.ch/cdd/iec61987/iec61987.nsf/PropertiesAllVersions/0112-2---61987%23ABB505,https://cdd.iec.ch/cdd/iec61987/iec61987.nsf/PropertiesAllVersions/0112-2---61987%23ABB444,https://cdd.iec.ch/cdd/iec61987/iec61987.nsf/PropertiesAllVersions/0112-2---61987%23ABB445,https://cdd.iec.ch/cdd/iec61987/iec61987.nsf/PropertiesAllVersions/0112-2---61987%23ABB446,https://cdd.iec.ch/cdd/iec61987/iec61987.nsf/PropertiesAllVersions/0112-2---61987%23ABA634,https://cdd.iec.ch/cdd/iec61987/iec61987.nsf/PropertiesAllVersions/0112-2---61987%23ABB447,https://cdd.iec.ch/cdd/iec61987/iec61987.nsf/PropertiesAllVersions/0112-2---61987%23ABB448,https://cdd.iec.ch/cdd/iec61987/iec61987.nsf/PropertiesAllVersions/0112-2---61987%23ABA588,https://cdd.iec.ch/cdd/iec61987/iec61987.nsf/PropertiesAllVersions/0112-2---61987%23ABB449,https://cdd.iec.ch/cdd/iec61987/iec61987.nsf/PropertiesAllVersions/0112-2---61987%23ABB450,https://cdd.iec.ch/cdd/iec61987/iec61987.nsf/PropertiesAllVersions/0112-2---61987%23ABB451,https://cdd.iec.ch/cdd/iec61987/iec61987.nsf/PropertiesAllVersions/0112-2---61987%23ABB452,https://cdd.iec.ch/cdd/iec61987/iec61987.nsf/PropertiesAllVersions/0112-2---61987%23ABB506,https://cdd.iec.ch/cdd/iec61987/iec61987.nsf/PropertiesAllVersions/0112-2---61987%23ABB507,https://cdd.iec.ch/cdd/iec61987/iec61987.nsf/PropertiesAllVersions/0112-2---61987%23ABD227 | 0112-2---61987#ABB452,0112-2---61987#ABB506,0112-2---61987#ABB507,0112-2---61987#ABB505,0112-2---61987#ABB445,0112-2---61987#ABA588,0112-2---61987#ABB449,0112-2---61987#ABB451,0112-2---61987#ABB450,0112-2---61987#ABB444,0112-2---61987#ABB446,0112-2---61987#ABD227,0112-2---61987#ABB443,0112-2---61987#ABA634,0112-2---61987#ABB447,0112-2---61987#ABB448
0112/2///61987#ABC606 | 002 | 01 | 0112/2///61987#ABC606#002 | Structural design [electromagnetic flow transmitter] |  |  |  | properties characterizing the constructional details of a device |  |  |  |  | ITEM_CLASS | [5 empty] | 0112/2///61987#ABC425 - Mechanical and electrical construction [electromagnetic flow transmitter] |  |  |  | Standard |  |  |  | 2018-03-28 | 2013-08-27 | 2016-05-24 | 2016-05-24 |  | SC65E – IEC 61987 | C00004 |  | 0112/2///61987#ABV501 | https://cdd.iec.ch/CDD/IEC61987/iec61987.nsf/Classes/0112-2---61987%23ABC606 | https://cdd.iec.ch/cdd/iec61987/iec61987.nsf/PropertiesAllVersions/0112-2---61987%23ABC876,https://cdd.iec.ch/cdd/iec61987/iec61987.nsf/PropertiesAllVersions/0112-2---61987%23ABD268,https://cdd.iec.ch/cdd/iec61987/iec61987.nsf/PropertiesAllVersions/0112-2---61987%23ABD286,https://cdd.iec.ch/cdd/iec61987/iec61987.nsf/PropertiesAllVersions/0112-2---61987%23ABA177,https://cdd.iec.ch/cdd/iec61987/iec61987.nsf/PropertiesAllVersions/0112-2---61987%23ABD290,https://cdd.iec.ch/cdd/iec61987/iec61987.nsf/PropertiesAllVersions/0112-2---61987%23ABA182,https://cdd.iec.ch/cdd/iec61987/iec61987.nsf/PropertiesAllVersions/0112-2---61987%23ABD281,https://cdd.iec.ch/cdd/iec61987/iec61987.nsf/PropertiesAllVersions/0112-2---61987%23ABD284 | 0112-2---61987#ABD286,0112-2---61987#ABA177,0112-2---61987#ABD290,0112-2---61987#ABA182,0112-2---61987#ABD281,0112-2---61987#ABD284,0112-2---61987#ABC876,0112-2---61987#ABD268
0112/2///61987#ABH629 | 001 | 01 | 0112/2///61987#ABH629#001 | Calibration point of actual volume flow |  |  |  | properties characterizing the calibration of output values of a single actual volume flow input value |  |  |  |  | ITEM_CLASS | [5 empty] | 0112/2///61987#ABH611 - Calibration of actual volume flow |  |  |  | Standard |  |  |  | 2019-03-08 | 2018-03-21 | 2019-03-08 | 2019-03-08 |  | SC65E – IEC 61987 | C00018 | 001-01 (2019-03-08 15:35:12 by BATCH 00000766) standard | 0112/2///61987#ABV501 | https://cdd.iec.ch/CDD/IEC61987/iec61987.nsf/Classes/0112-2---61987%23ABH629 | https://cdd.iec.ch/cdd/iec61987/iec61987.nsf/PropertiesAllVersions/0112-2---61987%23ABH564,https://cdd.iec.ch/cdd/iec61987/iec61987.nsf/PropertiesAllVersions/0112-2---61987%23ABH542,https://cdd.iec.ch/cdd/iec61987/iec61987.nsf/PropertiesAllVersions/0112-2---61987%23ABH759 | 0112-2---61987#ABH564,0112-2---61987#ABH542,0112-2---61987#ABH759
0112/2///61987#ABD365 | 001 | 01 | 0112/2///61987#ABD365#001 | Pneumatic rotary actuator |  |  |  | rotary actuator that uses a pneumatic signal to control its motion |  |  | ANSI/ISA-75.05.01-2000 |  | ITEM_CLASS |  |  |  |  | 0112/2///61987#ABU513 - reference to Operating LOP for actuator |  |  |  |  | Standard |  |  |  | 2018-03-28 | 2013-09-02 | 2016-05-02 | 2016-05-02 |  | SC65E – IEC 61987 | C00019 | 001-01 (2018-03-28 07:25:59 by BATCH 00000762) standard | 0112/2///61987#ABD360 | https://cdd.iec.ch/CDD/IEC61987/iec61987.nsf/Classes/0112-2---61987%23ABD365 | https://cdd.iec.ch/cdd/iec61987/iec61987.nsf/PropertiesAllVersions/0112-2---61987%23ABU526 | 0112-2---61987#ABU526
0112/2///61987#ABE426 | 001 | 01 | 0112/2///61987#ABE426#001 | Dall tube flow meter |  |  |  | differential pressure flow transmitter that uses a dall tube as primary element |  |  |  |  | ITEM_CLASS |  |  |  |  | 0112/2///61987#ABU125 - reference to Operating LOP for flow measuring equipment |  |  |  |  | Standard |  |  |  | 2018-03-28 | 2013-11-27 | 2016-05-24 | 2016-05-24 |  | SC65E – IEC 61987 | C00004 | 001-01 (2018-03-28 07:26:02 by BATCH 00000762) standard | 0112/2///61987#ABA767 | https://cdd.iec.ch/CDD/IEC61987/iec61987.nsf/Classes/0112-2---61987%23ABE426
0112/2///61987#ABC320 | 003 | 01 | 0112/2///61987#ABC320#003 | Limiting process conditions [3] |  |  |  | properties characterizing extreme values which an process quantity can assume without damaging the device |  |  |  |  | ITEM_CLASS | [5 empty] | 0112/2///61987#ABC543 - Process design ratings [3] |  |  | false | Standard |  | IEC 61987 | IEC | 2022-12-09 | 2017-12-07 | 2022-12-09 | 2022-12-09 |  | IEC/SC 65E | C00112 |  | 0112/2///61987#ABV501 | https://cdd.iec.ch/CDD/IEC61987/iec61987.nsf/Classes/0112-2---61987%23ABC320 | https://cdd.iec.ch/cdd/iec61987/iec61987.nsf/PropertiesAllVersions/0112-2---61987%23ABA956,https://cdd.iec.ch/cdd/iec61987/iec61987.nsf/PropertiesAllVersions/0112-2---61987%23ABB186,https://cdd.iec.ch/cdd/iec61987/iec61987.nsf/PropertiesAllVersions/0112-2---61987%23ABA957,https://cdd.iec.ch/cdd/iec61987/iec61987.nsf/PropertiesAllVersions/0112-2---61987%23ABB187,https://cdd.iec.ch/cdd/iec61987/iec61987.nsf/PropertiesAllVersions/0112-2---61987%23ABA920,https://cdd.iec.ch/cdd/iec61987/iec61987.nsf/PropertiesAllVersions/0112-2---61987%23ABA921,https://cdd.iec.ch/cdd/iec61987/iec61987.nsf/PropertiesAllVersions/0112-2---61987%23ABB072,https://cdd.iec.ch/cdd/iec61987/iec61987.nsf/PropertiesAllVersions/0112-2---61987%23ABA117,https://cdd.iec.ch/cdd/iec61987/iec61987.nsf/PropertiesAllVersions/0112-2---61987%23ABB073,https://cdd.iec.ch/cdd/iec61987/iec61987.nsf/PropertiesAllVersions/0112-2---61987%23ABA118,https://cdd.iec.ch/cdd/iec61987/iec61987.nsf/PropertiesAllVersions/0112-2---61987%23ABC944 | 0112-2---61987#ABA956,0112-2---61987#ABA957,0112-2---61987#ABA920,0112-2---61987#ABA921,0112-2---61987#ABA117,0112-2---61987#ABB186,0112-2---61987#ABB187,0112-2---61987#ABB072,0112-2---61987#ABB073,0112-2---61987#ABA118,0112-2---61987#ABC944
0112/2///61987#ABE949 | 001 | 01 | 0112/2///61987#ABE949#001 | Influence of external quantities expressed for level |  |  |  | properties characterizing the influence of external quantities for level measurement devices that are not the subject of the measurement but whose change affects the relationship between the indication and the result of the measurement |  |  |  |  | ITEM_CLASS | [5 empty] | 0112/2///61987#ABE826 - Absolute performance for level |  |  |  | Standard |  | IEC 61987 | IEC | 2018-03-28 | 2018-03-28 | 2018-03-28 | 2018-03-28 |  | SC65E – IEC 61987 | C00018 | 001-01 (2018-03-28 07:26:04 by BATCH 00000762) standard | 0112/2///61987#ABV501 | https://cdd.iec.ch/CDD/IEC61987/iec61987.nsf/Classes/0112-2---61987%23ABE949 | https://cdd.iec.ch/cdd/iec61987/iec61987.nsf/PropertiesAllVersions/0112-2---61987%23ABE950,https://cdd.iec.ch/cdd/iec61987/iec61987.nsf/PropertiesAllVersions/0112-2---61987%23ABE951,https://cdd.iec.ch/cdd/iec61987/iec61987.nsf/PropertiesAllVersions/0112-2---61987%23ABE952,https://cdd.iec.ch/cdd/iec61987/iec61987.nsf/PropertiesAllVersions/0112-2---61987%23ABE953,https://cdd.iec.ch/cdd/iec61987/iec61987.nsf/PropertiesAllVersions/0112-2---61987%23ABE954,https://cdd.iec.ch/cdd/iec61987/iec61987.nsf/PropertiesAllVersions/0112-2---61987%23ABE955 | 0112-2---61987#ABE952,0112-2---61987#ABE953,0112-2---61987#ABE954,0112-2---61987#ABE955,0112-2---61987#ABE950,0112-2---61987#ABE951
0112/2///61987#ABG373 | 001 | 01 | 0112/2///61987#ABG373#001 | Mechanical and electrical construction [laser level transmitter] |  |  |  | properties characterizing the constructional details of the device and its parts |  |  | IEC 61987-1, 5.8 |  | ITEM_CLASS | [5 empty] | 0112/2///61987#ABE747 - Device LOP for laser level transmitter |  |  |  | Standard |  | IEC 61987 | IEC | 2018-03-28 | 2014-12-17 | 2018-03-20 | 2018-03-20 |  | SC65E – IEC 61987 | C00018 | 001-01 (2018-03-28 07:26:09 by BATCH 00000762) standard | 0112/2///61987#ABV501 | https://cdd.iec.ch/CDD/IEC61987/iec61987.nsf/Classes/0112-2---61987%23ABG373 | https://cdd.iec.ch/cdd/iec61987/iec61987.nsf/PropertiesAllVersions/0112-2---61987%23ABD534,https://cdd.iec.ch/cdd/iec61987/iec61987.nsf/PropertiesAllVersions/0112-2---61987%23ABG978,https://cdd.iec.ch/cdd/iec61987/iec61987.nsf/PropertiesAllVersions/0112-2---61987%23ABB139,https://cdd.iec.ch/cdd/iec61987/iec61987.nsf/PropertiesAllVersions/0112-2---61987%23ABC862,https://cdd.iec.ch/cdd/iec61987/iec61987.nsf/PropertiesAllVersions/0112-2---61987%23ABC789 | 0112-2---61987#ABD534,0112-2---61987#ABG978,0112-2---61987#ABB139,0112-2---61987#ABC862,0112-2---61987#ABC789
0112/2///61987#ABH663 | 001 | 01 | 0112/2///61987#ABH663#001 | Output values of resistance |  |  |  | properties characterizing the readings of resistance output signals |  |  |  |  | ITEM_CLASS | [5 empty] | 0112/2///61987#ABH645 - Calibration point of resistance |  |  |  | Standard |  |  |  | 2019-03-08 | 2017-12-07 | 2019-03-08 | 2019-03-08 |  | SC65E – IEC 61987 | C00018 | 001-01 (2019-03-08 15:35:12 by BATCH 00000766) standard | 0112/2///61987#ABV501 | https://cdd.iec.ch/CDD/IEC61987/iec61987.nsf/Classes/0112-2---61987%23ABH663 | https://cdd.iec.ch/cdd/iec61987/iec61987.nsf/PropertiesAllVersions/0112-2---61987%23ABH566,https://cdd.iec.ch/cdd/iec61987/iec61987.nsf/PropertiesAllVersions/0112-2---61987%23ABH567,https://cdd.iec.ch/cdd/iec61987/iec61987.nsf/PropertiesAllVersions/0112-2---61987%23ABH568,https://cdd.iec.ch/cdd/iec61987/iec61987.nsf/PropertiesAllVersions/0112-2---61987%23ABH681,https://cdd.iec.ch/cdd/iec61987/iec61987.nsf/PropertiesAllVersions/0112-2---61987%23ABH682 | 0112-2---61987#ABH682,0112-2---61987#ABH566,0112-2---61987#ABH567,0112-2---61987#ABH568,0112-2---61987#ABH681
0112/2///61987#ABI415 | 001 | 01 | 0112/2///61987#ABI415#001 | Type of transportation |  |  |  | properties characterizing the type of transportation of a product |  |  |  |  | ITEM_CLASS | [5 empty] | 0112/2///61987#ABI413 - Packaging and transportation |  |  |  | Standard |  |  |  | 2019-03-08 | 2017-12-07 | 2019-03-08 | 2019-03-08 |  | SC65E – IEC 61987 | C0004 | 001-01 (2019-03-08 15:35:13 by BATCH 00000766) standard | 0112/2///61987#ABV501 | https://cdd.iec.ch/CDD/IEC61987/iec61987.nsf/Classes/0112-2---61987%23ABI415 | https://cdd.iec.ch/cdd/iec61987/iec61987.nsf/PropertiesAllVersions/0112-2---61987%23ABI436,https://cdd.iec.ch/cdd/iec61987/iec61987.nsf/PropertiesAllVersions/0112-2---61987%23ABI437,https://cdd.iec.ch/cdd/iec61987/iec61987.nsf/PropertiesAllVersions/0112-2---61987%23ABI438,https://cdd.iec.ch/cdd/iec61987/iec61987.nsf/PropertiesAllVersions/0112-2---61987%23ABI435,https://cdd.iec.ch/cdd/iec61987/iec61987.nsf/PropertiesAllVersions/0112-2---61987%23ABI439,https://cdd.iec.ch/cdd/iec61987/iec61987.nsf/PropertiesAllVersions/0112-2---61987%23ABI441 | 0112-2---61987#ABI436,0112-2---61987#ABI437,0112-2---61987#ABI438,0112-2---61987#ABI435,0112-2---61987#ABI439,0112-2---61987#ABI441
0112/2///61987#ABC348 | 001 | 02 | 0112/2///61987#ABC348#001 | Material of body/upper housing |  |  |  | properties characterizing the material of the body or the upper part of the housing of a remote seal assembly |  |  |  |  | ITEM_CLASS | [5 empty] | 0112/2///61987#ABC630 - Structural design of a remote seal [1]0112/2///61987#ABC631 - Structural design of a remote seal [2] |  |  |  | Standard |  |  |  | 2018-03-28 | 2013-09-27 | 2013-09-27 | 2014-06-18 |  | SC65E – IEC 61987 | C00004 |  | 0112/2///61987#ABV501 | https://cdd.iec.ch/CDD/IEC61987/iec61987.nsf/Classes/0112-2---61987%23ABC348 | https://cdd.iec.ch/cdd/iec61987/iec61987.nsf/PropertiesAllVersions/0112-2---61987%23ABB455,https://cdd.iec.ch/cdd/iec61987/iec61987.nsf/PropertiesAllVersions/0112-2---61987%23ABI460,https://cdd.iec.ch/cdd/iec61987/iec61987.nsf/PropertiesAllVersions/0112-2---61987%23ABA908,https://cdd.iec.ch/cdd/iec61987/iec61987.nsf/PropertiesAllVersions/0112-2---61987%23ABA907 | 0112-2---61987#ABB455,0112-2---61987#ABI460,0112-2---61987#ABA908,0112-2---61987#ABA907
0112/2///61987#ABC590 | 001 | 02 | 0112/2///61987#ABC590#001 | Sensor of a thermal mass flow transmitter |  |  |  | properties characterizing the sensor of a thermal mass flowmeter |  |  |  |  | ITEM_CLASS | [5 empty] | 0112/2///61987#ABC635 - Structural design of a thermal mass flow transmitter |  |  |  | Standard |  |  |  | 2018-03-28 | 2013-08-27 | 2013-08-27 | 2014-06-18 |  | SC65E – IEC 61987 | C00004 |  | 0112/2///61987#ABV501 | https://cdd.iec.ch/CDD/IEC61987/iec61987.nsf/Classes/0112-2---61987%23ABC590 | https://cdd.iec.ch/cdd/iec61987/iec61987.nsf/PropertiesAllVersions/0112-2---61987%23ABB061,https://cdd.iec.ch/cdd/iec61987/iec61987.nsf/PropertiesAllVersions/0112-2---61987%23ABB109,https://cdd.iec.ch/cdd/iec61987/iec61987.nsf/PropertiesAllVersions/0112-2---61987%23ABD020,https://cdd.iec.ch/cdd/iec61987/iec61987.nsf/PropertiesAllVersions/0112-2---61987%23ABB390,https://cdd.iec.ch/cdd/iec61987/iec61987.nsf/PropertiesAllVersions/0112-2---61987%23ABB394 | 0112-2---61987#ABB061,0112-2---61987#ABB109,0112-2---61987#ABD020,0112-2---61987#ABB390,0112-2---61987#ABB394
0112/2///61987#ABP009 | 001 | 01 | 0112/2///61987#ABP009#001 | Absolute performance for reactive power [I/O module] |  |  |  | properties characterizing the accuracy of an reactive power measurement of an I/O module, expressed in engineering units |  |  |  |  | ITEM_CLASS | [5 empty] | 0112/2///61987#ABP057 - Performance variable [input module] |  |  | false | Standard |  | IEC 61987 | IEC | 2023-01-23 | 2023-01-23 | 2023-01-23 | 2023-01-23 |  | IEC/SC 65E | C00128 | 001-01 (2023-01-23 14:53:33 by BATCH 00000807) standard | 0112/2///61987#ABV501 | https://cdd.iec.ch/CDD/IEC61987/iec61987.nsf/Classes/0112-2---61987%23ABP009 | https://cdd.iec.ch/cdd/iec61987/iec61987.nsf/PropertiesAllVersions/0112-2---61987%23ABP095,https://cdd.iec.ch/cdd/iec61987/iec61987.nsf/PropertiesAllVersions/0112-2---61987%23ABD535,https://cdd.iec.ch/cdd/iec61987/iec61987.nsf/PropertiesAllVersions/0112-2---61987%23ABP147,https://cdd.iec.ch/cdd/iec61987/iec61987.nsf/PropertiesAllVersions/0112-2---61987%23ABP112,https://cdd.iec.ch/cdd/iec61987/iec61987.nsf/PropertiesAllVersions/0112-2---61987%23ABP186,https://cdd.iec.ch/cdd/iec61987/iec61987.nsf/PropertiesAllVersions/0112-2---61987%23ABP161,https://cdd.iec.ch/cdd/iec61987/iec61987.nsf/PropertiesAllVersions/0112-2---61987%23ABB519,https://cdd.iec.ch/cdd/iec61987/iec61987.nsf/PropertiesAllVersions/0112-2---61987%23ABB774,https://cdd.iec.ch/cdd/iec61987/iec61987.nsf/PropertiesAllVersions/0112-2---61987%23ABP244,https://cdd.iec.ch/cdd/iec61987/iec61987.nsf/PropertiesAllVersions/0112-2---61987%23ABC840 | 0112-2---61987#ABP112,0112-2---61987#ABP161,0112-2---61987#ABB519,0112-2---61987#ABP095,0112-2---61987#ABP147,0112-2---61987#ABB774,0112-2---61987#ABP244,0112-2---61987#ABC840,0112-2---61987#ABD535,0112-2---61987#ABP186
0112/2///61987#ABV033 | 001 | 01 | 0112/2///61987#ABV033#001 | Material of grounding tube/grounding electrode |  |  |  | properties characterizing the material of which the grounding tube or the grounding electrode is made |  | Id specified in IEC61987: ABF152 |  |  | ITEM_CLASS | [5 empty] | 0112/2///61987#ABF136 - Structural design of a capacitance level transmitter/switch0112/2///61987#ABF155 - Single electrode probe |  |  |  | Standard |  | IEC 61987 | IEC | 2018-03-28 | 2018-03-28 | 2018-03-28 | 2018-03-28 |  | SC65E – IEC 61987 | C00018 | 001-01 (2018-03-28 07:26:13 by BATCH 00000762) standard | 0112/2///61987#ABV501 | https://cdd.iec.ch/CDD/IEC61987/iec61987.nsf/Classes/0112-2---61987%23ABV033 | https://cdd.iec.ch/cdd/iec61987/iec61987.nsf/PropertiesAllVersions/0112-2---61987%23ABB455,https://cdd.iec.ch/cdd/iec61987/iec61987.nsf/PropertiesAllVersions/0112-2---61987%23ABI460,https://cdd.iec.ch/cdd/iec61987/iec61987.nsf/PropertiesAllVersions/0112-2---61987%23ABA908,https://cdd.iec.ch/cdd/iec61987/iec61987.nsf/PropertiesAllVersions/0112-2---61987%23ABA907 | 0112-2---61987#ABI460,0112-2---61987#ABA908,0112-2---61987#ABA907,0112-2---61987#ABB455
0112/2///61987#ABE352 | 001 | 01 | 0112/2///61987#ABE352#001 | Multichannel radiation thermometer with filter wheel |  |  |  | multichannel radiation thermometer with a single detector in which the radiation is interrupted periodically by a modulator with more than two filters |  |  |  |  | ITEM_CLASS |  |  |  |  | 0112/2///61987#ABF896 - reference to Operating LOP for temperature measuring equipment0112/2///61987#ABF898 - reference to Device LOP for radiation thermometer |  |  |  |  | Standard |  |  |  | 2018-03-28 |  | 2016-05-24 | 2016-05-24 |  | SC65E – IEC 61987 | C00004 | 001-01 (2018-03-28 07:26:02 by BATCH 00000762) standard | 0112/2///61987#ABE351 | https://cdd.iec.ch/CDD/IEC61987/iec61987.nsf/Classes/0112-2---61987%23ABE352
0112/2///61987#ABC301 | 001 | 02 | 0112/2///61987#ABC301#001 | Insertion thermal mass flow transmitter |  |  |  | properties characterizing the insertion thermal mass flowmeter |  | 16 ABC301.16 |  |  | ITEM_CLASS | [5 empty] | 0112/2///61987#ABC635 - Structural design of a thermal mass flow transmitter |  |  |  | Standard |  |  |  | 2018-03-28 | 2013-08-27 | 2013-08-27 | 2014-06-18 |  | SC65E – IEC 61987 | C00004 |  | 0112/2///61987#ABV501 | https://cdd.iec.ch/CDD/IEC61987/iec61987.nsf/Classes/0112-2---61987%23ABC301 | https://cdd.iec.ch/cdd/iec61987/iec61987.nsf/PropertiesAllVersions/0112-2---61987%23ABB469,https://cdd.iec.ch/cdd/iec61987/iec61987.nsf/PropertiesAllVersions/0112-2---61987%23ABB470,https://cdd.iec.ch/cdd/iec61987/iec61987.nsf/PropertiesAllVersions/0112-2---61987%23ABB471,https://cdd.iec.ch/cdd/iec61987/iec61987.nsf/PropertiesAllVersions/0112-2---61987%23ABB472,https://cdd.iec.ch/cdd/iec61987/iec61987.nsf/PropertiesAllVersions/0112-2---61987%23ABD013,https://cdd.iec.ch/cdd/iec61987/iec61987.nsf/PropertiesAllVersions/0112-2---61987%23ABD014,https://cdd.iec.ch/cdd/iec61987/iec61987.nsf/PropertiesAllVersions/0112-2---61987%23ABB468,https://cdd.iec.ch/cdd/iec61987/iec61987.nsf/PropertiesAllVersions/0112-2---61987%23ABD001,https://cdd.iec.ch/cdd/iec61987/iec61987.nsf/PropertiesAllVersions/0112-2---61987%23ABD015,https://cdd.iec.ch/cdd/iec61987/iec61987.nsf/PropertiesAllVersions/0112-2---61987%23ABB106,https://cdd.iec.ch/cdd/iec61987/iec61987.nsf/PropertiesAllVersions/0112-2---61987%23ABB105,https://cdd.iec.ch/cdd/iec61987/iec61987.nsf/PropertiesAllVersions/0112-2---61987%23ABB547,https://cdd.iec.ch/cdd/iec61987/iec61987.nsf/PropertiesAllVersions/0112-2---61987%23ABB479 | 0112-2---61987#ABB468,0112-2---61987#ABD001,0112-2---61987#ABB106,0112-2---61987#ABB479,0112-2---61987#ABB472,0112-2---61987#ABB470,0112-2---61987#ABB471,0112-2---61987#ABD013,0112-2---61987#ABD014,0112-2---61987#ABD015,0112-2---61987#ABB105,0112-2---61987#ABB547,0112-2---61987#ABB469
0112/2///61987#ABD482 | 001 | 02 | 0112/2///61987#ABD482#001 | Dial [2] |  |  |  | properties characterizing a dial used for gauges |  |  |  |  | ITEM_CLASS | [5 empty] | 0112/2///61987#ABD480 - Dial indicator [2] |  |  |  | Standard |  |  |  | 2018-03-28 | 2013-09-27 | 2014-03-13 | 2014-06-18 |  | SC65E – IEC 61987 | C00014 |  | 0112/2///61987#ABV501 | https://cdd.iec.ch/CDD/IEC61987/iec61987.nsf/Classes/0112-2---61987%23ABD482 | https://cdd.iec.ch/cdd/iec61987/iec61987.nsf/PropertiesAllVersions/0112-2---61987%23ABA199,https://cdd.iec.ch/cdd/iec61987/iec61987.nsf/PropertiesAllVersions/0112-2---61987%23ABC902,https://cdd.iec.ch/cdd/iec61987/iec61987.nsf/PropertiesAllVersions/0112-2---61987%23ABA583,https://cdd.iec.ch/cdd/iec61987/iec61987.nsf/PropertiesAllVersions/0112-2---61987%23ABA584,https://cdd.iec.ch/cdd/iec61987/iec61987.nsf/PropertiesAllVersions/0112-2---61987%23ABB888 | 0112-2---61987#ABA583,0112-2---61987#ABA584,0112-2---61987#ABB888,0112-2---61987#ABA199,0112-2---61987#ABC902
0112/2///61987#ABD518 | 005 | 01 | 0112/2///61987#ABD518#005 | Deployment conditions [4] |  |  |  | properties characterizing the deployment of the device in the pipe or vessel in order to obtain the specified performance |  |  |  |  | ITEM_CLASS | [5 empty] | 0112/2///61987#ABD520 - Installation conditions [5]0112/2///61987#ABD897 - Installation conditions [8] |  |  | false | Standard |  | IEC 61987 | IEC | 2022-12-09 | 2017-12-07 | 2022-12-09 | 2022-12-09 |  | IEC/SC 65E | C00112 |  | 0112/2///61987#ABV501 | https://cdd.iec.ch/CDD/IEC61987/iec61987.nsf/Classes/0112-2---61987%23ABD518 | https://cdd.iec.ch/cdd/iec61987/iec61987.nsf/PropertiesAllVersions/0112-2---61987%23ABA590,https://cdd.iec.ch/cdd/iec61987/iec61987.nsf/PropertiesAllVersions/0112-2---61987%23ABA088,https://cdd.iec.ch/cdd/iec61987/iec61987.nsf/PropertiesAllVersions/0112-2---61987%23ABB024 | 0112-2---61987#ABA590,0112-2---61987#ABA088,0112-2---61987#ABB024
0112/2///61987#ABJ619 | 001 | 01 | 0112/2///61987#ABJ619#001 | DISCRETE_READBACK_OUT |  |  |  | parameter with properties characterizing the discrete output to an upstream function or technology block |  |  | IEC 61804-2 MOD |  | ITEM_CLASS | [5 empty] | 0112/2///61987#ABH890 - Discrete output function block |  |  |  | Standard |  |  |  | 2019-03-08 | 2017-12-07 | 2019-03-08 | 2019-03-08 |  | SC65E – IEC 61987 | C00018 | 001-01 (2019-03-08 15:35:13 by BATCH 00000766) standard | 0112/2///61987#ABV501 | https://cdd.iec.ch/CDD/IEC61987/iec61987.nsf/Classes/0112-2---61987%23ABJ619 | https://cdd.iec.ch/cdd/iec61987/iec61987.nsf/PropertiesAllVersions/0112-2---61987%23ABJ658,https://cdd.iec.ch/cdd/iec61987/iec61987.nsf/PropertiesAllVersions/0112-2---61987%23ABJ650 | 0112-2---61987#ABJ658,0112-2---61987#ABJ650
0112/2///61987#ABI757 | 001 | 01 | 0112/2///61987#ABI757#001 | MEASUREMENT |  |  |  | parameter with properties characterizing an analog block output |  |  |  |  | ITEM_CLASS | [5 empty] | 0112/2///61987#ABH876 - Analog input function block |  |  |  | Standard |  |  |  | 2019-03-08 | 2017-12-07 | 2019-03-08 | 2019-03-08 |  | SC65E – IEC 61987 | C00018 | 001-01 (2019-03-08 15:35:13 by BATCH 00000766) standard | 0112/2///61987#ABV501 | https://cdd.iec.ch/CDD/IEC61987/iec61987.nsf/Classes/0112-2---61987%23ABI757 | https://cdd.iec.ch/cdd/iec61987/iec61987.nsf/PropertiesAllVersions/0112-2---61987%23ABJ165,https://cdd.iec.ch/cdd/iec61987/iec61987.nsf/PropertiesAllVersions/0112-2---61987%23ABI621 | 0112-2---61987#ABJ165,0112-2---61987#ABI621
0112/2///61987#ABA875 | 002 | 01 | 0112/2///61987#ABA875#002 | Temperature element |  |  |  | sensing element that senses temperature |  |  |  |  | ITEM_CLASS | [9 empty] | Standard |  |  |  | 2018-03-28 | 2013-08-27 | 2016-05-24 | 2016-05-24 |  | SC65E – IEC 61987 | C00004 |  | 0112/2///61987#ABA870 | https://cdd.iec.ch/CDD/IEC61987/iec61987.nsf/Classes/0112-2---61987%23ABA875
0112/2///61987#ABA008 | 002 | 01 | 0112/2///61987#ABA008#002 | Device LOP for electromagnetic flow transmitter |  |  |  | list of properties characterizing an electromagnetic flow transmitter |  |  |  |  | ITEM_CLASS | [5 empty] | 0112/2///61987#ABA792 - Electromagnetic flow transmitter |  |  |  | Standard |  |  |  | 2018-03-28 | 2013-09-27 | 2016-05-24 | 2016-05-24 |  | SC65E – IEC 61987 | C00004 |  | 0112/2///61987#ABV504 | https://cdd.iec.ch/CDD/IEC61987/iec61987.nsf/Classes/0112-2---61987%23ABA008 | https://cdd.iec.ch/cdd/iec61987/iec61987.nsf/PropertiesAllVersions/0112-2---61987%23ABC899,https://cdd.iec.ch/cdd/iec61987/iec61987.nsf/PropertiesAllVersions/0112-2---61987%23ABC730,https://cdd.iec.ch/cdd/iec61987/iec61987.nsf/PropertiesAllVersions/0112-2---61987%23ABC885,https://cdd.iec.ch/cdd/iec61987/iec61987.nsf/PropertiesAllVersions/0112-2---61987%23ABC923,https://cdd.iec.ch/cdd/iec61987/iec61987.nsf/PropertiesAllVersions/0112-2---61987%23ABB206,https://cdd.iec.ch/cdd/iec61987/iec61987.nsf/PropertiesAllVersions/0112-2---61987%23ABD108,https://cdd.iec.ch/cdd/iec61987/iec61987.nsf/PropertiesAllVersions/0112-2---61987%23ABC830,https://cdd.iec.ch/cdd/iec61987/iec61987.nsf/PropertiesAllVersions/0112-2---61987%23ABD123,https://cdd.iec.ch/cdd/iec61987/iec61987.nsf/PropertiesAllVersions/0112-2---61987%23ABD187,https://cdd.iec.ch/cdd/iec61987/iec61987.nsf/PropertiesAllVersions/0112-2---61987%23ABD055,https://cdd.iec.ch/cdd/iec61987/iec61987.nsf/PropertiesAllVersions/0112-2---61987%23ABD088,https://cdd.iec.ch/cdd/iec61987/iec61987.nsf/PropertiesAllVersions/0112-2---61987%23ABD153,https://cdd.iec.ch/cdd/iec61987/iec61987.nsf/PropertiesAllVersions/0112-2---61987%23ABC786,https://cdd.iec.ch/cdd/iec61987/iec61987.nsf/PropertiesAllVersions/0112-2---61987%23ABC795,https://cdd.iec.ch/cdd/iec61987/iec61987.nsf/PropertiesAllVersions/0112-2---61987%23ABA293,https://cdd.iec.ch/cdd/iec61987/iec61987.nsf/PropertiesAllVersions/0112-2---61987%23ABC710 | 0112-2---61987#ABC885,0112-2---61987#ABD153,0112-2---61987#ABC710,0112-2---61987#ABC923,0112-2---61987#ABD187,0112-2---61987#ABD055,0112-2---61987#ABC786,0112-2---61987#ABC795,0112-2---61987#ABD108,0112-2---61987#ABD123,0112-2---61987#ABD088,0112-2---61987#ABC830,0112-2---61987#ABA293,0112-2---61987#ABC899,0112-2---61987#ABC730,0112-2---61987#ABB206
0112/2///61987#ABE738 | 001 | 01 | 0112/2///61987#ABE738#001 | Device LOP for conductance level transmitter/switch |  |  |  | list of properties characterizing a conductance level transmitter/switch |  |  |  |  | ITEM_CLASS | [5 empty] | 0112/2///61987#ABA707 - Conductance level switch0112/2///61987#ABA808 - Conductance level transmitter |  |  |  | Standard |  | IEC 61987 | IEC | 2018-03-28 | 2014-12-17 | 2018-03-20 | 2018-03-20 |  | SC65E – IEC 61987 | C00018 | 001-01 (2018-03-28 07:26:04 by BATCH 00000762) standard | 0112/2///61987#ABV504 | https://cdd.iec.ch/CDD/IEC61987/iec61987.nsf/Classes/0112-2---61987%23ABE738 | https://cdd.iec.ch/cdd/iec61987/iec61987.nsf/PropertiesAllVersions/0112-2---61987%23ABC899,https://cdd.iec.ch/cdd/iec61987/iec61987.nsf/PropertiesAllVersions/0112-2---61987%23ABC730,https://cdd.iec.ch/cdd/iec61987/iec61987.nsf/PropertiesAllVersions/0112-2---61987%23ABU857,https://cdd.iec.ch/cdd/iec61987/iec61987.nsf/PropertiesAllVersions/0112-2---61987%23ABG500,https://cdd.iec.ch/cdd/iec61987/iec61987.nsf/PropertiesAllVersions/0112-2---61987%23ABB206,https://cdd.iec.ch/cdd/iec61987/iec61987.nsf/PropertiesAllVersions/0112-2---61987%23ABG687,https://cdd.iec.ch/cdd/iec61987/iec61987.nsf/PropertiesAllVersions/0112-2---61987%23ABC830,https://cdd.iec.ch/cdd/iec61987/iec61987.nsf/PropertiesAllVersions/0112-2---61987%23ABG779,https://cdd.iec.ch/cdd/iec61987/iec61987.nsf/PropertiesAllVersions/0112-2---61987%23ABG880,https://cdd.iec.ch/cdd/iec61987/iec61987.nsf/PropertiesAllVersions/0112-2---61987%23ABG927,https://cdd.iec.ch/cdd/iec61987/iec61987.nsf/PropertiesAllVersions/0112-2---61987%23ABD088,https://cdd.iec.ch/cdd/iec61987/iec61987.nsf/PropertiesAllVersions/0112-2---61987%23ABD153,https://cdd.iec.ch/cdd/iec61987/iec61987.nsf/PropertiesAllVersions/0112-2---61987%23ABC786,https://cdd.iec.ch/cdd/iec61987/iec61987.nsf/PropertiesAllVersions/0112-2---61987%23ABC795,https://cdd.iec.ch/cdd/iec61987/iec61987.nsf/PropertiesAllVersions/0112-2---61987%23ABA293,https://cdd.iec.ch/cdd/iec61987/iec61987.nsf/PropertiesAllVersions/0112-2---61987%23ABC710 | 0112-2---61987#ABC899,0112-2---61987#ABU857,0112-2---61987#ABG500,0112-2---61987#ABG779,0112-2---61987#ABD088,0112-2---61987#ABD153,0112-2---61987#ABC730,0112-2---61987#ABG880,0112-2---61987#ABC786,0112-2---61987#ABA293,0112-2---61987#ABC710,0112-2---61987#ABB206,0112-2---61987#ABG687,0112-2---61987#ABC830,0112-2---61987#ABG927,0112-2---61987#ABC795
0112/2///61987#ABC237 | 005 | 01 | 0112/2///61987#ABC237#005 | Explosion protection parameters for intrinsic safety (passive) |  |  |  | properties characterizing the explosion protection of an input or output circuit with passive behaviour |  |  |  |  | ITEM_CLASS | [5 empty] | 0112/2///61987#ABC218 - Electrical power input circuit |  |  |  | Standard |  |  |  | 2018-03-28 | 2013-08-27 | 2018-03-20 | 2018-03-20 |  | SC65E – IEC 61987 | C00004 |  | 0112/2///61987#ABV501 | https://cdd.iec.ch/CDD/IEC61987/iec61987.nsf/Classes/0112-2---61987%23ABC237 | https://cdd.iec.ch/cdd/iec61987/iec61987.nsf/PropertiesAllVersions/0112-2---61987%23ABB990,https://cdd.iec.ch/cdd/iec61987/iec61987.nsf/PropertiesAllVersions/0112-2---61987%23ABA391,https://cdd.iec.ch/cdd/iec61987/iec61987.nsf/PropertiesAllVersions/0112-2---61987%23ABB161,https://cdd.iec.ch/cdd/iec61987/iec61987.nsf/PropertiesAllVersions/0112-2---61987%23ABC868,https://cdd.iec.ch/cdd/iec61987/iec61987.nsf/PropertiesAllVersions/0112-2---61987%23ABD212 | 0112-2---61987#ABD212,0112-2---61987#ABB990,0112-2---61987#ABA391,0112-2---61987#ABB161,0112-2---61987#ABC868
0112/2///61987#ABC266 | 002 | 01 | 0112/2///61987#ABC266#002 | High/single pressure side line or nozzle |  |  |  | properties characterizing a side line or a nozzle and its end connection for a pressure measurement or its high pressure connection for a differential pressure measurement |  |  |  |  | ITEM_CLASS | [5 empty] | 0112/2///61987#ABC547 - Process equipment of pressure instruments0112/2///61987#ABC547 - Process equipment [pressure] |  |  |  | Standard |  |  |  | 2018-03-28 | 2013-09-27 | 2016-05-24 | 2016-05-24 |  | SC65E – IEC 61987 | C00004 |  | 0112/2///61987#ABV501 | https://cdd.iec.ch/CDD/IEC61987/iec61987.nsf/Classes/0112-2---61987%23ABC266 | https://cdd.iec.ch/cdd/iec61987/iec61987.nsf/PropertiesAllVersions/0112-2---61987%23ABB336,https://cdd.iec.ch/cdd/iec61987/iec61987.nsf/PropertiesAllVersions/0112-2---61987%23ABB337,https://cdd.iec.ch/cdd/iec61987/iec61987.nsf/PropertiesAllVersions/0112-2---61987%23ABB338,https://cdd.iec.ch/cdd/iec61987/iec61987.nsf/PropertiesAllVersions/0112-2---61987%23ABB339,https://cdd.iec.ch/cdd/iec61987/iec61987.nsf/PropertiesAllVersions/0112-2---61987%23ABA576,https://cdd.iec.ch/cdd/iec61987/iec61987.nsf/PropertiesAllVersions/0112-2---61987%23ABA591,https://cdd.iec.ch/cdd/iec61987/iec61987.nsf/PropertiesAllVersions/0112-2---61987%23ABB340,https://cdd.iec.ch/cdd/iec61987/iec61987.nsf/PropertiesAllVersions/0112-2---61987%23ABB341,https://cdd.iec.ch/cdd/iec61987/iec61987.nsf/PropertiesAllVersions/0112-2---61987%23ABA555,https://cdd.iec.ch/cdd/iec61987/iec61987.nsf/PropertiesAllVersions/0112-2---61987%23ABA910,https://cdd.iec.ch/cdd/iec61987/iec61987.nsf/PropertiesAllVersions/0112-2---61987%23ABA554,https://cdd.iec.ch/cdd/iec61987/iec61987.nsf/PropertiesAllVersions/0112-2---61987%23ABB343,https://cdd.iec.ch/cdd/iec61987/iec61987.nsf/PropertiesAllVersions/0112-2---61987%23ABA145,https://cdd.iec.ch/cdd/iec61987/iec61987.nsf/PropertiesAllVersions/0112-2---61987%23ABA590,https://cdd.iec.ch/cdd/iec61987/iec61987.nsf/PropertiesAllVersions/0112-2---61987%23ABB344,https://cdd.iec.ch/cdd/iec61987/iec61987.nsf/PropertiesAllVersions/0112-2---61987%23ABB345,https://cdd.iec.ch/cdd/iec61987/iec61987.nsf/PropertiesAllVersions/0112-2---61987%23ABC983,https://cdd.iec.ch/cdd/iec61987/iec61987.nsf/PropertiesAllVersions/0112-2---61987%23ABA911,https://cdd.iec.ch/cdd/iec61987/iec61987.nsf/PropertiesAllVersions/0112-2---61987%23ABB453,https://cdd.iec.ch/cdd/iec61987/iec61987.nsf/PropertiesAllVersions/0112-2---61987%23ABB521,https://cdd.iec.ch/cdd/iec61987/iec61987.nsf/PropertiesAllVersions/0112-2---61987%23ABH293,https://cdd.iec.ch/cdd/iec61987/iec61987.nsf/PropertiesAllVersions/0112-2---61987%23ABU164 | 0112-2---61987#ABB521,0112-2---61987#ABA576,0112-2---61987#ABB341,0112-2---61987#ABA555,0112-2---61987#ABB343,0112-2---61987#ABB345,0112-2---61987#ABB453,0112-2---61987#ABU164,0112-2---61987#ABB336,0112-2---61987#ABB339,0112-2---61987#ABA910,0112-2---61987#ABA590,0112-2---61987#ABB344,0112-2---61987#ABA911,0112-2---61987#ABB340,0112-2---61987#ABA145,0112-2---61987#ABH293,0112-2---61987#ABB337,0112-2---61987#ABB338,0112-2---61987#ABA591,0112-2---61987#ABA554,0112-2---61987#ABC983
0112/2///61987#ABC558 | 004 | 01 | 0112/2///61987#ABC558#004 | Rated operating conditions [2] |  |  |  | properties characterizing the conditions that must be fulfilled during operation in order that a device or assembly performs as designed |  |  |  |  | ITEM_CLASS | [5 empty] | 0112/2///61987#ABA025 - Device LOP for remote/separate transmitter0112/2///61987#ABE756 - Device LOP for separate level transmitter/switching unit0112/2///61987#ABF866 - Device LOP for separate density transmitter |  |  | false | Standard |  | IEC 61987 | IEC | 2022-12-09 | 2017-12-07 | 2022-12-09 | 2022-12-09 |  | IEC/SC 65E | C00112 |  | 0112/2///61987#ABV501 | https://cdd.iec.ch/CDD/IEC61987/iec61987.nsf/Classes/0112-2---61987%23ABC558 | https://cdd.iec.ch/cdd/iec61987/iec61987.nsf/PropertiesAllVersions/0112-2---61987%23ABC934,https://cdd.iec.ch/cdd/iec61987/iec61987.nsf/PropertiesAllVersions/0112-2---61987%23ABC859 | 0112-2---61987#ABC934,0112-2---61987#ABC859
0112/2///61987#ABI477 | 001 | 01 | 0112/2///61987#ABI477#001 | Document |  |  |  | properties characterizing a document |  |  |  |  | ITEM_CLASS | [5 empty] | 0112/2///61987#ABI468 - Installation0112/2///61987#ABI469 - Commissioning0112/2///61987#ABI479 - Regular maintenance/service0112/2///61987#ABI482 - Regular inspection0112/2///61987#ABI484 - Event triggered inspection0112/2///61987#ABI485 - Event triggered maintenance/service0112/2///61987#ABI569 - Decommissioning and disposal |  |  |  | Standard |  |  |  | 2019-03-08 | 2017-12-07 | 2019-03-08 | 2019-03-08 |  | SC65E – IEC 61987 | C00018 | 001-01 (2019-03-08 15:35:13 by BATCH 00000766) standard | 0112/2///61987#ABV501 | https://cdd.iec.ch/CDD/IEC61987/iec61987.nsf/Classes/0112-2---61987%23ABI477 | https://cdd.iec.ch/cdd/iec61987/iec61987.nsf/PropertiesAllVersions/0112-2---61987%23ABI525,https://cdd.iec.ch/cdd/iec61987/iec61987.nsf/PropertiesAllVersions/0112-2---61987%23ABA274,https://cdd.iec.ch/cdd/iec61987/iec61987.nsf/PropertiesAllVersions/0112-2---61987%23ABH510,https://cdd.iec.ch/cdd/iec61987/iec61987.nsf/PropertiesAllVersions/0112-2---61987%23ABA152,https://cdd.iec.ch/cdd/iec61987/iec61987.nsf/PropertiesAllVersions/0112-2---61987%23ABI526 | 0112-2---61987#ABI525,0112-2---61987#ABA274,0112-2---61987#ABH510,0112-2---61987#ABA152,0112-2---61987#ABI526
0112/2///61987#ABI760 | 001 | 01 | 0112/2///61987#ABI760#001 | HIGH_ALARM |  |  |  | parameter with properties characterizing a high warning alarm |  |  |  |  | ITEM_CLASS | [5 empty] | 0112/2///61987#ABH876 - Analog input function block0112/2///61987#ABH885 - Control function block |  |  |  | Standard |  |  |  | 2019-03-08 | 2017-12-07 | 2019-03-08 | 2019-03-08 |  | SC65E – IEC 61987 | C00018 | 001-01 (2019-03-08 15:35:13 by BATCH 00000766) standard | 0112/2///61987#ABV501 | https://cdd.iec.ch/CDD/IEC61987/iec61987.nsf/Classes/0112-2---61987%23ABI760 | https://cdd.iec.ch/cdd/iec61987/iec61987.nsf/PropertiesAllVersions/0112-2---61987%23ABI661,https://cdd.iec.ch/cdd/iec61987/iec61987.nsf/PropertiesAllVersions/0112-2---61987%23ABI633,https://cdd.iec.ch/cdd/iec61987/iec61987.nsf/PropertiesAllVersions/0112-2---61987%23ABI962,https://cdd.iec.ch/cdd/iec61987/iec61987.nsf/PropertiesAllVersions/0112-2---61987%23ABJ015,https://cdd.iec.ch/cdd/iec61987/iec61987.nsf/PropertiesAllVersions/0112-2---61987%23ABJ158 | 0112-2---61987#ABJ158,0112-2---61987#ABI661,0112-2---61987#ABI633,0112-2---61987#ABI962,0112-2---61987#ABJ015
0112/2///61987#ABP010 | 001 | 01 | 0112/2///61987#ABP010#001 | Absolute performance for resistance [I/O module] |  |  |  | properties characterizing the accuracy of a resistance measurement of an I/O module, expressed in engineering units |  |  |  |  | ITEM_CLASS | [5 empty] | 0112/2///61987#ABP057 - Performance variable [input module] |  |  | false | Standard |  | IEC 61987 | IEC | 2023-01-23 | 2023-01-23 | 2023-01-23 | 2023-01-23 |  | IEC/SC 65E | C00128 | 001-01 (2023-01-23 14:53:33 by BATCH 00000807) standard | 0112/2///61987#ABV501 | https://cdd.iec.ch/CDD/IEC61987/iec61987.nsf/Classes/0112-2---61987%23ABP010 | https://cdd.iec.ch/cdd/iec61987/iec61987.nsf/PropertiesAllVersions/0112-2---61987%23ABF078,https://cdd.iec.ch/cdd/iec61987/iec61987.nsf/PropertiesAllVersions/0112-2---61987%23ABD535,https://cdd.iec.ch/cdd/iec61987/iec61987.nsf/PropertiesAllVersions/0112-2---61987%23ABF080,https://cdd.iec.ch/cdd/iec61987/iec61987.nsf/PropertiesAllVersions/0112-2---61987%23ABF082,https://cdd.iec.ch/cdd/iec61987/iec61987.nsf/PropertiesAllVersions/0112-2---61987%23ABF084,https://cdd.iec.ch/cdd/iec61987/iec61987.nsf/PropertiesAllVersions/0112-2---61987%23ABF086,https://cdd.iec.ch/cdd/iec61987/iec61987.nsf/PropertiesAllVersions/0112-2---61987%23ABB519,https://cdd.iec.ch/cdd/iec61987/iec61987.nsf/PropertiesAllVersions/0112-2---61987%23ABB774,https://cdd.iec.ch/cdd/iec61987/iec61987.nsf/PropertiesAllVersions/0112-2---61987%23ABP245,https://cdd.iec.ch/cdd/iec61987/iec61987.nsf/PropertiesAllVersions/0112-2---61987%23ABC840 | 0112-2---61987#ABF082,0112-2---61987#ABF084,0112-2---61987#ABF086,0112-2---61987#ABB519,0112-2---61987#ABP245,0112-2---61987#ABC840,0112-2---61987#ABF078,0112-2---61987#ABD535,0112-2---61987#ABF080,0112-2---61987#ABB774
0112/2///61987#ABH336 | 002 | 01 | 0112/2///61987#ABH336#002 | Head-mounted density transmitter |  |  |  | separate density transmitter designed for mounting in a connection head |  |  |  |  | ITEM_CLASS |  |  |  |  | 0112/2///61987#ABE645 - reference to Generic OLOP for system components0112/2///61987#ABF919 - reference to Device LOP for separate density transmitter |  |  |  |  | Standard |  |  |  | 2018-03-28 | 2014-07-18 | 2018-03-20 | 2018-03-20 |  | SC65E – IEC 61987 | C00010 |  | 0112/2///61987#ABH335 | https://cdd.iec.ch/CDD/IEC61987/iec61987.nsf/Classes/0112-2---61987%23ABH336 |  | 0112-2---61987#ABF919
0112/2///61987#ABP068 | 001 | 01 | 0112/2///61987#ABP068#001 | Resistor input [I/O module] |  |  |  | properties characterizing a resistor input for an I/O module |  |  |  |  | ITEM_CLASS | [5 empty] | 0112/2///61987#ABP044 - Input [I/O module] |  |  | false | Standard |  | IEC 61987 | IEC | 2023-01-23 | 2023-01-23 | 2023-01-23 | 2023-01-23 |  | IEC/SC 65E | C00128 | 001-01 (2023-01-23 14:53:33 by BATCH 00000807) standard | 0112/2///61987#ABV501 | https://cdd.iec.ch/CDD/IEC61987/iec61987.nsf/Classes/0112-2---61987%23ABP068 | https://cdd.iec.ch/cdd/iec61987/iec61987.nsf/PropertiesAllVersions/0112-2---61987%23ABP206,https://cdd.iec.ch/cdd/iec61987/iec61987.nsf/PropertiesAllVersions/0112-2---61987%23ABP202,https://cdd.iec.ch/cdd/iec61987/iec61987.nsf/PropertiesAllVersions/0112-2---61987%23ABB091,https://cdd.iec.ch/cdd/iec61987/iec61987.nsf/PropertiesAllVersions/0112-2---61987%23ABF060,https://cdd.iec.ch/cdd/iec61987/iec61987.nsf/PropertiesAllVersions/0112-2---61987%23ABF062,https://cdd.iec.ch/cdd/iec61987/iec61987.nsf/PropertiesAllVersions/0112-2---61987%23ABP098,https://cdd.iec.ch/cdd/iec61987/iec61987.nsf/PropertiesAllVersions/0112-2---61987%23ABP100,https://cdd.iec.ch/cdd/iec61987/iec61987.nsf/PropertiesAllVersions/0112-2---61987%23ABP148,https://cdd.iec.ch/cdd/iec61987/iec61987.nsf/PropertiesAllVersions/0112-2---61987%23ABB090,https://cdd.iec.ch/cdd/iec61987/iec61987.nsf/PropertiesAllVersions/0112-2---61987%23ABB260,https://cdd.iec.ch/cdd/iec61987/iec61987.nsf/PropertiesAllVersions/0112-2---61987%23ABP121,https://cdd.iec.ch/cdd/iec61987/iec61987.nsf/PropertiesAllVersions/0112-2---61987%23ABP166,https://cdd.iec.ch/cdd/iec61987/iec61987.nsf/PropertiesAllVersions/0112-2---61987%23ABP221,https://cdd.iec.ch/cdd/iec61987/iec61987.nsf/PropertiesAllVersions/0112-2---61987%23ABC843,https://cdd.iec.ch/cdd/iec61987/iec61987.nsf/PropertiesAllVersions/0112-2---61987%23ABB103,https://cdd.iec.ch/cdd/iec61987/iec61987.nsf/PropertiesAllVersions/0112-2---61987%23ABC850,https://cdd.iec.ch/cdd/iec61987/iec61987.nsf/PropertiesAllVersions/0112-2---61987%23ABA401,https://cdd.iec.ch/cdd/iec61987/iec61987.nsf/PropertiesAllVersions/0112-2---61987%23ABC778 | 0112-2---61987#ABP148,0112-2---61987#ABB260,0112-2---61987#ABP121,0112-2---61987#ABC843,0112-2---61987#ABA401,0112-2---61987#ABB091,0112-2---61987#ABF060,0112-2---61987#ABP098,0112-2---61987#ABP166,0112-2---61987#ABP206,0112-2---61987#ABP202,0112-2---61987#ABB090,0112-2---61987#ABB103,0112-2---61987#ABC850,0112-2---61987#ABC778,0112-2---61987#ABF062,0112-2---61987#ABP100,0112-2---61987#ABP221
0112/2///61987#ABF467 | 001 | 01 | 0112/2///61987#ABF467#001 | Detector |  |  |  | properties characterizing the modulator of a nuclear level transmitter or switch |  |  |  |  | ITEM_CLASS | [5 empty] | 0112/2///61987#ABF466 - Nuclear detector |  |  |  | Standard |  | IEC 61987 | IEC | 2018-03-28 | 2018-03-28 | 2018-03-28 | 2018-03-28 |  | SC65E – IEC 61987 | C00018 | 001-01 (2018-03-28 07:26:06 by BATCH 00000762) standard | 0112/2///61987#ABV501 | https://cdd.iec.ch/CDD/IEC61987/iec61987.nsf/Classes/0112-2---61987%23ABF467 | https://cdd.iec.ch/cdd/iec61987/iec61987.nsf/PropertiesAllVersions/0112-2---61987%23ABF490,https://cdd.iec.ch/cdd/iec61987/iec61987.nsf/PropertiesAllVersions/0112-2---61987%23ABF488,https://cdd.iec.ch/cdd/iec61987/iec61987.nsf/PropertiesAllVersions/0112-2---61987%23ABF489,https://cdd.iec.ch/cdd/iec61987/iec61987.nsf/PropertiesAllVersions/0112-2---61987%23ABE886,https://cdd.iec.ch/cdd/iec61987/iec61987.nsf/PropertiesAllVersions/0112-2---61987%23ABF491,https://cdd.iec.ch/cdd/iec61987/iec61987.nsf/PropertiesAllVersions/0112-2---61987%23ABF814,https://cdd.iec.ch/cdd/iec61987/iec61987.nsf/PropertiesAllVersions/0112-2---61987%23ABE872 | 0112-2---61987#ABF490,0112-2---61987#ABF488,0112-2---61987#ABF489,0112-2---61987#ABE886,0112-2---61987#ABF491,0112-2---61987#ABF814,0112-2---61987#ABE872
0112/2///61987#ABA782 | 003 | 01 | 0112/2///61987#ABA782#003 | Volume flow transmitter |  |  |  | flow transmitter that outputs a signal representative of a direct measurement of volume flow |  |  |  |  | ITEM_CLASS |  |  |  |  | 0112/2///61987#ABU125 - reference to Operating LOP for flow measuring equipment |  |  |  |  | Standard |  |  |  | 2018-03-28 | 2013-08-27 | 2016-05-24 | 2016-05-24 |  | SC65E – IEC 61987 | C00004 |  | 0112/2///61987#ABA761 | https://cdd.iec.ch/CDD/IEC61987/iec61987.nsf/Classes/0112-2---61987%23ABA782 |  | 0112-2---61987#ABU125
0112/2///61987#ABA870 | 002 | 01 | 0112/2///61987#ABA870#002 | Sensing element |  |  |  | instrument component that is the primary element of a measuring chain and which may convert the input variable into a signal suitable for use by other instruments in that chain | It is intended to respond to a physical stimulus and to produce a corresponding resulting signal. |  |  |  | ITEM_CLASS | [9 empty] | Standard |  |  |  | 2018-03-28 | 2013-08-27 | 2016-05-24 | 2016-05-24 |  | SC65E – IEC 61987 | C00004 |  | 0112/2///61987#ABA845 | https://cdd.iec.ch/CDD/IEC61987/iec61987.nsf/Classes/0112-2---61987%23ABA870
0112/2///61987#ABV500 | 001 | 02 | 0112/2///61987#ABV500#001 | LOP |  |  |  | predefined group of classes and properties with the purpose to characterize equipment |  |  |  |  | ITEM_CLASS | [9 empty] | Standard |  |  |  | 2018-03-28 | 2013-09-27 | 2013-09-27 | 2014-06-18 |  | SC65E – IEC 61987 | C00009 |  | 0112/2///61987#ABV001 | https://cdd.iec.ch/CDD/IEC61987/iec61987.nsf/Classes/0112-2---61987%23ABV500
0112/2///61987#ABE309 | 002 | 01 | 0112/2///61987#ABE309#002 | Operating LOP for actuator |  |  |  | list of properties characterizing the operating conditions of actuator |  |  |  |  | ITEM_CLASS | [5 empty] | 0112/2///61987#ABD353 - Actuator |  |  |  | Standard |  |  |  | 2018-03-28 | 2013-09-02 | 2016-05-02 | 2016-05-02 |  | SC65E – IEC 61987 | C00019 |  | 0112/2///61987#ABV503 | https://cdd.iec.ch/CDD/IEC61987/iec61987.nsf/Classes/0112-2---61987%23ABE309 | https://cdd.iec.ch/cdd/iec61987/iec61987.nsf/PropertiesAllVersions/0112-2---61987%23ABH440,https://cdd.iec.ch/cdd/iec61987/iec61987.nsf/PropertiesAllVersions/0112-2---61987%23ABE207,https://cdd.iec.ch/cdd/iec61987/iec61987.nsf/PropertiesAllVersions/0112-2---61987%23ABE300,https://cdd.iec.ch/cdd/iec61987/iec61987.nsf/PropertiesAllVersions/0112-2---61987%23ABB348,https://cdd.iec.ch/cdd/iec61987/iec61987.nsf/PropertiesAllVersions/0112-2---61987%23ABE233 | 0112-2---61987#ABH440,0112-2---61987#ABE207,0112-2---61987#ABE300,0112-2---61987#ABB348,0112-2---61987#ABE233
0112/2///61987#ABC092 | 001 | 02 | 0112/2///61987#ABC092#001 | Analog voltage input [1] |  |  |  | properties characterizing an auxiliary analog voltage input |  | 2 ABC092.2 |  |  | ITEM_CLASS | [5 empty] | 0112/2///61987#ABC053 - Type of auxiliary input [2] |  |  |  | Standard |  |  |  | 2018-03-28 | 2013-08-27 | 2013-08-27 | 2014-06-18 |  | SC65E – IEC 61987 | C00004 |  | 0112/2///61987#ABV501 | https://cdd.iec.ch/CDD/IEC61987/iec61987.nsf/Classes/0112-2---61987%23ABC092 | https://cdd.iec.ch/cdd/iec61987/iec61987.nsf/PropertiesAllVersions/0112-2---61987%23ABU190,https://cdd.iec.ch/cdd/iec61987/iec61987.nsf/PropertiesAllVersions/0112-2---61987%23ABC930,https://cdd.iec.ch/cdd/iec61987/iec61987.nsf/PropertiesAllVersions/0112-2---61987%23ABC724 | 0112-2---61987#ABU190,0112-2---61987#ABC930,0112-2---61987#ABC724
0112/2///61987#ABC495 | 002 | 01 | 0112/2///61987#ABC495#002 | Performance [5] |  |  |  | properties characterizing the performance of the device with regard to measurement accuracy and dynamic behaviour |  |  | from IEC 61987-1, 5.6 |  | ITEM_CLASS | [5 empty] | 0112/2///61987#ABA025 - Device LOP for remote/separate transmitter |  |  |  | Standard |  |  |  | 2018-03-28 | 2013-08-27 | 2016-05-24 | 2016-05-24 |  | SC65E – IEC 61987 | C00004 |  | 0112/2///61987#ABV501 | https://cdd.iec.ch/CDD/IEC61987/iec61987.nsf/Classes/0112-2---61987%23ABC495 | https://cdd.iec.ch/cdd/iec61987/iec61987.nsf/PropertiesAllVersions/0112-2---61987%23ABD197,https://cdd.iec.ch/cdd/iec61987/iec61987.nsf/PropertiesAllVersions/0112-2---61987%23ABB636,https://cdd.iec.ch/cdd/iec61987/iec61987.nsf/PropertiesAllVersions/0112-2---61987%23ABD136 | 0112-2---61987#ABD197,0112-2---61987#ABB636,0112-2---61987#ABD136
0112/2///61987#ABF371 | 001 | 01 | 0112/2///61987#ABF371#001 | Material of displacer cushioning |  |  |  | properties characterizing the material of which a displacer cushioning is made |  |  |  |  | ITEM_CLASS | [5 empty] | 0112/2///61987#ABF368 - Displacer support |  |  |  | Standard |  | IEC 61987 | IEC | 2018-03-28 | 2018-03-28 | 2018-03-28 | 2018-03-28 |  | SC65E – IEC 61987 | C00018 | 001-01 (2018-03-28 07:26:06 by BATCH 00000762) standard | 0112/2///61987#ABV501 | https://cdd.iec.ch/CDD/IEC61987/iec61987.nsf/Classes/0112-2---61987%23ABF371 | https://cdd.iec.ch/cdd/iec61987/iec61987.nsf/PropertiesAllVersions/0112-2---61987%23ABB455,https://cdd.iec.ch/cdd/iec61987/iec61987.nsf/PropertiesAllVersions/0112-2---61987%23ABI460,https://cdd.iec.ch/cdd/iec61987/iec61987.nsf/PropertiesAllVersions/0112-2---61987%23ABA908,https://cdd.iec.ch/cdd/iec61987/iec61987.nsf/PropertiesAllVersions/0112-2---61987%23ABA907 | 0112-2---61987#ABB455,0112-2---61987#ABI460,0112-2---61987#ABA908,0112-2---61987#ABA907
0112/2///61987#ABG349 | 002 | 01 | 0112/2///61987#ABG349#002 | Limiting process conditions [7] |  |  |  | properties characterizing extreme values which an process quantity can assume without damaging the device |  |  |  |  | ITEM_CLASS | [5 empty] | 0112/2///61987#ABG342 - Process design ratings [14] |  |  | false | Standard |  | IEC 61987 | IEC | 2022-12-09 | 2017-12-07 | 2022-12-09 | 2022-12-09 |  | IEC/SC 65E | C00112 |  | 0112/2///61987#ABV501 | https://cdd.iec.ch/CDD/IEC61987/iec61987.nsf/Classes/0112-2---61987%23ABG349 | https://cdd.iec.ch/cdd/iec61987/iec61987.nsf/PropertiesAllVersions/0112-2---61987%23ABA920,https://cdd.iec.ch/cdd/iec61987/iec61987.nsf/PropertiesAllVersions/0112-2---61987%23ABA921,https://cdd.iec.ch/cdd/iec61987/iec61987.nsf/PropertiesAllVersions/0112-2---61987%23ABB072,https://cdd.iec.ch/cdd/iec61987/iec61987.nsf/PropertiesAllVersions/0112-2---61987%23ABA117 | 0112-2---61987#ABA920,0112-2---61987#ABA921,0112-2---61987#ABB072,0112-2---61987#ABA117
0112/2///61987#ABA014 | 002 | 01 | 0112/2///61987#ABA014#002 | Device LOP for piston flow transmitter/gauge |  |  |  | list of properties characterizing a piston flow transmitter/gauge |  |  |  |  | ITEM_CLASS | [5 empty] | 0112/2///61987#ABA788 - Piston flow transmitter |  |  |  | Standard |  |  |  | 2018-03-28 | 2013-09-27 | 2016-05-24 | 2016-05-24 |  | SC65E – IEC 61987 | C00004 |  | 0112/2///61987#ABV504 | https://cdd.iec.ch/CDD/IEC61987/iec61987.nsf/Classes/0112-2---61987%23ABA014 | https://cdd.iec.ch/cdd/iec61987/iec61987.nsf/PropertiesAllVersions/0112-2---61987%23ABC899,https://cdd.iec.ch/cdd/iec61987/iec61987.nsf/PropertiesAllVersions/0112-2---61987%23ABC730,https://cdd.iec.ch/cdd/iec61987/iec61987.nsf/PropertiesAllVersions/0112-2---61987%23ABC885,https://cdd.iec.ch/cdd/iec61987/iec61987.nsf/PropertiesAllVersions/0112-2---61987%23ABC924,https://cdd.iec.ch/cdd/iec61987/iec61987.nsf/PropertiesAllVersions/0112-2---61987%23ABB206,https://cdd.iec.ch/cdd/iec61987/iec61987.nsf/PropertiesAllVersions/0112-2---61987%23ABD109,https://cdd.iec.ch/cdd/iec61987/iec61987.nsf/PropertiesAllVersions/0112-2---61987%23ABC830,https://cdd.iec.ch/cdd/iec61987/iec61987.nsf/PropertiesAllVersions/0112-2---61987%23ABD124,https://cdd.iec.ch/cdd/iec61987/iec61987.nsf/PropertiesAllVersions/0112-2---61987%23ABD187,https://cdd.iec.ch/cdd/iec61987/iec61987.nsf/PropertiesAllVersions/0112-2---61987%23ABD059,https://cdd.iec.ch/cdd/iec61987/iec61987.nsf/PropertiesAllVersions/0112-2---61987%23ABD088,https://cdd.iec.ch/cdd/iec61987/iec61987.nsf/PropertiesAllVersions/0112-2---61987%23ABD154,https://cdd.iec.ch/cdd/iec61987/iec61987.nsf/PropertiesAllVersions/0112-2---61987%23ABC786,https://cdd.iec.ch/cdd/iec61987/iec61987.nsf/PropertiesAllVersions/0112-2---61987%23ABC795,https://cdd.iec.ch/cdd/iec61987/iec61987.nsf/PropertiesAllVersions/0112-2---61987%23ABA293,https://cdd.iec.ch/cdd/iec61987/iec61987.nsf/PropertiesAllVersions/0112-2---61987%23ABC710 | 0112-2---61987#ABD124,0112-2---61987#ABD088,0112-2---61987#ABC885,0112-2---61987#ABB206,0112-2---61987#ABD154,0112-2---61987#ABA293,0112-2---61987#ABC899,0112-2---61987#ABC730,0112-2---61987#ABD187,0112-2---61987#ABD059,0112-2---61987#ABC795,0112-2---61987#ABD109,0112-2---61987#ABC830,0112-2---61987#ABC710,0112-2---61987#ABC924,0112-2---61987#ABC786
0112/2///61987#ABC292 | 002 | 01 | 0112/2///61987#ABC292#002 | Input [3] |  |  |  | properties characterizing a measured variable, the size of which is to be acquired and indicated by the measurement as well as any auxiliary signal inputs |  |  | from IEC 61987-1, 5.4 |  | ITEM_CLASS | [5 empty] | 0112/2///61987#ABA007 - Device LOP for swirl flow transmitter |  |  |  | Standard |  |  |  | 2018-03-28 | 2013-08-27 | 2016-05-24 | 2016-05-24 |  | SC65E – IEC 61987 | C00004 |  | 0112/2///61987#ABV501 | https://cdd.iec.ch/CDD/IEC61987/iec61987.nsf/Classes/0112-2---61987%23ABC292 | https://cdd.iec.ch/cdd/iec61987/iec61987.nsf/PropertiesAllVersions/0112-2---61987%23ABB065,https://cdd.iec.ch/cdd/iec61987/iec61987.nsf/PropertiesAllVersions/0112-2---61987%23ABD039,https://cdd.iec.ch/cdd/iec61987/iec61987.nsf/PropertiesAllVersions/0112-2---61987%23ABA340,https://cdd.iec.ch/cdd/iec61987/iec61987.nsf/PropertiesAllVersions/0112-2---61987%23ABC758 | 0112-2---61987#ABB065,0112-2---61987#ABD039,0112-2---61987#ABA340,0112-2---61987#ABC758
0112/2///61987#ABC360 | 001 | 02 | 0112/2///61987#ABC360#001 | Material of flange adapter |  |  |  | properties characterizing the material of which the flange adapter is made |  |  |  |  | ITEM_CLASS | [5 empty] | 0112/2///61987#ABC626 - Structural design of a differential pressure transmitter0112/2///61987#ABC641 - Structural design of an absolute or a gauge pressure transmitter0112/2///61987#ABF341 - Structural design of a hydrostatic pressure level transmitter |  |  |  | Standard |  |  |  | 2018-03-28 | 2013-09-27 | 2013-09-27 | 2014-06-18 |  | SC65E – IEC 61987 | C00004 |  | 0112/2///61987#ABV501 | https://cdd.iec.ch/CDD/IEC61987/iec61987.nsf/Classes/0112-2---61987%23ABC360 | https://cdd.iec.ch/cdd/iec61987/iec61987.nsf/PropertiesAllVersions/0112-2---61987%23ABB455,https://cdd.iec.ch/cdd/iec61987/iec61987.nsf/PropertiesAllVersions/0112-2---61987%23ABI460,https://cdd.iec.ch/cdd/iec61987/iec61987.nsf/PropertiesAllVersions/0112-2---61987%23ABA908,https://cdd.iec.ch/cdd/iec61987/iec61987.nsf/PropertiesAllVersions/0112-2---61987%23ABA907 | 0112-2---61987#ABB455,0112-2---61987#ABI460,0112-2---61987#ABA908,0112-2---61987#ABA907
0112/2///61987#ABE843 | 001 | 01 | 0112/2///61987#ABE843#001 | Accuracy for a subrange of volume |  |  |  | properties characterizing the accuracy of a volume measurement for a subrange of ideal span |  |  |  |  | ITEM_CLASS | [5 empty] | 0112/2///61987#ABE836 - Absolute performance for volume |  |  |  | Standard |  | IEC 61987 | IEC | 2018-03-28 | 2018-03-28 | 2018-03-28 | 2018-03-28 |  | SC65E – IEC 61987 | C00018 | 001-01 (2018-03-28 07:26:04 by BATCH 00000762) standard | 0112/2///61987#ABV501 | https://cdd.iec.ch/CDD/IEC61987/iec61987.nsf/Classes/0112-2---61987%23ABE843 | https://cdd.iec.ch/cdd/iec61987/iec61987.nsf/PropertiesAllVersions/0112-2---61987%23ABE844,https://cdd.iec.ch/cdd/iec61987/iec61987.nsf/PropertiesAllVersions/0112-2---61987%23ABE845,https://cdd.iec.ch/cdd/iec61987/iec61987.nsf/PropertiesAllVersions/0112-2---61987%23ABE837,https://cdd.iec.ch/cdd/iec61987/iec61987.nsf/PropertiesAllVersions/0112-2---61987%23ABE838,https://cdd.iec.ch/cdd/iec61987/iec61987.nsf/PropertiesAllVersions/0112-2---61987%23ABE839 | 0112-2---61987#ABE844,0112-2---61987#ABE845,0112-2---61987#ABE837,0112-2---61987#ABE838,0112-2---61987#ABE839
0112/2///61987#ABA857 | 002 | 01 | 0112/2///61987#ABA857#002 | Extension tube |  |  |  | fitting that is a tube for extending the distance between a sensing element and a transmitter |  |  |  |  | ITEM_CLASS | [9 empty] | Standard |  |  |  | 2018-03-28 | 2013-08-27 | 2016-05-24 | 2016-05-24 |  | SC65E – IEC 61987 | C00016 |  | 0112/2///61987#ABA856 | https://cdd.iec.ch/CDD/IEC61987/iec61987.nsf/Classes/0112-2---61987%23ABA857
0112/2///61987#ABA879 | 002 | 01 | 0112/2///61987#ABA879#002 | Thermocouple (TC) |  |  |  | temperature element comprising a pair of electrical conductors of dissimilar materials joined together at the hot end | Thermocouples produce a voltage (electromotive force) that depends on the temperature gradient between the hot end and the cold junction. |  |  |  | ITEM_CLASS | [9 empty] | Standard |  |  |  | 2018-03-28 | 2013-08-27 | 2016-05-24 | 2016-05-24 |  | SC65E – IEC 61987 | C00004 |  | 0112/2///61987#ABE333 | https://cdd.iec.ch/CDD/IEC61987/iec61987.nsf/Classes/0112-2---61987%23ABA879
0112/2///61987#ABH338 | 002 | 01 | 0112/2///61987#ABH338#002 | Panel-mounted density transmitter |  |  |  | separate density transmitter designed for mounting in a control panel |  |  |  |  | ITEM_CLASS |  |  |  |  | 0112/2///61987#ABE645 - reference to Generic OLOP for system components0112/2///61987#ABF919 - reference to Device LOP for separate density transmitter |  |  |  |  | Standard |  |  |  | 2018-03-28 | 2014-07-18 | 2018-03-20 | 2018-03-20 |  | SC65E – IEC 61987 | C00010 |  | 0112/2///61987#ABH335 | https://cdd.iec.ch/CDD/IEC61987/iec61987.nsf/Classes/0112-2---61987%23ABH338 |  | 0112-2---61987#ABF919
0112/2///61987#ABF864 | 001 | 01 | 0112/2///61987#ABF864#001 | Device LOP for microwave density transmitter |  |  |  | list of properties characterizing a microwave density transmitter |  |  |  |  | ITEM_CLASS | [5 empty] | 0112/2///61987#ABE726 - Microwave density transmitter |  |  |  | Standard |  | IEC 61987 | IEC | 2018-03-28 | 2014-12-17 | 2018-03-20 | 2018-03-20 |  | SC65E – IEC 61987 | C00017 | 001-01 (2018-03-28 07:26:06 by BATCH 00000762) standard | 0112/2///61987#ABV504 | https://cdd.iec.ch/CDD/IEC61987/iec61987.nsf/Classes/0112-2---61987%23ABF864 | https://cdd.iec.ch/cdd/iec61987/iec61987.nsf/PropertiesAllVersions/0112-2---61987%23ABC899,https://cdd.iec.ch/cdd/iec61987/iec61987.nsf/PropertiesAllVersions/0112-2---61987%23ABC730,https://cdd.iec.ch/cdd/iec61987/iec61987.nsf/PropertiesAllVersions/0112-2---61987%23ABU646,https://cdd.iec.ch/cdd/iec61987/iec61987.nsf/PropertiesAllVersions/0112-2---61987%23ABG498,https://cdd.iec.ch/cdd/iec61987/iec61987.nsf/PropertiesAllVersions/0112-2---61987%23ABB206,https://cdd.iec.ch/cdd/iec61987/iec61987.nsf/PropertiesAllVersions/0112-2---61987%23ABG698,https://cdd.iec.ch/cdd/iec61987/iec61987.nsf/PropertiesAllVersions/0112-2---61987%23ABC830,https://cdd.iec.ch/cdd/iec61987/iec61987.nsf/PropertiesAllVersions/0112-2---61987%23ABG792,https://cdd.iec.ch/cdd/iec61987/iec61987.nsf/PropertiesAllVersions/0112-2---61987%23ABG882,https://cdd.iec.ch/cdd/iec61987/iec61987.nsf/PropertiesAllVersions/0112-2---61987%23ABG963,https://cdd.iec.ch/cdd/iec61987/iec61987.nsf/PropertiesAllVersions/0112-2---61987%23ABD088,https://cdd.iec.ch/cdd/iec61987/iec61987.nsf/PropertiesAllVersions/0112-2---61987%23ABD153,https://cdd.iec.ch/cdd/iec61987/iec61987.nsf/PropertiesAllVersions/0112-2---61987%23ABC786,https://cdd.iec.ch/cdd/iec61987/iec61987.nsf/PropertiesAllVersions/0112-2---61987%23ABC795,https://cdd.iec.ch/cdd/iec61987/iec61987.nsf/PropertiesAllVersions/0112-2---61987%23ABA293,https://cdd.iec.ch/cdd/iec61987/iec61987.nsf/PropertiesAllVersions/0112-2---61987%23ABC710 | 0112-2---61987#ABG792,0112-2---61987#ABD088,0112-2---61987#ABD153,0112-2---61987#ABC795,0112-2---61987#ABA293,0112-2---61987#ABG498,0112-2---61987#ABG963,0112-2---61987#ABC786,0112-2---61987#ABC710,0112-2---61987#ABC730,0112-2---61987#ABB206,0112-2---61987#ABC830,0112-2---61987#ABC899,0112-2---61987#ABU646,0112-2---61987#ABG698,0112-2---61987#ABG882
0112/2///61987#ABD858 | 001 | 02 | 0112/2///61987#ABD858#001 | Electrical line power supply [2] |  |  |  | properties characterizing an available electrical line power supply |  |  |  |  | ITEM_CLASS | [5 empty] | 0112/2///61987#ABD807 - Available power supply [2] |  |  |  | Standard |  |  |  | 2018-03-28 | 2013-09-02 | 2013-09-02 | 2014-06-18 |  | SC65E – IEC 61987 | C00004 |  | 0112/2///61987#ABV501 | https://cdd.iec.ch/CDD/IEC61987/iec61987.nsf/Classes/0112-2---61987%23ABD858 | https://cdd.iec.ch/cdd/iec61987/iec61987.nsf/PropertiesAllVersions/0112-2---61987%23ABA220,https://cdd.iec.ch/cdd/iec61987/iec61987.nsf/PropertiesAllVersions/0112-2---61987%23ABA969,https://cdd.iec.ch/cdd/iec61987/iec61987.nsf/PropertiesAllVersions/0112-2---61987%23ABA970,https://cdd.iec.ch/cdd/iec61987/iec61987.nsf/PropertiesAllVersions/0112-2---61987%23ABA971,https://cdd.iec.ch/cdd/iec61987/iec61987.nsf/PropertiesAllVersions/0112-2---61987%23ABA221,https://cdd.iec.ch/cdd/iec61987/iec61987.nsf/PropertiesAllVersions/0112-2---61987%23ABA605,https://cdd.iec.ch/cdd/iec61987/iec61987.nsf/PropertiesAllVersions/0112-2---61987%23ABD418,https://cdd.iec.ch/cdd/iec61987/iec61987.nsf/PropertiesAllVersions/0112-2---61987%23ABD419,https://cdd.iec.ch/cdd/iec61987/iec61987.nsf/PropertiesAllVersions/0112-2---61987%23ABA589 | 0112-2---61987#ABA969,0112-2---61987#ABA970,0112-2---61987#ABA221,0112-2---61987#ABA605,0112-2---61987#ABA220,0112-2---61987#ABA971,0112-2---61987#ABD418,0112-2---61987#ABD419,0112-2---61987#ABA589
0112/2///61987#ABG254 | 001 | 01 | 0112/2///61987#ABG254#001 | Performance variable [14] |  |  |  | properties characterizing the performance of a device with respect to a particular process variable |  |  |  |  | ITEM_CLASS | [5 empty] | 0112/2///61987#ABG222 - Performance [19] |  |  |  | Standard |  | IEC 61987 | IEC | 2018-03-28 | 2014-12-17 | 2018-03-20 | 2018-03-20 |  | SC65E – IEC 61987 | C00018 | 001-01 (2018-03-28 07:26:08 by BATCH 00000762) standard | 0112/2///61987#ABV501 | https://cdd.iec.ch/CDD/IEC61987/iec61987.nsf/Classes/0112-2---61987%23ABG254 | https://cdd.iec.ch/cdd/iec61987/iec61987.nsf/PropertiesAllVersions/0112-2---61987%23ABB271,https://cdd.iec.ch/cdd/iec61987/iec61987.nsf/PropertiesAllVersions/0112-2---61987%23ABA577,https://cdd.iec.ch/cdd/iec61987/iec61987.nsf/PropertiesAllVersions/0112-2---61987%23ABG826,https://cdd.iec.ch/cdd/iec61987/iec61987.nsf/PropertiesAllVersions/0112-2---61987%23ABU927 | 0112-2---61987#ABB271,0112-2---61987#ABA577,0112-2---61987#ABG826,0112-2---61987#ABU927
0112/2///61987#ABE425 | 001 | 01 | 0112/2///61987#ABE425#001 | Orifice plate flow meter |  |  |  | differential pressure flow transmitter that uses an orifice plate as primary element |  |  |  |  | ITEM_CLASS |  |  |  |  | 0112/2///61987#ABU125 - reference to Operating LOP for flow measuring equipment |  |  |  |  | Standard |  |  |  | 2018-03-28 | 2013-11-27 | 2016-05-24 | 2016-05-24 |  | SC65E – IEC 61987 | C00004 | 001-01 (2018-03-28 07:26:02 by BATCH 00000762) standard | 0112/2///61987#ABA767 | https://cdd.iec.ch/CDD/IEC61987/iec61987.nsf/Classes/0112-2---61987%23ABE425 | https://cdd.iec.ch/cdd/iec61987/iec61987.nsf/PropertiesAllVersions/0112-2---61987%23ABU214 | 0112-2---61987#ABU214
0112/2///61987#ABC069 | 001 | 02 | 0112/2///61987#ABC069#001 | Accuracy for a subrange of actual volume flow |  |  |  | properties characterizing the accuracy of an actual flow measurement for a subrange of ideal span |  |  |  |  | ITEM_CLASS | [5 empty] | 0112/2///61987#ABC057 - Absolute performance for actual volume flow |  |  |  | Standard |  |  |  | 2018-03-28 | 2013-08-27 | 2013-08-27 | 2014-06-18 |  | SC65E – IEC 61987 | C00004 |  | 0112/2///61987#ABV501 | https://cdd.iec.ch/CDD/IEC61987/iec61987.nsf/Classes/0112-2---61987%23ABC069 | https://cdd.iec.ch/cdd/iec61987/iec61987.nsf/PropertiesAllVersions/0112-2---61987%23ABB731,https://cdd.iec.ch/cdd/iec61987/iec61987.nsf/PropertiesAllVersions/0112-2---61987%23ABB732,https://cdd.iec.ch/cdd/iec61987/iec61987.nsf/PropertiesAllVersions/0112-2---61987%23ABB727,https://cdd.iec.ch/cdd/iec61987/iec61987.nsf/PropertiesAllVersions/0112-2---61987%23ABB728,https://cdd.iec.ch/cdd/iec61987/iec61987.nsf/PropertiesAllVersions/0112-2---61987%23ABB733 | 0112-2---61987#ABB732,0112-2---61987#ABB727,0112-2---61987#ABB728,0112-2---61987#ABB733,0112-2---61987#ABB731
0112/2///61987#ABC617 | 002 | 01 | 0112/2///61987#ABC617#002 | Structural design [helix flow transmitter/gauge] |  |  |  | properties characterizing the constructional details of a device |  |  |  |  | ITEM_CLASS | [5 empty] | 0112/2///61987#ABC436 - Mechanical and electrical construction [helix flow transmitter/gauge] |  |  |  | Standard |  |  |  | 2018-03-28 | 2013-08-27 | 2016-05-24 | 2016-05-24 |  | SC65E – IEC 61987 | C00004 |  | 0112/2///61987#ABV501 | https://cdd.iec.ch/CDD/IEC61987/iec61987.nsf/Classes/0112-2---61987%23ABC617 | https://cdd.iec.ch/cdd/iec61987/iec61987.nsf/PropertiesAllVersions/0112-2---61987%23ABD042,https://cdd.iec.ch/cdd/iec61987/iec61987.nsf/PropertiesAllVersions/0112-2---61987%23ABD253,https://cdd.iec.ch/cdd/iec61987/iec61987.nsf/PropertiesAllVersions/0112-2---61987%23ABD286,https://cdd.iec.ch/cdd/iec61987/iec61987.nsf/PropertiesAllVersions/0112-2---61987%23ABA177,https://cdd.iec.ch/cdd/iec61987/iec61987.nsf/PropertiesAllVersions/0112-2---61987%23ABD290,https://cdd.iec.ch/cdd/iec61987/iec61987.nsf/PropertiesAllVersions/0112-2---61987%23ABA182,https://cdd.iec.ch/cdd/iec61987/iec61987.nsf/PropertiesAllVersions/0112-2---61987%23ABD282,https://cdd.iec.ch/cdd/iec61987/iec61987.nsf/PropertiesAllVersions/0112-2---61987%23ABB503,https://cdd.iec.ch/cdd/iec61987/iec61987.nsf/PropertiesAllVersions/0112-2---61987%23ABC825,https://cdd.iec.ch/cdd/iec61987/iec61987.nsf/PropertiesAllVersions/0112-2---61987%23ABB970,https://cdd.iec.ch/cdd/iec61987/iec61987.nsf/PropertiesAllVersions/0112-2---61987%23ABC832,https://cdd.iec.ch/cdd/iec61987/iec61987.nsf/PropertiesAllVersions/0112-2---61987%23ABD284 | 0112-2---61987#ABB970,0112-2---61987#ABC832,0112-2---61987#ABD042,0112-2---61987#ABB503,0112-2---61987#ABC825,0112-2---61987#ABD290,0112-2---61987#ABA182,0112-2---61987#ABD282,0112-2---61987#ABD284,0112-2---61987#ABD253,0112-2---61987#ABD286,0112-2---61987#ABA177
0112/2///61987#ABD530 | 003 | 01 | 0112/2///61987#ABD530#003 | Manufacturer-specific output [4] |  |  |  | properties characterizing a manufacturer-specific output |  |  |  |  | ITEM_CLASS | [5 empty] | 0112/2///61987#ABC670 - Type of output [7] |  |  | false | Standard |  | IEC 61987 | IEC | 2022-12-09 | 2017-12-07 | 2022-12-09 | 2022-12-09 |  | IEC/SC 65E | C00112 |  | 0112/2///61987#ABV501 | https://cdd.iec.ch/CDD/IEC61987/iec61987.nsf/Classes/0112-2---61987%23ABD530 | https://cdd.iec.ch/cdd/iec61987/iec61987.nsf/PropertiesAllVersions/0112-2---61987%23ABB631,https://cdd.iec.ch/cdd/iec61987/iec61987.nsf/PropertiesAllVersions/0112-2---61987%23ABU424,https://cdd.iec.ch/cdd/iec61987/iec61987.nsf/PropertiesAllVersions/0112-2---61987%23ABC965 | 0112-2---61987#ABB631,0112-2---61987#ABU424,0112-2---61987#ABC965
0112/2///61987#ABE856 | 001 | 01 | 0112/2///61987#ABE856#001 | Absolute performance for degree of filling |  |  |  | properties characterizing the accuracy of a degree of filling measurement, expressed in engineering units |  | Polymorphic element: ABE856, Id: 4 |  |  | ITEM_CLASS | [5 empty] | 0112/2///61987#ABG273 - Type of performance variable [7]0112/2///61987#ABG275 - Type of performance variable [9]0112/2///61987#ABG276 - Type of performance variable [10]0112/2///61987#ABG277 - Type of performance variable [11]0112/2///61987#ABG278 - Type of performance variable [12]0112/2///61987#ABG279 - Type of performance variable [13] |  |  |  | Standard |  | IEC 61987 | IEC | 2018-03-28 | 2018-03-28 | 2018-03-28 | 2018-03-28 |  | SC65E – IEC 61987 | C00018 | 001-01 (2018-03-28 07:26:04 by BATCH 00000762) standard | 0112/2///61987#ABV501 | https://cdd.iec.ch/CDD/IEC61987/iec61987.nsf/Classes/0112-2---61987%23ABE856 | https://cdd.iec.ch/cdd/iec61987/iec61987.nsf/PropertiesAllVersions/0112-2---61987%23ABE857,https://cdd.iec.ch/cdd/iec61987/iec61987.nsf/PropertiesAllVersions/0112-2---61987%23ABD535,https://cdd.iec.ch/cdd/iec61987/iec61987.nsf/PropertiesAllVersions/0112-2---61987%23ABE858,https://cdd.iec.ch/cdd/iec61987/iec61987.nsf/PropertiesAllVersions/0112-2---61987%23ABE859,https://cdd.iec.ch/cdd/iec61987/iec61987.nsf/PropertiesAllVersions/0112-2---61987%23ABE860,https://cdd.iec.ch/cdd/iec61987/iec61987.nsf/PropertiesAllVersions/0112-2---61987%23ABE861,https://cdd.iec.ch/cdd/iec61987/iec61987.nsf/PropertiesAllVersions/0112-2---61987%23ABE862,https://cdd.iec.ch/cdd/iec61987/iec61987.nsf/PropertiesAllVersions/0112-2---61987%23ABF667,https://cdd.iec.ch/cdd/iec61987/iec61987.nsf/PropertiesAllVersions/0112-2---61987%23ABB519,https://cdd.iec.ch/cdd/iec61987/iec61987.nsf/PropertiesAllVersions/0112-2---61987%23ABB774,https://cdd.iec.ch/cdd/iec61987/iec61987.nsf/PropertiesAllVersions/0112-2---61987%23ABB775,https://cdd.iec.ch/cdd/iec61987/iec61987.nsf/PropertiesAllVersions/0112-2---61987%23ABB776,https://cdd.iec.ch/cdd/iec61987/iec61987.nsf/PropertiesAllVersions/0112-2---61987%23ABF688,https://cdd.iec.ch/cdd/iec61987/iec61987.nsf/PropertiesAllVersions/0112-2---61987%23ABC840,https://cdd.iec.ch/cdd/iec61987/iec61987.nsf/PropertiesAllVersions/0112-2---61987%23ABC954 | 0112-2---61987#ABE858,0112-2---61987#ABE860,0112-2---61987#ABF667,0112-2---61987#ABC840,0112-2---61987#ABE857,0112-2---61987#ABE861,0112-2---61987#ABB519,0112-2---61987#ABB774,0112-2---61987#ABB775,0112-2---61987#ABE859,0112-2---61987#ABE862,0112-2---61987#ABF688,0112-2---61987#ABD535,0112-2---61987#ABB776,0112-2---61987#ABC954
0112/2///61987#ABF988 | 001 | 01 | 0112/2///61987#ABF988#001 | Type of measured variable [16] |  |  |  | administration block for polymorphism acting as proxy for the selected measured variable type |  |  |  |  | ITEM_CLASS | [5 empty] | 0112/2///61987#ABF952 - Measured variable [16] |  |  |  | Standard |  | IEC 61987 | IEC | 2018-03-28 | 2014-12-17 | 2016-05-24 | 2016-05-24 |  | SC65E – IEC 61987 | C00019 | 001-01 (2018-03-28 07:26:07 by BATCH 00000762) standard | 0112/2///61987#ABV501 | https://cdd.iec.ch/CDD/IEC61987/iec61987.nsf/Classes/0112-2---61987%23ABF988 | https://cdd.iec.ch/cdd/iec61987/iec61987.nsf/PropertiesAllVersions/0112-2---61987%23ABD276 | 0112-2---61987#ABD276
0112/2///61987#ABP073 | 001 | 01 | 0112/2///61987#ABP073#001 | Selectable RMS voltage shunt input range |  |  |  | properties characterizing the selectable RMS voltage shunt input range |  |  |  |  | ITEM_CLASS | [5 empty] | 0112/2///61987#ABP069 - RMS input |  |  | false | Standard |  | IEC 61987 | IEC | 2023-01-23 | 2023-01-23 | 2023-01-23 | 2023-01-23 |  | IEC/SC 65E | C00128 | 001-01 (2023-01-23 14:53:33 by BATCH 00000807) standard | 0112/2///61987#ABV501 | https://cdd.iec.ch/CDD/IEC61987/iec61987.nsf/Classes/0112-2---61987%23ABP073 | https://cdd.iec.ch/cdd/iec61987/iec61987.nsf/PropertiesAllVersions/0112-2---61987%23ABP188,https://cdd.iec.ch/cdd/iec61987/iec61987.nsf/PropertiesAllVersions/0112-2---61987%23ABA403,https://cdd.iec.ch/cdd/iec61987/iec61987.nsf/PropertiesAllVersions/0112-2---61987%23ABA404,https://cdd.iec.ch/cdd/iec61987/iec61987.nsf/PropertiesAllVersions/0112-2---61987%23ABP136,https://cdd.iec.ch/cdd/iec61987/iec61987.nsf/PropertiesAllVersions/0112-2---61987%23ABP180 | 0112-2---61987#ABP188,0112-2---61987#ABA403,0112-2---61987#ABA404,0112-2---61987#ABP136,0112-2---61987#ABP180
0112/2///61987#ABU697 | 001 | 01 | 0112/2///61987#ABU697#001 | Reference device conditions [7] |  |  |  | properties characterizing the reference conditions of the device under which the performance of a device was tested |  | Id specified in IEC61987: ABG242 |  |  | ITEM_CLASS | [5 empty] | 0112/2///61987#ABG238 - Reference conditions of the device [9]0112/2///61987#ABG270 - Reference conditions for the performance variable [9] |  |  |  | Standard |  | IEC 61987 | IEC | 2018-03-28 | 2014-12-17 | 2018-03-20 | 2018-03-20 |  | SC65E – IEC 61987 | C00017 | 001-01 (2018-03-28 07:26:13 by BATCH 00000762) standard | 0112/2///61987#ABV501 | https://cdd.iec.ch/CDD/IEC61987/iec61987.nsf/Classes/0112-2---61987%23ABU697 | https://cdd.iec.ch/cdd/iec61987/iec61987.nsf/PropertiesAllVersions/0112-2---61987%23ABB646,https://cdd.iec.ch/cdd/iec61987/iec61987.nsf/PropertiesAllVersions/0112-2---61987%23ABB647,https://cdd.iec.ch/cdd/iec61987/iec61987.nsf/PropertiesAllVersions/0112-2---61987%23ABB649,https://cdd.iec.ch/cdd/iec61987/iec61987.nsf/PropertiesAllVersions/0112-2---61987%23ABB650,https://cdd.iec.ch/cdd/iec61987/iec61987.nsf/PropertiesAllVersions/0112-2---61987%23ABB651,https://cdd.iec.ch/cdd/iec61987/iec61987.nsf/PropertiesAllVersions/0112-2---61987%23ABF303,https://cdd.iec.ch/cdd/iec61987/iec61987.nsf/PropertiesAllVersions/0112-2---61987%23ABF304,https://cdd.iec.ch/cdd/iec61987/iec61987.nsf/PropertiesAllVersions/0112-2---61987%23ABF305,https://cdd.iec.ch/cdd/iec61987/iec61987.nsf/PropertiesAllVersions/0112-2---61987%23ABF306,https://cdd.iec.ch/cdd/iec61987/iec61987.nsf/PropertiesAllVersions/0112-2---61987%23ABB799,https://cdd.iec.ch/cdd/iec61987/iec61987.nsf/PropertiesAllVersions/0112-2---61987%23ABC889,https://cdd.iec.ch/cdd/iec61987/iec61987.nsf/PropertiesAllVersions/0112-2---61987%23ABB278 | 0112-2---61987#ABB649,0112-2---61987#ABB651,0112-2---61987#ABF303,0112-2---61987#ABF305,0112-2---61987#ABC889,0112-2---61987#ABB278,0112-2---61987#ABB646,0112-2---61987#ABB647,0112-2---61987#ABB650,0112-2---61987#ABF304,0112-2---61987#ABF306,0112-2---61987#ABB799
0112/2///61987#ABE356 | 001 | 01 | 0112/2///61987#ABE356#001 | Line scanner |  |  |  | line temperature measuring device with a single detector that samples radiation sequentially along a line by opto-mechanical means | Line scanners use a high-speed rotating scanning mirror integrated into the instrument in combination with imaging optics and a single detector with a very small time constant. Points on the measured object are sampled sequentially along a line. |  |  |  | ITEM_CLASS |  |  |  |  | 0112/2///61987#ABF896 - reference to Operating LOP for temperature measuring equipment |  |  |  |  | Standard |  |  |  | 2018-03-28 |  | 2016-05-24 | 2016-05-24 |  | SC65E – IEC 61987 | C00004 | 001-01 (2018-03-28 07:26:02 by BATCH 00000762) standard | 0112/2///61987#ABE355 | https://cdd.iec.ch/CDD/IEC61987/iec61987.nsf/Classes/0112-2---61987%23ABE356
0112/2///61987#ABD363 | 001 | 01 | 0112/2///61987#ABD363#001 | Hydraulic rotary actuator |  |  |  | rotary actuator that uses a hydraulic signal to control its motion |  |  | ANSI/ISA-75.05.01-2000 |  | ITEM_CLASS |  |  |  |  | 0112/2///61987#ABU513 - reference to Operating LOP for actuator |  |  |  |  | Standard |  |  |  | 2018-03-28 | 2013-09-02 | 2016-05-02 | 2016-05-02 |  | SC65E – IEC 61987 | C00019 | 001-01 (2018-03-28 07:25:59 by BATCH 00000762) standard | 0112/2///61987#ABD360 | https://cdd.iec.ch/CDD/IEC61987/iec61987.nsf/Classes/0112-2---61987%23ABD363
0112/2///61987#ABC118 | 001 | 02 | 0112/2///61987#ABC118#001 | Assigned variable [1] |  |  |  | properties characterizing the configuration of the analog input or output |  | 12 ABC118.12 |  |  | ITEM_CLASS | [5 empty] | 0112/2///61987#ABC551 - Pulse input0112/2///61987#ABC553 - Pulse output |  |  |  | Standard |  |  |  | 2018-03-28 | 2013-08-27 | 2013-08-27 | 2014-06-18 |  | SC65E – IEC 61987 | C00004 |  | 0112/2///61987#ABV501 | https://cdd.iec.ch/CDD/IEC61987/iec61987.nsf/Classes/0112-2---61987%23ABC118 | https://cdd.iec.ch/cdd/iec61987/iec61987.nsf/PropertiesAllVersions/0112-2---61987%23ABU349,https://cdd.iec.ch/cdd/iec61987/iec61987.nsf/PropertiesAllVersions/0112-2---61987%23ABU375,https://cdd.iec.ch/cdd/iec61987/iec61987.nsf/PropertiesAllVersions/0112-2---61987%23ABU376,https://cdd.iec.ch/cdd/iec61987/iec61987.nsf/PropertiesAllVersions/0112-2---61987%23ABU377,https://cdd.iec.ch/cdd/iec61987/iec61987.nsf/PropertiesAllVersions/0112-2---61987%23ABU378 | 0112-2---61987#ABU349,0112-2---61987#ABU375,0112-2---61987#ABU376,0112-2---61987#ABU377,0112-2---61987#ABU378
0112/2///61987#ABF932 | 001 | 01 | 0112/2///61987#ABF932#001 | Input [25] |  |  |  | properties characterizing a measured variable, the size of which is to be acquired and indicated by the measurement as well as any auxiliary signal inputs |  |  | from IEC 61987-1, 5.4 |  | ITEM_CLASS | [5 empty] | 0112/2///61987#ABE736 - Device LOP for displacer level transmitter/switch |  |  |  | Standard |  | IEC 61987 | IEC | 2018-03-28 | 2014-12-17 | 2018-03-20 | 2018-03-20 |  | SC65E – IEC 61987 | C00018 | 001-01 (2018-03-28 07:26:06 by BATCH 00000762) standard | 0112/2///61987#ABV501 | https://cdd.iec.ch/CDD/IEC61987/iec61987.nsf/Classes/0112-2---61987%23ABF932 | https://cdd.iec.ch/cdd/iec61987/iec61987.nsf/PropertiesAllVersions/0112-2---61987%23ABB065,https://cdd.iec.ch/cdd/iec61987/iec61987.nsf/PropertiesAllVersions/0112-2---61987%23ABG536,https://cdd.iec.ch/cdd/iec61987/iec61987.nsf/PropertiesAllVersions/0112-2---61987%23ABA340,https://cdd.iec.ch/cdd/iec61987/iec61987.nsf/PropertiesAllVersions/0112-2---61987%23ABG613 | 0112-2---61987#ABB065,0112-2---61987#ABG536,0112-2---61987#ABA340,0112-2---61987#ABG613
0112/2///61987#ABG083 | 001 | 01 | 0112/2///61987#ABG083#001 | Analog current input [4] |  |  |  | properties characterizing an auxiliary analog current input |  | Polymorphic element: ABG083, Id: 4 |  |  | ITEM_CLASS | [5 empty] | 0112/2///61987#ABG061 - Type of auxiliary input [12]0112/2///61987#ABG062 - Type of auxiliary input [13]0112/2///61987#ABG063 - Type of auxiliary input [14]0112/2///61987#ABG064 - Type of auxiliary input [15]0112/2///61987#ABG071 - Type of auxiliary input [22] |  |  |  | Standard |  | IEC 61987 | IEC | 2018-03-28 | 2018-03-28 | 2018-03-28 | 2018-03-28 |  | SC65E – IEC 61987 | C00018 | 001-01 (2018-03-28 07:26:07 by BATCH 00000762) standard | 0112/2///61987#ABV501 | https://cdd.iec.ch/CDD/IEC61987/iec61987.nsf/Classes/0112-2---61987%23ABG083 | https://cdd.iec.ch/cdd/iec61987/iec61987.nsf/PropertiesAllVersions/0112-2---61987%23ABU978,https://cdd.iec.ch/cdd/iec61987/iec61987.nsf/PropertiesAllVersions/0112-2---61987%23ABC930,https://cdd.iec.ch/cdd/iec61987/iec61987.nsf/PropertiesAllVersions/0112-2---61987%23ABC715 | 0112-2---61987#ABU978,0112-2---61987#ABC930,0112-2---61987#ABC715
0112/2///61987#ABG212 | 001 | 01 | 0112/2///61987#ABG212#001 | Pneumatic/hydraulic output [8] |  |  |  | properties characterizing a pneumatic or hydraulic output |  | Polymorphic element: ABG212, Id: 2 |  |  | ITEM_CLASS | [5 empty] | 0112/2///61987#ABG147 - Type of output [17]0112/2///61987#ABG156 - Type of output [26] |  |  |  | Standard |  | IEC 61987 | IEC | 2018-03-28 | 2014-12-17 | 2018-03-20 | 2018-03-20 |  | SC65E – IEC 61987 | C00018 | 001-01 (2018-03-28 07:26:08 by BATCH 00000762) standard | 0112/2///61987#ABV501 | https://cdd.iec.ch/CDD/IEC61987/iec61987.nsf/Classes/0112-2---61987%23ABG212 | https://cdd.iec.ch/cdd/iec61987/iec61987.nsf/PropertiesAllVersions/0112-2---61987%23ABU913,https://cdd.iec.ch/cdd/iec61987/iec61987.nsf/PropertiesAllVersions/0112-2---61987%23ABD145 | 0112-2---61987#ABU913,0112-2---61987#ABD145
0112/2///61987#ABG310 | 001 | 01 | 0112/2///61987#ABG310#001 | Percentage performance [7] |  |  |  | properties characterizing the performance characteristics of an output expressed as a percentage of range or span |  | Polymorphic element: ABG310, Id: 4 |  |  | ITEM_CLASS | [5 empty] | 0112/2///61987#ABG282 - Type of performance variable [16] |  |  |  | Standard |  | IEC 61987 | IEC | 2018-03-28 | 2014-12-17 | 2017-09-18 | 2017-09-18 |  | SC65E – IEC 61987 | C00019 | 001-01 (2018-03-28 07:26:08 by BATCH 00000762) standard | 0112/2///61987#ABV501 | https://cdd.iec.ch/CDD/IEC61987/iec61987.nsf/Classes/0112-2---61987%23ABG310 | https://cdd.iec.ch/cdd/iec61987/iec61987.nsf/PropertiesAllVersions/0112-2---61987%23ABB087,https://cdd.iec.ch/cdd/iec61987/iec61987.nsf/PropertiesAllVersions/0112-2---61987%23ABG912,https://cdd.iec.ch/cdd/iec61987/iec61987.nsf/PropertiesAllVersions/0112-2---61987%23ABG876,https://cdd.iec.ch/cdd/iec61987/iec61987.nsf/PropertiesAllVersions/0112-2---61987%23ABC954 | 0112-2---61987#ABB087,0112-2---61987#ABG912,0112-2---61987#ABG876,0112-2---61987#ABC954
0112/2///61987#ABA000 | 002 | 04 | 0112/2///61987#ABA000#002 | Equipment for industrial-process automation |  |  |  | equipment that supports partial or fully automated operation of industrial processes |  |  |  |  | ITEM_CLASS | [9 empty] | Standard |  |  |  | 2018-03-28 | 2013-10-11 | 2013-10-11 | 2014-06-18 |  | SC65E – IEC 61987 | C00004 |  |  | https://cdd.iec.ch/CDD/IEC61987/iec61987.nsf/Classes/0112-2---61987%23ABA000
0112/2///61987#ABD339 | 001 | 01 | 0112/2///61987#ABD339#001 | Piston flow gauge |  |  |  | positive displacement flow gauge that uses a piston to divide and meter the flow |  |  |  |  | ITEM_CLASS |  |  |  |  | 0112/2///61987#ABU125 - reference to Operating LOP for flow measuring equipment0112/2///61987#ABU291 - reference to Device LOP for positive displacement flow transmitter/gauge |  |  |  |  | Standard |  |  |  | 2018-03-28 | 2013-09-27 | 2016-05-24 | 2016-05-24 |  | SC65E – IEC 61987 | C00004 | 001-01 (2018-03-28 07:25:59 by BATCH 00000762) standard | 0112/2///61987#ABA645 | https://cdd.iec.ch/CDD/IEC61987/iec61987.nsf/Classes/0112-2---61987%23ABD339 |  | 0112-2---61987#ABU291
0112/2///61987#ABA678 | 002 | 01 | 0112/2///61987#ABA678#002 | Volume gauge |  |  |  | gauge that measures and indicates a volume |  |  |  |  | ITEM_CLASS | [9 empty] | Standard |  |  |  | 2018-03-28 | 2013-08-27 | 2016-05-24 | 2016-05-24 |  | SC65E – IEC 61987 | C00004 |  | 0112/2///61987#ABA643 | https://cdd.iec.ch/CDD/IEC61987/iec61987.nsf/Classes/0112-2---61987%23ABA678
0112/2///61987#ABE757 | 001 | 01 | 0112/2///61987#ABE757#001 | Temperature transmitter (generic) |  |  |  | Temperature transmitter with undefined measuring principle |  |  |  |  | ITEM_CLASS |  |  |  |  | 0112/2///61987#ABF896 - reference to Operating LOP for temperature measuring equipment |  |  |  |  | Standard |  |  |  | 2018-03-28 |  | 2016-05-24 | 2016-05-24 |  | SC65E – IEC 61987 | C00009 | 001-01 (2018-03-28 07:26:04 by BATCH 00000762) standard | 0112/2///61987#ABA835 | https://cdd.iec.ch/CDD/IEC61987/iec61987.nsf/Classes/0112-2---61987%23ABE757 | https://cdd.iec.ch/cdd/iec61987/iec61987.nsf/PropertiesAllVersions/0112-2---61987%23ABF905 | 0112-2---61987#ABF905,0112-2---61987#ABF896
0112/2///61987#ABC267 | 002 | 01 | 0112/2///61987#ABC267#002 | High/single pressure side operating conditions for device design |  |  |  | properties characterizing the nominal conditions for the design of pressure devices at a pressure measurement point or the high pressure part of a differential pressure measurement point |  |  |  |  | ITEM_CLASS | [5 empty] | 0112/2///61987#ABC460 - Operating conditions for device design for pressure instruments0112/2///61987#ABC460 - Operating conditions for device design [pressure] |  |  |  | Standard |  |  |  | 2018-03-28 | 2013-09-27 | 2016-05-24 | 2016-05-24 |  | SC65E – IEC 61987 | C00004 |  | 0112/2///61987#ABV501 | https://cdd.iec.ch/CDD/IEC61987/iec61987.nsf/Classes/0112-2---61987%23ABC267 | https://cdd.iec.ch/cdd/iec61987/iec61987.nsf/PropertiesAllVersions/0112-2---61987%23ABC936,https://cdd.iec.ch/cdd/iec61987/iec61987.nsf/PropertiesAllVersions/0112-2---61987%23ABC858,https://cdd.iec.ch/cdd/iec61987/iec61987.nsf/PropertiesAllVersions/0112-2---61987%23ABD169,https://cdd.iec.ch/cdd/iec61987/iec61987.nsf/PropertiesAllVersions/0112-2---61987%23ABD162 | 0112-2---61987#ABC936,0112-2---61987#ABC858,0112-2---61987#ABD169,0112-2---61987#ABD162
0112/2///61987#ABF285 | 001 | 01 | 0112/2///61987#ABF285#001 | Structural design of a thermal level switch |  |  |  | properties characterizing the constructional details of a thermal level switch |  |  |  |  | ITEM_CLASS | [5 empty] | 0112/2///61987#ABG426 - Structural design [thermal level switch] |  |  |  | Standard |  | IEC 61987 | IEC | 2018-03-28 | 2014-12-17 | 2018-03-20 | 2018-03-20 |  | SC65E – IEC 61987 | C00018 | 001-01 (2018-03-28 07:26:05 by BATCH 00000762) standard | 0112/2///61987#ABV501 | https://cdd.iec.ch/CDD/IEC61987/iec61987.nsf/Classes/0112-2---61987%23ABF285 | https://cdd.iec.ch/cdd/iec61987/iec61987.nsf/PropertiesAllVersions/0112-2---61987%23ABU164,https://cdd.iec.ch/cdd/iec61987/iec61987.nsf/PropertiesAllVersions/0112-2---61987%23ABF137,https://cdd.iec.ch/cdd/iec61987/iec61987.nsf/PropertiesAllVersions/0112-2---61987%23ABE884,https://cdd.iec.ch/cdd/iec61987/iec61987.nsf/PropertiesAllVersions/0112-2---61987%23ABF186,https://cdd.iec.ch/cdd/iec61987/iec61987.nsf/PropertiesAllVersions/0112-2---61987%23ABF733,https://cdd.iec.ch/cdd/iec61987/iec61987.nsf/PropertiesAllVersions/0112-2---61987%23ABF187,https://cdd.iec.ch/cdd/iec61987/iec61987.nsf/PropertiesAllVersions/0112-2---61987%23ABA633,https://cdd.iec.ch/cdd/iec61987/iec61987.nsf/PropertiesAllVersions/0112-2---61987%23ABF200,https://cdd.iec.ch/cdd/iec61987/iec61987.nsf/PropertiesAllVersions/0112-2---61987%23ABF751,https://cdd.iec.ch/cdd/iec61987/iec61987.nsf/PropertiesAllVersions/0112-2---61987%23ABC028,https://cdd.iec.ch/cdd/iec61987/iec61987.nsf/PropertiesAllVersions/0112-2---61987%23ABB521,https://cdd.iec.ch/cdd/iec61987/iec61987.nsf/PropertiesAllVersions/0112-2---61987%23ABA147,https://cdd.iec.ch/cdd/iec61987/iec61987.nsf/PropertiesAllVersions/0112-2---61987%23ABB140,https://cdd.iec.ch/cdd/iec61987/iec61987.nsf/PropertiesAllVersions/0112-2---61987%23ABB396,https://cdd.iec.ch/cdd/iec61987/iec61987.nsf/PropertiesAllVersions/0112-2---61987%23ABB915,https://cdd.iec.ch/cdd/iec61987/iec61987.nsf/PropertiesAllVersions/0112-2---61987%23ABD033,https://cdd.iec.ch/cdd/iec61987/iec61987.nsf/PropertiesAllVersions/0112-2---61987%23ABB457,https://cdd.iec.ch/cdd/iec61987/iec61987.nsf/PropertiesAllVersions/0112-2---61987%23ABC969 | 0112-2---61987#ABB396,0112-2---61987#ABU164,0112-2---61987#ABC028,0112-2---61987#ABA147,0112-2---61987#ABB915,0112-2---61987#ABC969,0112-2---61987#ABF186,0112-2---61987#ABF200,0112-2---61987#ABA633,0112-2---61987#ABF751,0112-2---61987#ABB521,0112-2---61987#ABB140,0112-2---61987#ABE884,0112-2---61987#ABF187,0112-2---61987#ABD033,0112-2---61987#ABB457,0112-2---61987#ABF137,0112-2---61987#ABF733
0112/2///61987#ABH129 | 001 | 01 | 0112/2///61987#ABH129#001 | Position of nozzle |  |  |  | properties characterizing the position of a nozzle on a piece of process equipment |  |  |  |  | ITEM_CLASS | [5 empty] | 0112/2///61987#ABH128 - Process equipment connection |  |  |  | Standard |  | IEC 61987 | IEC | 2018-03-28 | 2014-12-17 | 2018-03-20 | 2018-03-20 |  | SC65E – IEC 61987 | C00018 | 001-01 (2018-03-28 07:26:12 by BATCH 00000762) standard | 0112/2///61987#ABV501 | https://cdd.iec.ch/CDD/IEC61987/iec61987.nsf/Classes/0112-2---61987%23ABH129 | https://cdd.iec.ch/cdd/iec61987/iec61987.nsf/PropertiesAllVersions/0112-2---61987%23ABH130,https://cdd.iec.ch/cdd/iec61987/iec61987.nsf/PropertiesAllVersions/0112-2---61987%23ABH131,https://cdd.iec.ch/cdd/iec61987/iec61987.nsf/PropertiesAllVersions/0112-2---61987%23ABH125,https://cdd.iec.ch/cdd/iec61987/iec61987.nsf/PropertiesAllVersions/0112-2---61987%23ABH156 | 0112-2---61987#ABH130,0112-2---61987#ABH131,0112-2---61987#ABH125,0112-2---61987#ABH156
0112/2///61987#ABC233 | 005 | 01 | 0112/2///61987#ABC233#005 | Explosion protection device parameters for nonincendive installation |  |  |  | properties characterizing the explosion protection of a non-incendive device |  |  |  |  | ITEM_CLASS | [5 empty] | 0112/2///61987#ABC218 - Electrical power input circuit0112/2///61987#ABI462 - Explosion protection parameters for nonincendive installation |  |  |  | Standard |  |  |  | 2018-03-28 | 2013-08-27 | 2018-03-20 | 2018-03-20 |  | SC65E – IEC 61987 | C00004 |  | 0112/2///61987#ABV501 | https://cdd.iec.ch/CDD/IEC61987/iec61987.nsf/Classes/0112-2---61987%23ABC233 | https://cdd.iec.ch/cdd/iec61987/iec61987.nsf/PropertiesAllVersions/0112-2---61987%23ABB618,https://cdd.iec.ch/cdd/iec61987/iec61987.nsf/PropertiesAllVersions/0112-2---61987%23ABA385,https://cdd.iec.ch/cdd/iec61987/iec61987.nsf/PropertiesAllVersions/0112-2---61987%23ABA386 | 0112-2---61987#ABA386,0112-2---61987#ABB618,0112-2---61987#ABA385
0112/2///61987#ABC493 | 002 | 01 | 0112/2///61987#ABC493#002 | Performance [3] |  |  |  | properties characterizing the performance of the device with regard to measurement accuracy and dynamic behaviour |  |  | from IEC 61987-1, 5.6 |  | ITEM_CLASS | [5 empty] | 0112/2///61987#ABA007 - Device LOP for swirl flow transmitter0112/2///61987#ABA008 - Device LOP for electromagnetic flow transmitter0112/2///61987#ABA009 - Device LOP for electromagnetic insertion flow transmitter0112/2///61987#ABA010 - Device LOP for orifice/differential pressure flow transmitter0112/2///61987#ABA016 - Device LOP for thermal mass flow transmitter0112/2///61987#ABA019 - Device LOP for ultrasonic flow transmitter0112/2///61987#ABA022 - Device LOP for vortex flow transmitter |  |  |  | Standard |  |  |  | 2018-03-28 | 2013-08-27 | 2016-05-24 | 2016-05-24 |  | SC65E – IEC 61987 | C00004 |  | 0112/2///61987#ABV501 | https://cdd.iec.ch/CDD/IEC61987/iec61987.nsf/Classes/0112-2---61987%23ABC493 | https://cdd.iec.ch/cdd/iec61987/iec61987.nsf/PropertiesAllVersions/0112-2---61987%23ABD196,https://cdd.iec.ch/cdd/iec61987/iec61987.nsf/PropertiesAllVersions/0112-2---61987%23ABB636,https://cdd.iec.ch/cdd/iec61987/iec61987.nsf/PropertiesAllVersions/0112-2---61987%23ABD135 | 0112-2---61987#ABD196,0112-2---61987#ABB636,0112-2---61987#ABD135
0112/2///61987#ABD882 | 001 | 02 | 0112/2///61987#ABD882#001 | Gasket of body |  |  |  | properties characterizing the gasket of a body |  |  |  |  | ITEM_CLASS | [5 empty] | - 0112/2///61987#ABD812 - Body of valve [2]0112/2///61987#ABD813 - Body of valve [3]0112/2///61987#ABD814 - Body of valve [1]0112/2///61987#ABE605 - Body of solenoid valve0112/2///61987#ABE610 - Body of filter regulator |  |  |  | Standard |  |  |  | 2018-03-28 | 2013-09-02 | 2013-09-02 | 2014-06-18 |  | SC65E-IEC61987 | C00009 |  | 0112/2///61987#ABV501 | https://cdd.iec.ch/CDD/IEC61987/iec61987.nsf/Classes/0112-2---61987%23ABD882 | https://cdd.iec.ch/cdd/iec61987/iec61987.nsf/PropertiesAllVersions/0112-2---61987%23ABD569,https://cdd.iec.ch/cdd/iec61987/iec61987.nsf/PropertiesAllVersions/0112-2---61987%23ABA151,https://cdd.iec.ch/cdd/iec61987/iec61987.nsf/PropertiesAllVersions/0112-2---61987%23ABE164 | 0112-2---61987#ABD569,0112-2---61987#ABA151,0112-2---61987#ABE164
0112/2///61987#ABD991 | 003 | 01 | 0112/2///61987#ABD991#003 | Process design conditions [valves] |  |  |  | properties characterizing the process conditions for which a device shall be designed |  |  |  |  | ITEM_CLASS | [5 empty] | 0112/2///61987#ABD950 - Operating conditions for device design [2] |  |  |  | Standard |  |  |  | 2018-03-28 | 2013-09-02 | 2018-03-20 | 2018-03-20 |  | SC65E – IEC 61987 | C00019 |  | 0112/2///61987#ABV501 | https://cdd.iec.ch/CDD/IEC61987/iec61987.nsf/Classes/0112-2---61987%23ABD991 | https://cdd.iec.ch/cdd/iec61987/iec61987.nsf/PropertiesAllVersions/0112-2---61987%23ABE204,https://cdd.iec.ch/cdd/iec61987/iec61987.nsf/PropertiesAllVersions/0112-2---61987%23ABC817 | 0112-2---61987#ABE204,0112-2---61987#ABC817
0112/2///61987#ABF054 | 001 | 01 | 0112/2///61987#ABF054#001 | Resistance measurement |  |  |  | properties characterizing the measurement details of the resistance measured variable |  | Polymorphic element: ABF054, Id: 3 |  |  | ITEM_CLASS | [5 empty] | 0112/2///61987#ABF987 - Type of measured variable [15] |  |  |  | Standard |  | IEC 61987 | IEC | 2018-03-28 | 2014-12-17 | 2017-09-18 | 2017-09-18 |  | SC65E – IEC 61987 | C00019 | 001-01 (2018-03-28 07:26:05 by BATCH 00000762) standard | 0112/2///61987#ABV501 | https://cdd.iec.ch/CDD/IEC61987/iec61987.nsf/Classes/0112-2---61987%23ABF054 | https://cdd.iec.ch/cdd/iec61987/iec61987.nsf/PropertiesAllVersions/0112-2---61987%23ABF056,https://cdd.iec.ch/cdd/iec61987/iec61987.nsf/PropertiesAllVersions/0112-2---61987%23ABB015,https://cdd.iec.ch/cdd/iec61987/iec61987.nsf/PropertiesAllVersions/0112-2---61987%23ABF714 | 0112-2---61987#ABF714,0112-2---61987#ABF056,0112-2---61987#ABB015
0112/2///61987#ABC238 | 005 | 01 | 0112/2///61987#ABC238#005 | Explosion protection permissible temperature |  |  |  | temperature class derating for explosion protection based on given operating and ambient temperatures |  |  |  |  | ITEM_CLASS | [5 empty] | 0112/2///61987#ABC232 - Explosion protection design approval0112/2///61987#ABC235 - Explosion protection parameters for intrinsic safety0112/2///61987#ABC236 - Explosion protection parameters for intrinsic safety (active)0112/2///61987#ABC237 - Explosion protection parameters for intrinsic safety (passive) |  |  |  | Standard |  |  |  | 2018-03-28 | 2013-08-27 | 2018-03-20 | 2018-03-20 |  | SC65E – IEC 61987 | C00004 |  | 0112/2///61987#ABV501 | https://cdd.iec.ch/CDD/IEC61987/iec61987.nsf/Classes/0112-2---61987%23ABC238 | https://cdd.iec.ch/cdd/iec61987/iec61987.nsf/PropertiesAllVersions/0112-2---61987%23ABA593,https://cdd.iec.ch/cdd/iec61987/iec61987.nsf/PropertiesAllVersions/0112-2---61987%23ABA621,https://cdd.iec.ch/cdd/iec61987/iec61987.nsf/PropertiesAllVersions/0112-2---61987%23ABA623,https://cdd.iec.ch/cdd/iec61987/iec61987.nsf/PropertiesAllVersions/0112-2---61987%23ABA918,https://cdd.iec.ch/cdd/iec61987/iec61987.nsf/PropertiesAllVersions/0112-2---61987%23ABA919 | 0112-2---61987#ABA593,0112-2---61987#ABA621,0112-2---61987#ABA623,0112-2---61987#ABA918,0112-2---61987#ABA919
0112/2///61987#ABC276 | 002 | 01 | 0112/2///61987#ABC276#002 | Influence of external quantities expressed as a percentage |  |  |  | properties characterizing the influence of external quantities on the accuracy of the device |  |  |  |  | ITEM_CLASS | [5 empty] | 0112/2///61987#ABC068 - Accuracy expressed as a percentage [2] |  |  | false | Standard |  | IEC 61987 | IEC | 2022-12-09 | 2017-12-07 | 2022-12-09 | 2022-12-09 |  | IEC/SC 65E | C00112 |  | 0112/2///61987#ABV501 | https://cdd.iec.ch/CDD/IEC61987/iec61987.nsf/Classes/0112-2---61987%23ABC276 | https://cdd.iec.ch/cdd/iec61987/iec61987.nsf/PropertiesAllVersions/0112-2---61987%23ABB664,https://cdd.iec.ch/cdd/iec61987/iec61987.nsf/PropertiesAllVersions/0112-2---61987%23ABB665,https://cdd.iec.ch/cdd/iec61987/iec61987.nsf/PropertiesAllVersions/0112-2---61987%23ABB666,https://cdd.iec.ch/cdd/iec61987/iec61987.nsf/PropertiesAllVersions/0112-2---61987%23ABB667,https://cdd.iec.ch/cdd/iec61987/iec61987.nsf/PropertiesAllVersions/0112-2---61987%23ABB672,https://cdd.iec.ch/cdd/iec61987/iec61987.nsf/PropertiesAllVersions/0112-2---61987%23ABB673,https://cdd.iec.ch/cdd/iec61987/iec61987.nsf/PropertiesAllVersions/0112-2---61987%23ABB674,https://cdd.iec.ch/cdd/iec61987/iec61987.nsf/PropertiesAllVersions/0112-2---61987%23ABB675,https://cdd.iec.ch/cdd/iec61987/iec61987.nsf/PropertiesAllVersions/0112-2---61987%23ABB680,https://cdd.iec.ch/cdd/iec61987/iec61987.nsf/PropertiesAllVersions/0112-2---61987%23ABB681,https://cdd.iec.ch/cdd/iec61987/iec61987.nsf/PropertiesAllVersions/0112-2---61987%23ABB682,https://cdd.iec.ch/cdd/iec61987/iec61987.nsf/PropertiesAllVersions/0112-2---61987%23ABB683,https://cdd.iec.ch/cdd/iec61987/iec61987.nsf/PropertiesAllVersions/0112-2---61987%23ABB668,https://cdd.iec.ch/cdd/iec61987/iec61987.nsf/PropertiesAllVersions/0112-2---61987%23ABC904,https://cdd.iec.ch/cdd/iec61987/iec61987.nsf/PropertiesAllVersions/0112-2---61987%23ABB676,https://cdd.iec.ch/cdd/iec61987/iec61987.nsf/PropertiesAllVersions/0112-2---61987%23ABC916,https://cdd.iec.ch/cdd/iec61987/iec61987.nsf/PropertiesAllVersions/0112-2---61987%23ABB684,https://cdd.iec.ch/cdd/iec61987/iec61987.nsf/PropertiesAllVersions/0112-2---61987%23ABC915,https://cdd.iec.ch/cdd/iec61987/iec61987.nsf/PropertiesAllVersions/0112-2---61987%23ABB688,https://cdd.iec.ch/cdd/iec61987/iec61987.nsf/PropertiesAllVersions/0112-2---61987%23ABC914,https://cdd.iec.ch/cdd/iec61987/iec61987.nsf/PropertiesAllVersions/0112-2---61987%23ABB692,https://cdd.iec.ch/cdd/iec61987/iec61987.nsf/PropertiesAllVersions/0112-2---61987%23ABB693,https://cdd.iec.ch/cdd/iec61987/iec61987.nsf/PropertiesAllVersions/0112-2---61987%23ABB694,https://cdd.iec.ch/cdd/iec61987/iec61987.nsf/PropertiesAllVersions/0112-2---61987%23ABB695,https://cdd.iec.ch/cdd/iec61987/iec61987.nsf/PropertiesAllVersions/0112-2---61987%23ABB696,https://cdd.iec.ch/cdd/iec61987/iec61987.nsf/PropertiesAllVersions/0112-2---61987%23ABB697,https://cdd.iec.ch/cdd/iec61987/iec61987.nsf/PropertiesAllVersions/0112-2---61987%23ABB698,https://cdd.iec.ch/cdd/iec61987/iec61987.nsf/PropertiesAllVersions/0112-2---61987%23ABB699,https://cdd.iec.ch/cdd/iec61987/iec61987.nsf/PropertiesAllVersions/0112-2---61987%23ABB700,https://cdd.iec.ch/cdd/iec61987/iec61987.nsf/PropertiesAllVersions/0112-2---61987%23ABB701,https://cdd.iec.ch/cdd/iec61987/iec61987.nsf/PropertiesAllVersions/0112-2---61987%23ABB703,https://cdd.iec.ch/cdd/iec61987/iec61987.nsf/PropertiesAllVersions/0112-2---61987%23ABB704,https://cdd.iec.ch/cdd/iec61987/iec61987.nsf/PropertiesAllVersions/0112-2---61987%23ABB706,https://cdd.iec.ch/cdd/iec61987/iec61987.nsf/PropertiesAllVersions/0112-2---61987%23ABB518,https://cdd.iec.ch/cdd/iec61987/iec61987.nsf/PropertiesAllVersions/0112-2---61987%23ABB780,https://cdd.iec.ch/cdd/iec61987/iec61987.nsf/PropertiesAllVersions/0112-2---61987%23ABB707,https://cdd.iec.ch/cdd/iec61987/iec61987.nsf/PropertiesAllVersions/0112-2---61987%23ABB708,https://cdd.iec.ch/cdd/iec61987/iec61987.nsf/PropertiesAllVersions/0112-2---61987%23ABB709,https://cdd.iec.ch/cdd/iec61987/iec61987.nsf/PropertiesAllVersions/0112-2---61987%23ABB710,https://cdd.iec.ch/cdd/iec61987/iec61987.nsf/PropertiesAllVersions/0112-2---61987%23ABB711,https://cdd.iec.ch/cdd/iec61987/iec61987.nsf/PropertiesAllVersions/0112-2---61987%23ABC905 | 0112-2---61987#ABB701,0112-2---61987#ABB711,0112-2---61987#ABB672,0112-2---61987#ABB683,0112-2---61987#ABC915,0112-2---61987#ABB694,0112-2---61987#ABB706,0112-2---61987#ABB667,0112-2---61987#ABB675,0112-2---61987#ABC914,0112-2---61987#ABB704,0112-2---61987#ABB692,0112-2---61987#ABB695,0112-2---61987#ABB703,0112-2---61987#ABB518,0112-2---61987#ABB682,0112-2---61987#ABC916,0112-2---61987#ABB697,0112-2---61987#ABB698,0112-2---61987#ABB699,0112-2---61987#ABB707,0112-2---61987#ABB676,0112-2---61987#ABB688,0112-2---61987#ABB696,0112-2---61987#ABB680,0112-2---61987#ABB668,0112-2---61987#ABC904,0112-2---61987#ABB780,0112-2---61987#ABB664,0112-2---61987#ABB666,0112-2---61987#ABB674,0112-2---61987#ABB700,0112-2---61987#ABB708,0112-2---61987#ABB709,0112-2---61987#ABB684,0112-2---61987#ABB693,0112-2---61987#ABB710,0112-2---61987#ABC905,0112-2---61987#ABB665,0112-2---61987#ABB673,0112-2---61987#ABB681
0112/2///61987#ABD877 | 002 | 01 | 0112/2///61987#ABD877#002 | Functional safety and reliability [2] |  |  |  | properties characterizing the ability of an item to perform a required function under given conditions for a given period of time |  |  |  |  | ITEM_CLASS | [5 empty] | 0112/2///61987#ABD840 - Dependability [2] |  |  |  | Standard |  |  |  | 2018-03-28 | 2013-09-02 | 2018-03-20 | 2018-03-20 |  | SC65E – IEC 61987 | C00004 |  | 0112/2///61987#ABV501 | https://cdd.iec.ch/CDD/IEC61987/iec61987.nsf/Classes/0112-2---61987%23ABD877 | https://cdd.iec.ch/cdd/iec61987/iec61987.nsf/PropertiesAllVersions/0112-2---61987%23ABA311,https://cdd.iec.ch/cdd/iec61987/iec61987.nsf/PropertiesAllVersions/0112-2---61987%23ABA313,https://cdd.iec.ch/cdd/iec61987/iec61987.nsf/PropertiesAllVersions/0112-2---61987%23ABB016,https://cdd.iec.ch/cdd/iec61987/iec61987.nsf/PropertiesAllVersions/0112-2---61987%23ABB202,https://cdd.iec.ch/cdd/iec61987/iec61987.nsf/PropertiesAllVersions/0112-2---61987%23ABA315,https://cdd.iec.ch/cdd/iec61987/iec61987.nsf/PropertiesAllVersions/0112-2---61987%23ABB167,https://cdd.iec.ch/cdd/iec61987/iec61987.nsf/PropertiesAllVersions/0112-2---61987%23ABB168,https://cdd.iec.ch/cdd/iec61987/iec61987.nsf/PropertiesAllVersions/0112-2---61987%23ABB169,https://cdd.iec.ch/cdd/iec61987/iec61987.nsf/PropertiesAllVersions/0112-2---61987%23ABB193,https://cdd.iec.ch/cdd/iec61987/iec61987.nsf/PropertiesAllVersions/0112-2---61987%23ABB170,https://cdd.iec.ch/cdd/iec61987/iec61987.nsf/PropertiesAllVersions/0112-2---61987%23ABB192,https://cdd.iec.ch/cdd/iec61987/iec61987.nsf/PropertiesAllVersions/0112-2---61987%23ABB908,https://cdd.iec.ch/cdd/iec61987/iec61987.nsf/PropertiesAllVersions/0112-2---61987%23ABB909,https://cdd.iec.ch/cdd/iec61987/iec61987.nsf/PropertiesAllVersions/0112-2---61987%23ABB910,https://cdd.iec.ch/cdd/iec61987/iec61987.nsf/PropertiesAllVersions/0112-2---61987%23ABB911,https://cdd.iec.ch/cdd/iec61987/iec61987.nsf/PropertiesAllVersions/0112-2---61987%23ABB017,https://cdd.iec.ch/cdd/iec61987/iec61987.nsf/PropertiesAllVersions/0112-2---61987%23ABB018,https://cdd.iec.ch/cdd/iec61987/iec61987.nsf/PropertiesAllVersions/0112-2---61987%23ABB019,https://cdd.iec.ch/cdd/iec61987/iec61987.nsf/PropertiesAllVersions/0112-2---61987%23ABA316 | 0112-2---61987#ABA311,0112-2---61987#ABA315,0112-2---61987#ABB193,0112-2---61987#ABB170,0112-2---61987#ABB017,0112-2---61987#ABB018,0112-2---61987#ABA316,0112-2---61987#ABA313,0112-2---61987#ABB168,0112-2---61987#ABB192,0112-2---61987#ABB909,0112-2---61987#ABB167,0112-2---61987#ABB169,0112-2---61987#ABB910,0112-2---61987#ABB019,0112-2---61987#ABB016,0112-2---61987#ABB202,0112-2---61987#ABB908,0112-2---61987#ABB911
0112/2///61987#ABF154 | 001 | 01 | 0112/2///61987#ABF154#001 | Structural design of a conductance level transmitter/switch |  |  |  | properties characterizing constructional details of a conductance level transmitter and a conductance level switch |  |  |  |  | ITEM_CLASS | [5 empty] | 0112/2///61987#ABG412 - Structural design [conductance level transmitter/switch] |  |  |  | Standard |  | IEC 61987 | IEC | 2018-03-28 | 2014-12-17 | 2018-03-20 | 2018-03-20 |  | SC65E – IEC 61987 | C00018 | 001-01 (2018-03-28 07:26:05 by BATCH 00000762) standard | 0112/2///61987#ABV501 | https://cdd.iec.ch/CDD/IEC61987/iec61987.nsf/Classes/0112-2---61987%23ABF154 | https://cdd.iec.ch/cdd/iec61987/iec61987.nsf/PropertiesAllVersions/0112-2---61987%23ABU164,https://cdd.iec.ch/cdd/iec61987/iec61987.nsf/PropertiesAllVersions/0112-2---61987%23ABF137,https://cdd.iec.ch/cdd/iec61987/iec61987.nsf/PropertiesAllVersions/0112-2---61987%23ABF737,https://cdd.iec.ch/cdd/iec61987/iec61987.nsf/PropertiesAllVersions/0112-2---61987%23ABF156,https://cdd.iec.ch/cdd/iec61987/iec61987.nsf/PropertiesAllVersions/0112-2---61987%23ABF738,https://cdd.iec.ch/cdd/iec61987/iec61987.nsf/PropertiesAllVersions/0112-2---61987%23ABF158,https://cdd.iec.ch/cdd/iec61987/iec61987.nsf/PropertiesAllVersions/0112-2---61987%23ABF133,https://cdd.iec.ch/cdd/iec61987/iec61987.nsf/PropertiesAllVersions/0112-2---61987%23ABF134,https://cdd.iec.ch/cdd/iec61987/iec61987.nsf/PropertiesAllVersions/0112-2---61987%23ABF731,https://cdd.iec.ch/cdd/iec61987/iec61987.nsf/PropertiesAllVersions/0112-2---61987%23ABF159,https://cdd.iec.ch/cdd/iec61987/iec61987.nsf/PropertiesAllVersions/0112-2---61987%23ABF160,https://cdd.iec.ch/cdd/iec61987/iec61987.nsf/PropertiesAllVersions/0112-2---61987%23ABF161,https://cdd.iec.ch/cdd/iec61987/iec61987.nsf/PropertiesAllVersions/0112-2---61987%23ABC028,https://cdd.iec.ch/cdd/iec61987/iec61987.nsf/PropertiesAllVersions/0112-2---61987%23ABB521,https://cdd.iec.ch/cdd/iec61987/iec61987.nsf/PropertiesAllVersions/0112-2---61987%23ABA147,https://cdd.iec.ch/cdd/iec61987/iec61987.nsf/PropertiesAllVersions/0112-2---61987%23ABA633,https://cdd.iec.ch/cdd/iec61987/iec61987.nsf/PropertiesAllVersions/0112-2---61987%23ABB140,https://cdd.iec.ch/cdd/iec61987/iec61987.nsf/PropertiesAllVersions/0112-2---61987%23ABB396,https://cdd.iec.ch/cdd/iec61987/iec61987.nsf/PropertiesAllVersions/0112-2---61987%23ABB915,https://cdd.iec.ch/cdd/iec61987/iec61987.nsf/PropertiesAllVersions/0112-2---61987%23ABD033,https://cdd.iec.ch/cdd/iec61987/iec61987.nsf/PropertiesAllVersions/0112-2---61987%23ABB457,https://cdd.iec.ch/cdd/iec61987/iec61987.nsf/PropertiesAllVersions/0112-2---61987%23ABC969 | 0112-2---61987#ABA633,0112-2---61987#ABC969,0112-2---61987#ABU164,0112-2---61987#ABF161,0112-2---61987#ABB521,0112-2---61987#ABB396,0112-2---61987#ABF156,0112-2---61987#ABF731,0112-2---61987#ABF159,0112-2---61987#ABC028,0112-2---61987#ABB140,0112-2---61987#ABB915,0112-2---61987#ABF133,0112-2---61987#ABF134,0112-2---61987#ABF160,0112-2---61987#ABF158,0112-2---61987#ABA147,0112-2---61987#ABD033,0112-2---61987#ABB457,0112-2---61987#ABF137,0112-2---61987#ABF737,0112-2---61987#ABF738
0112/2///61987#ABP012 | 001 | 01 | 0112/2///61987#ABP012#001 | Absolute performance for voltage [I/O module] |  |  |  | properties characterizing the accuracy of a voltage measurement of an I/O module, expressed in engineering units |  |  |  |  | ITEM_CLASS | [5 empty] | 0112/2///61987#ABP057 - Performance variable [input module] |  |  | false | Standard |  | IEC 61987 | IEC | 2023-01-23 | 2023-01-23 | 2023-01-23 | 2023-01-23 |  | IEC/SC 65E | C00128 | 001-01 (2023-01-23 14:53:33 by BATCH 00000807) standard | 0112/2///61987#ABV501 | https://cdd.iec.ch/CDD/IEC61987/iec61987.nsf/Classes/0112-2---61987%23ABP012 | https://cdd.iec.ch/cdd/iec61987/iec61987.nsf/PropertiesAllVersions/0112-2---61987%23ABF077,https://cdd.iec.ch/cdd/iec61987/iec61987.nsf/PropertiesAllVersions/0112-2---61987%23ABD535,https://cdd.iec.ch/cdd/iec61987/iec61987.nsf/PropertiesAllVersions/0112-2---61987%23ABF079,https://cdd.iec.ch/cdd/iec61987/iec61987.nsf/PropertiesAllVersions/0112-2---61987%23ABF081,https://cdd.iec.ch/cdd/iec61987/iec61987.nsf/PropertiesAllVersions/0112-2---61987%23ABF083,https://cdd.iec.ch/cdd/iec61987/iec61987.nsf/PropertiesAllVersions/0112-2---61987%23ABF085,https://cdd.iec.ch/cdd/iec61987/iec61987.nsf/PropertiesAllVersions/0112-2---61987%23ABB519,https://cdd.iec.ch/cdd/iec61987/iec61987.nsf/PropertiesAllVersions/0112-2---61987%23ABB774,https://cdd.iec.ch/cdd/iec61987/iec61987.nsf/PropertiesAllVersions/0112-2---61987%23ABP247,https://cdd.iec.ch/cdd/iec61987/iec61987.nsf/PropertiesAllVersions/0112-2---61987%23ABC840 | 0112-2---61987#ABF083,0112-2---61987#ABF085,0112-2---61987#ABB774,0112-2---61987#ABF077,0112-2---61987#ABD535,0112-2---61987#ABF079,0112-2---61987#ABC840,0112-2---61987#ABF081,0112-2---61987#ABB519,0112-2---61987#ABP247
0112/2///61987#ABA023 | 002 | 01 | 0112/2///61987#ABA023#002 | Device LOP for positive displacement flow transmitter/gauge |  |  |  | list of properties characterizing a positive displacement flow transmitter or gauge |  |  |  |  | ITEM_CLASS | [5 empty] | 0112/2///61987#ABA645 - Positive displacement flow gauge |  |  |  | Standard |  |  |  | 2018-03-28 | 2013-09-27 | 2016-05-24 | 2016-05-24 |  | SC65E – IEC 61987 | C00004 |  | 0112/2///61987#ABV504 | https://cdd.iec.ch/CDD/IEC61987/iec61987.nsf/Classes/0112-2---61987%23ABA023 | https://cdd.iec.ch/cdd/iec61987/iec61987.nsf/PropertiesAllVersions/0112-2---61987%23ABC899,https://cdd.iec.ch/cdd/iec61987/iec61987.nsf/PropertiesAllVersions/0112-2---61987%23ABC730,https://cdd.iec.ch/cdd/iec61987/iec61987.nsf/PropertiesAllVersions/0112-2---61987%23ABC885,https://cdd.iec.ch/cdd/iec61987/iec61987.nsf/PropertiesAllVersions/0112-2---61987%23ABC926,https://cdd.iec.ch/cdd/iec61987/iec61987.nsf/PropertiesAllVersions/0112-2---61987%23ABB206,https://cdd.iec.ch/cdd/iec61987/iec61987.nsf/PropertiesAllVersions/0112-2---61987%23ABD109,https://cdd.iec.ch/cdd/iec61987/iec61987.nsf/PropertiesAllVersions/0112-2---61987%23ABC830,https://cdd.iec.ch/cdd/iec61987/iec61987.nsf/PropertiesAllVersions/0112-2---61987%23ABD124,https://cdd.iec.ch/cdd/iec61987/iec61987.nsf/PropertiesAllVersions/0112-2---61987%23ABD187,https://cdd.iec.ch/cdd/iec61987/iec61987.nsf/PropertiesAllVersions/0112-2---61987%23ABD065,https://cdd.iec.ch/cdd/iec61987/iec61987.nsf/PropertiesAllVersions/0112-2---61987%23ABD088,https://cdd.iec.ch/cdd/iec61987/iec61987.nsf/PropertiesAllVersions/0112-2---61987%23ABD154,https://cdd.iec.ch/cdd/iec61987/iec61987.nsf/PropertiesAllVersions/0112-2---61987%23ABC786,https://cdd.iec.ch/cdd/iec61987/iec61987.nsf/PropertiesAllVersions/0112-2---61987%23ABC795,https://cdd.iec.ch/cdd/iec61987/iec61987.nsf/PropertiesAllVersions/0112-2---61987%23ABA293,https://cdd.iec.ch/cdd/iec61987/iec61987.nsf/PropertiesAllVersions/0112-2---61987%23ABC710 | 0112-2---61987#ABC885,0112-2---61987#ABC795,0112-2---61987#ABD088,0112-2---61987#ABC786,0112-2---61987#ABA293,0112-2---61987#ABD109,0112-2---61987#ABC830,0112-2---61987#ABB206,0112-2---61987#ABD187,0112-2---61987#ABC926,0112-2---61987#ABD124,0112-2---61987#ABD065,0112-2---61987#ABD154,0112-2---61987#ABC710,0112-2---61987#ABC899,0112-2---61987#ABC730
0112/2///61987#ABD939 | 001 | 02 | 0112/2///61987#ABD939#001 | Mechanical and electrical construction [gate valve] |  |  |  | properties characterizing the constructional details of the device and its parts |  |  | IEC 61987-1, 5.8 |  | ITEM_CLASS | [5 empty] | 0112/2///61987#ABE312 - Device LOP for gate valve |  |  |  | Standard |  |  |  | 2018-03-28 | 2013-09-02 | 2013-09-02 | 2014-06-18 |  | SC65E – IEC 61987 | C00009 |  | 0112/2///61987#ABV501 | https://cdd.iec.ch/CDD/IEC61987/iec61987.nsf/Classes/0112-2---61987%23ABD939 | https://cdd.iec.ch/cdd/iec61987/iec61987.nsf/PropertiesAllVersions/0112-2---61987%23ABE392,https://cdd.iec.ch/cdd/iec61987/iec61987.nsf/PropertiesAllVersions/0112-2---61987%23ABE276,https://cdd.iec.ch/cdd/iec61987/iec61987.nsf/PropertiesAllVersions/0112-2---61987%23ABB139,https://cdd.iec.ch/cdd/iec61987/iec61987.nsf/PropertiesAllVersions/0112-2---61987%23ABE112,https://cdd.iec.ch/cdd/iec61987/iec61987.nsf/PropertiesAllVersions/0112-2---61987%23ABE075 | 0112-2---61987#ABE392,0112-2---61987#ABE276,0112-2---61987#ABB139,0112-2---61987#ABE112,0112-2---61987#ABE075
0112/2///61987#ABD962 | 001 | 02 | 0112/2///61987#ABD962#001 | Parameters of pneumatic rotary actuator |  |  |  | properties characterizing the configuration of a pneumatic rotary actuator according to its specific values |  |  |  |  | ITEM_CLASS | [5 empty] | 0112/2///61987#ABE320 - Device LOP for pneumatic rotary actuator |  |  |  | Standard |  |  |  | 2018-03-28 | 2013-09-02 | 2013-09-02 | 2014-06-18 |  | SC65E – IEC 61987 | C00009 |  | 0112/2///61987#ABV501 | https://cdd.iec.ch/CDD/IEC61987/iec61987.nsf/Classes/0112-2---61987%23ABD962 | https://cdd.iec.ch/cdd/iec61987/iec61987.nsf/PropertiesAllVersions/0112-2---61987%23ABD633,https://cdd.iec.ch/cdd/iec61987/iec61987.nsf/PropertiesAllVersions/0112-2---61987%23ABD652,https://cdd.iec.ch/cdd/iec61987/iec61987.nsf/PropertiesAllVersions/0112-2---61987%23ABD619,https://cdd.iec.ch/cdd/iec61987/iec61987.nsf/PropertiesAllVersions/0112-2---61987%23ABD551,https://cdd.iec.ch/cdd/iec61987/iec61987.nsf/PropertiesAllVersions/0112-2---61987%23ABD539,https://cdd.iec.ch/cdd/iec61987/iec61987.nsf/PropertiesAllVersions/0112-2---61987%23ABD611,https://cdd.iec.ch/cdd/iec61987/iec61987.nsf/PropertiesAllVersions/0112-2---61987%23ABD789,https://cdd.iec.ch/cdd/iec61987/iec61987.nsf/PropertiesAllVersions/0112-2---61987%23ABD609,https://cdd.iec.ch/cdd/iec61987/iec61987.nsf/PropertiesAllVersions/0112-2---61987%23ABD787,https://cdd.iec.ch/cdd/iec61987/iec61987.nsf/PropertiesAllVersions/0112-2---61987%23ABD608,https://cdd.iec.ch/cdd/iec61987/iec61987.nsf/PropertiesAllVersions/0112-2---61987%23ABD786,https://cdd.iec.ch/cdd/iec61987/iec61987.nsf/PropertiesAllVersions/0112-2---61987%23ABD667,https://cdd.iec.ch/cdd/iec61987/iec61987.nsf/PropertiesAllVersions/0112-2---61987%23ABE059 | 0112-2---61987#ABD539,0112-2---61987#ABD609,0112-2---61987#ABD608,0112-2---61987#ABD786,0112-2---61987#ABE059,0112-2---61987#ABD633,0112-2---61987#ABD619,0112-2---61987#ABD551,0112-2---61987#ABD611,0112-2---61987#ABD789,0112-2---61987#ABD787,0112-2---61987#ABD667,0112-2---61987#ABD652
0112/2///61987#ABF526 | 001 | 01 | 0112/2///61987#ABF526#001 | Material of emitter |  |  |  | properties characterizing the material of which an emitter is made |  |  |  |  | ITEM_CLASS | [5 empty] | 0112/2///61987#ABF517 - Structural design of a microwave level switch0112/2///61987#ABF637 - Structural design of a microwave density transmitter |  |  |  | Standard |  | IEC 61987 | IEC | 2018-03-28 | 2018-03-28 | 2018-03-28 | 2018-03-28 |  | SC65E – IEC 61987 | C00018 | 001-01 (2018-03-28 07:26:06 by BATCH 00000762) standard | 0112/2///61987#ABV501 | https://cdd.iec.ch/CDD/IEC61987/iec61987.nsf/Classes/0112-2---61987%23ABF526 | https://cdd.iec.ch/cdd/iec61987/iec61987.nsf/PropertiesAllVersions/0112-2---61987%23ABB455,https://cdd.iec.ch/cdd/iec61987/iec61987.nsf/PropertiesAllVersions/0112-2---61987%23ABI460,https://cdd.iec.ch/cdd/iec61987/iec61987.nsf/PropertiesAllVersions/0112-2---61987%23ABA908,https://cdd.iec.ch/cdd/iec61987/iec61987.nsf/PropertiesAllVersions/0112-2---61987%23ABA907 | 0112-2---61987#ABB455,0112-2---61987#ABI460,0112-2---61987#ABA908,0112-2---61987#ABA907
0112/2///61987#ABI762 | 001 | 01 | 0112/2///61987#ABI762#001 | LOW_LOW_ALARM |  |  |  | parameter with properties characterizing a second low warning alarm |  |  |  |  | ITEM_CLASS | [5 empty] | 0112/2///61987#ABH876 - Analog input function block0112/2///61987#ABH885 - Control function block |  |  |  | Standard |  |  |  | 2019-03-08 | 2017-12-07 | 2019-03-08 | 2019-03-08 |  | SC65E – IEC 61987 | C00018 | 001-01 (2019-03-08 15:35:13 by BATCH 00000766) standard | 0112/2///61987#ABV501 | https://cdd.iec.ch/CDD/IEC61987/iec61987.nsf/Classes/0112-2---61987%23ABI762 | https://cdd.iec.ch/cdd/iec61987/iec61987.nsf/PropertiesAllVersions/0112-2---61987%23ABI661,https://cdd.iec.ch/cdd/iec61987/iec61987.nsf/PropertiesAllVersions/0112-2---61987%23ABI633,https://cdd.iec.ch/cdd/iec61987/iec61987.nsf/PropertiesAllVersions/0112-2---61987%23ABI962,https://cdd.iec.ch/cdd/iec61987/iec61987.nsf/PropertiesAllVersions/0112-2---61987%23ABJ015,https://cdd.iec.ch/cdd/iec61987/iec61987.nsf/PropertiesAllVersions/0112-2---61987%23ABJ158 | 0112-2---61987#ABI661,0112-2---61987#ABI633,0112-2---61987#ABI962,0112-2---61987#ABJ015,0112-2---61987#ABJ158
0112/2///61987#ABP058 | 001 | 01 | 0112/2///61987#ABP058#001 | Performance variable [output module] |  |  |  | properties characterizing the performance of an output module with respect to a particular variable |  |  |  |  | ITEM_CLASS | [5 empty] | 0112/2///61987#ABP056 - Performance of outputs [I/O module] |  |  | false | Standard |  | IEC 61987 | IEC | 2023-01-23 | 2023-01-23 | 2023-01-23 | 2023-01-23 |  | IEC/SC 65E | C00128 | 001-01 (2023-01-23 14:53:33 by BATCH 00000807) standard | 0112/2///61987#ABV501 | https://cdd.iec.ch/CDD/IEC61987/iec61987.nsf/Classes/0112-2---61987%23ABP058 | https://cdd.iec.ch/cdd/iec61987/iec61987.nsf/PropertiesAllVersions/0112-2---61987%23ABB271,https://cdd.iec.ch/cdd/iec61987/iec61987.nsf/PropertiesAllVersions/0112-2---61987%23ABA577,https://cdd.iec.ch/cdd/iec61987/iec61987.nsf/PropertiesAllVersions/0112-2---61987%23ABP269,https://cdd.iec.ch/cdd/iec61987/iec61987.nsf/PropertiesAllVersions/0112-2---61987%23ABP257 | 0112-2---61987#ABP269,0112-2---61987#ABP257,0112-2---61987#ABB271,0112-2---61987#ABA577
0112/2///61987#ABA665 | 003 | 01 | 0112/2///61987#ABA665#003 | Capsule pressure gauge |  |  |  | gauge pressure gauge which uses a the compression of a welded capsule with diaphragms on either side to measure and indicate gauge pressure |  |  |  |  | ITEM_CLASS |  |  |  |  | 0112/2///61987#ABU134 - reference to Operating LOP for pressure measuring equipment0112/2///61987#ABU421 - reference to Device LOP for absolute pressure/gauge pressure gauge |  |  |  |  | Standard |  |  |  | 2018-03-28 | 2013-08-27 | 2016-05-24 | 2016-05-24 |  | SC65E – IEC 61987 | C00004 |  | 0112/2///61987#ABA662 | https://cdd.iec.ch/CDD/IEC61987/iec61987.nsf/Classes/0112-2---61987%23ABA665 |  | 0112-2---61987#ABU421
0112/2///61987#ABG458 | 001 | 01 | 0112/2///61987#ABG458#001 | Phase [density] |  |  |  | properties characterizing a phase of a substance | Note 1: Phases are certain states of the substance characterized by the relative mobility of the molecules resulting in solid, liquid, or gas phase Note 2: Aqueous and non-aqueous phases | Polymorphic element: ABG458, Id: 2 |  |  | ITEM_CLASS | [5 empty] | 0112/2///61987#ABH054 - Process case variables [density] |  |  |  | Standard |  | IEC 61987 | IEC | 2018-03-28 | 2014-12-17 | 2018-03-20 | 2018-03-20 |  | SC65E – IEC 61987 | C00017 | 001-01 (2018-03-28 07:26:11 by BATCH 00000762) standard | 0112/2///61987#ABV501 | https://cdd.iec.ch/CDD/IEC61987/iec61987.nsf/Classes/0112-2---61987%23ABG458 | https://cdd.iec.ch/cdd/iec61987/iec61987.nsf/PropertiesAllVersions/0112-2---61987%23ABU640,https://cdd.iec.ch/cdd/iec61987/iec61987.nsf/PropertiesAllVersions/0112-2---61987%23ABU642,https://cdd.iec.ch/cdd/iec61987/iec61987.nsf/PropertiesAllVersions/0112-2---61987%23ABU643,https://cdd.iec.ch/cdd/iec61987/iec61987.nsf/PropertiesAllVersions/0112-2---61987%23ABU644,https://cdd.iec.ch/cdd/iec61987/iec61987.nsf/PropertiesAllVersions/0112-2---61987%23ABU645 | 0112-2---61987#ABU640,0112-2---61987#ABU642,0112-2---61987#ABU643,0112-2---61987#ABU644,0112-2---61987#ABU645
0112/2///61987#ABG269 | 001 | 01 | 0112/2///61987#ABG269#001 | Reference conditions for the performance variable [8] |  |  |  | properties characterizing the reference conditions under which the performance of a device was tested |  |  |  |  | ITEM_CLASS | [5 empty] | 0112/2///61987#ABG259 - Performance variable [19] |  |  |  | Standard |  | IEC 61987 | IEC | 2018-03-28 | 2014-12-17 | 2018-03-20 | 2018-03-20 |  | SC65E – IEC 61987 | C00017 | 001-01 (2018-03-28 07:26:08 by BATCH 00000762) standard | 0112/2///61987#ABV501 | https://cdd.iec.ch/CDD/IEC61987/iec61987.nsf/Classes/0112-2---61987%23ABG269 | https://cdd.iec.ch/cdd/iec61987/iec61987.nsf/PropertiesAllVersions/0112-2---61987%23ABD193,https://cdd.iec.ch/cdd/iec61987/iec61987.nsf/PropertiesAllVersions/0112-2---61987%23ABU696,https://cdd.iec.ch/cdd/iec61987/iec61987.nsf/PropertiesAllVersions/0112-2---61987%23ABH053 | 0112-2---61987#ABD193,0112-2---61987#ABU696,0112-2---61987#ABH053
0112/2///61987#ABE637 | 001 | 01 | 0112/2///61987#ABE637#001 | Rotating vane flow switch |  |  |  | mechanical flow switch that uses the rotation of a vane to detect a flow regime |  |  |  |  | ITEM_CLASS |  |  |  |  | 0112/2///61987#ABU125 - reference to Operating LOP for flow measuring equipment |  |  |  |  | Standard |  |  |  | 2018-03-28 | 2014-07-18 | 2016-05-24 | 2016-05-24 |  | SC65E – IEC 61987 | C00004 | 001-01 (2018-03-28 07:26:03 by BATCH 00000762) standard | 0112/2///61987#ABA699 | https://cdd.iec.ch/CDD/IEC61987/iec61987.nsf/Classes/0112-2---61987%23ABE637
0112/2///61987#ABA005 | 002 | 01 | 0112/2///61987#ABA005#002 | Device LOP for flow transmitter |  |  |  | list of properties characterizing a flow transmitter |  |  |  |  | ITEM_CLASS | [5 empty] | 0112/2///61987#ABV010 - Flow transmitter (generic) |  |  |  | Standard |  |  |  | 2018-03-28 | 2013-09-27 | 2016-05-24 | 2016-05-24 |  | SC65E – IEC 61987 | C00004 |  | 0112/2///61987#ABV504 | https://cdd.iec.ch/CDD/IEC61987/iec61987.nsf/Classes/0112-2---61987%23ABA005 | https://cdd.iec.ch/cdd/iec61987/iec61987.nsf/PropertiesAllVersions/0112-2---61987%23ABC899,https://cdd.iec.ch/cdd/iec61987/iec61987.nsf/PropertiesAllVersions/0112-2---61987%23ABC730,https://cdd.iec.ch/cdd/iec61987/iec61987.nsf/PropertiesAllVersions/0112-2---61987%23ABC885,https://cdd.iec.ch/cdd/iec61987/iec61987.nsf/PropertiesAllVersions/0112-2---61987%23ABC920,https://cdd.iec.ch/cdd/iec61987/iec61987.nsf/PropertiesAllVersions/0112-2---61987%23ABB206,https://cdd.iec.ch/cdd/iec61987/iec61987.nsf/PropertiesAllVersions/0112-2---61987%23ABD106,https://cdd.iec.ch/cdd/iec61987/iec61987.nsf/PropertiesAllVersions/0112-2---61987%23ABC830,https://cdd.iec.ch/cdd/iec61987/iec61987.nsf/PropertiesAllVersions/0112-2---61987%23ABD121,https://cdd.iec.ch/cdd/iec61987/iec61987.nsf/PropertiesAllVersions/0112-2---61987%23ABD187,https://cdd.iec.ch/cdd/iec61987/iec61987.nsf/PropertiesAllVersions/0112-2---61987%23ABD052,https://cdd.iec.ch/cdd/iec61987/iec61987.nsf/PropertiesAllVersions/0112-2---61987%23ABD088,https://cdd.iec.ch/cdd/iec61987/iec61987.nsf/PropertiesAllVersions/0112-2---61987%23ABD153,https://cdd.iec.ch/cdd/iec61987/iec61987.nsf/PropertiesAllVersions/0112-2---61987%23ABC786,https://cdd.iec.ch/cdd/iec61987/iec61987.nsf/PropertiesAllVersions/0112-2---61987%23ABC795,https://cdd.iec.ch/cdd/iec61987/iec61987.nsf/PropertiesAllVersions/0112-2---61987%23ABA293,https://cdd.iec.ch/cdd/iec61987/iec61987.nsf/PropertiesAllVersions/0112-2---61987%23ABC710 | 0112-2---61987#ABC920,0112-2---61987#ABC830,0112-2---61987#ABC730,0112-2---61987#ABD121,0112-2---61987#ABD088,0112-2---61987#ABC885,0112-2---61987#ABD187,0112-2---61987#ABD153,0112-2---61987#ABC786,0112-2---61987#ABC795,0112-2---61987#ABA293,0112-2---61987#ABC710,0112-2---61987#ABC899,0112-2---61987#ABB206,0112-2---61987#ABD106,0112-2---61987#ABD052
0112/2///61987#ABC454 | 001 | 02 | 0112/2///61987#ABC454#001 | Normal process design conditions [1] |  |  |  | properties characterizing the normal range of process conditions for which a device shall be designed and operate within its specifications |  |  |  |  | ITEM_CLASS | [5 empty] | 0112/2///61987#ABC539 - Process design conditions [pressure] |  |  |  | Standard |  |  |  | 2018-03-28 | 2013-08-27 | 2013-08-27 | 2014-06-18 |  | SC65E – IEC 61987 | C00019 |  | 0112/2///61987#ABV501 | https://cdd.iec.ch/CDD/IEC61987/iec61987.nsf/Classes/0112-2---61987%23ABC454 | https://cdd.iec.ch/cdd/iec61987/iec61987.nsf/PropertiesAllVersions/0112-2---61987%23ABA954,https://cdd.iec.ch/cdd/iec61987/iec61987.nsf/PropertiesAllVersions/0112-2---61987%23ABB184,https://cdd.iec.ch/cdd/iec61987/iec61987.nsf/PropertiesAllVersions/0112-2---61987%23ABA955,https://cdd.iec.ch/cdd/iec61987/iec61987.nsf/PropertiesAllVersions/0112-2---61987%23ABB185,https://cdd.iec.ch/cdd/iec61987/iec61987.nsf/PropertiesAllVersions/0112-2---61987%23ABD423,https://cdd.iec.ch/cdd/iec61987/iec61987.nsf/PropertiesAllVersions/0112-2---61987%23ABD513,https://cdd.iec.ch/cdd/iec61987/iec61987.nsf/PropertiesAllVersions/0112-2---61987%23ABA918,https://cdd.iec.ch/cdd/iec61987/iec61987.nsf/PropertiesAllVersions/0112-2---61987%23ABA919,https://cdd.iec.ch/cdd/iec61987/iec61987.nsf/PropertiesAllVersions/0112-2---61987%23ABA598,https://cdd.iec.ch/cdd/iec61987/iec61987.nsf/PropertiesAllVersions/0112-2---61987%23ABB055,https://cdd.iec.ch/cdd/iec61987/iec61987.nsf/PropertiesAllVersions/0112-2---61987%23ABB056,https://cdd.iec.ch/cdd/iec61987/iec61987.nsf/PropertiesAllVersions/0112-2---61987%23ABA110,https://cdd.iec.ch/cdd/iec61987/iec61987.nsf/PropertiesAllVersions/0112-2---61987%23ABA111 | 0112-2---61987#ABB056,0112-2---61987#ABA954,0112-2---61987#ABA919,0112-2---61987#ABB185,0112-2---61987#ABD423,0112-2---61987#ABD513,0112-2---61987#ABA918,0112-2---61987#ABA598,0112-2---61987#ABB055,0112-2---61987#ABB184,0112-2---61987#ABA955,0112-2---61987#ABA110,0112-2---61987#ABA111
0112/2///61987#ABC471 | 002 | 01 | 0112/2///61987#ABC471#002 | Other operating pressure instrument design conditions |  |  |  | properties characterizing further nominal conditions for the design of pressure devices at a measuring point |  |  |  |  | ITEM_CLASS | [5 empty] | 0112/2///61987#ABC460 - Operating conditions for device design for pressure instruments0112/2///61987#ABC460 - Operating conditions for device design [pressure] |  |  |  | Standard |  |  |  | 2018-03-28 | 2013-09-27 | 2016-05-24 | 2016-05-24 |  | SC65E – IEC 61987 | C00004 |  | 0112/2///61987#ABV501 | https://cdd.iec.ch/CDD/IEC61987/iec61987.nsf/Classes/0112-2---61987%23ABC471 | https://cdd.iec.ch/cdd/iec61987/iec61987.nsf/PropertiesAllVersions/0112-2---61987%23ABB997,https://cdd.iec.ch/cdd/iec61987/iec61987.nsf/PropertiesAllVersions/0112-2---61987%23ABB998,https://cdd.iec.ch/cdd/iec61987/iec61987.nsf/PropertiesAllVersions/0112-2---61987%23ABD425 | 0112-2---61987#ABB997,0112-2---61987#ABB998,0112-2---61987#ABD425
0112/2///61987#ABC521 | 006 | 01 | 0112/2///61987#ABC521#006 | Potable water approval |  |  |  | properties characterizing certificates and approvals pertaining to usage in potable water |  |  |  |  | ITEM_CLASS | [5 empty] | 0112/2///61987#ABC102 - Approval for use in special applications0112/2///61987#ABD804 - Approval for use in special applications [2] |  |  |  | Standard |  |  |  | 2018-03-28 | 2013-08-27 | 2018-03-20 | 2018-03-20 |  | SC65E – IEC 61987 | C00004 |  | 0112/2///61987#ABV501 | https://cdd.iec.ch/CDD/IEC61987/iec61987.nsf/Classes/0112-2---61987%23ABC521 | https://cdd.iec.ch/cdd/iec61987/iec61987.nsf/PropertiesAllVersions/0112-2---61987%23ABA233,https://cdd.iec.ch/cdd/iec61987/iec61987.nsf/PropertiesAllVersions/0112-2---61987%23ABA234 | 0112-2---61987#ABA234,0112-2---61987#ABA233
0112/2///61987#ABF185 | 001 | 01 | 0112/2///61987#ABF185#001 | Vibration probe |  |  |  | properties characterizing the vibration probe of a vibrating limit switch |  |  |  |  | ITEM_CLASS | [5 empty] | 0112/2///61987#ABF183 - Structural design of a vibrating level switch0112/2///61987#ABF635 - Structural design of a vibrating fork/rod density transmitter |  |  |  | Standard |  | IEC 61987 | IEC | 2018-03-28 | 2018-03-28 | 2018-03-28 | 2018-03-28 |  | SC65E – IEC 61987 | C00018 | 001-01 (2018-03-28 07:26:05 by BATCH 00000762) standard | 0112/2///61987#ABV501 | https://cdd.iec.ch/CDD/IEC61987/iec61987.nsf/Classes/0112-2---61987%23ABF185 | https://cdd.iec.ch/cdd/iec61987/iec61987.nsf/PropertiesAllVersions/0112-2---61987%23ABB028,https://cdd.iec.ch/cdd/iec61987/iec61987.nsf/PropertiesAllVersions/0112-2---61987%23ABF184,https://cdd.iec.ch/cdd/iec61987/iec61987.nsf/PropertiesAllVersions/0112-2---61987%23ABF138,https://cdd.iec.ch/cdd/iec61987/iec61987.nsf/PropertiesAllVersions/0112-2---61987%23ABF186,https://cdd.iec.ch/cdd/iec61987/iec61987.nsf/PropertiesAllVersions/0112-2---61987%23ABB952,https://cdd.iec.ch/cdd/iec61987/iec61987.nsf/PropertiesAllVersions/0112-2---61987%23ABF733,https://cdd.iec.ch/cdd/iec61987/iec61987.nsf/PropertiesAllVersions/0112-2---61987%23ABF187,https://cdd.iec.ch/cdd/iec61987/iec61987.nsf/PropertiesAllVersions/0112-2---61987%23ABA633 | 0112-2---61987#ABB952,0112-2---61987#ABF733,0112-2---61987#ABF187,0112-2---61987#ABA633,0112-2---61987#ABB028,0112-2---61987#ABF184,0112-2---61987#ABF138,0112-2---61987#ABF186
0112/2///61987#ABF497 | 001 | 01 | 0112/2///61987#ABF497#001 | Resistance parameter setting/sensor matching parameters |  |  |  | properties characterizing the parameters of the equation relating the temperature to the electrical resistance of a RTD sensing element |  |  |  |  | ITEM_CLASS | [5 empty] | 0112/2///61987#ABF398 - RTD/resistance measurement0112/2///61987#ABF418 - RTD |  |  |  | Standard |  | IEC 61987 | IEC | 2018-03-28 | 2017-09-22 | 2017-09-22 | 2017-09-22 |  | SC65E – IEC 61987 | C00018 | 001-01 (2018-03-28 07:26:06 by BATCH 00000762) standard | 0112/2///61987#ABV501 | https://cdd.iec.ch/CDD/IEC61987/iec61987.nsf/Classes/0112-2---61987%23ABF497 | https://cdd.iec.ch/cdd/iec61987/iec61987.nsf/PropertiesAllVersions/0112-2---61987%23ABF499,https://cdd.iec.ch/cdd/iec61987/iec61987.nsf/PropertiesAllVersions/0112-2---61987%23ABF500,https://cdd.iec.ch/cdd/iec61987/iec61987.nsf/PropertiesAllVersions/0112-2---61987%23ABF501,https://cdd.iec.ch/cdd/iec61987/iec61987.nsf/PropertiesAllVersions/0112-2---61987%23ABF502,https://cdd.iec.ch/cdd/iec61987/iec61987.nsf/PropertiesAllVersions/0112-2---61987%23ABF503 | 0112-2---61987#ABF501,0112-2---61987#ABF502,0112-2---61987#ABF503,0112-2---61987#ABF499,0112-2---61987#ABF500
0112/2///61987#ABC507 | 002 | 01 | 0112/2///61987#ABC507#002 | Performance variable [5] |  |  |  | properties characterizing the performance of a device with respect to a particular process variable |  |  |  |  | ITEM_CLASS | [5 empty] | 0112/2///61987#ABC496 - Performance [6]0112/2///61987#ABC497 - Performance [7] |  |  |  | Standard |  |  |  | 2018-03-28 | 2013-08-27 | 2016-05-24 | 2016-05-24 |  | SC65E – IEC 61987 | C00004 |  | 0112/2///61987#ABV501 | https://cdd.iec.ch/CDD/IEC61987/iec61987.nsf/Classes/0112-2---61987%23ABC507 | https://cdd.iec.ch/cdd/iec61987/iec61987.nsf/PropertiesAllVersions/0112-2---61987%23ABB271,https://cdd.iec.ch/cdd/iec61987/iec61987.nsf/PropertiesAllVersions/0112-2---61987%23ABA577,https://cdd.iec.ch/cdd/iec61987/iec61987.nsf/PropertiesAllVersions/0112-2---61987%23ABD194,https://cdd.iec.ch/cdd/iec61987/iec61987.nsf/PropertiesAllVersions/0112-2---61987%23ABU383 | 0112-2---61987#ABB271,0112-2---61987#ABA577,0112-2---61987#ABD194,0112-2---61987#ABU383
0112/2///61987#ABG143 | 001 | 01 | 0112/2///61987#ABG143#001 | Type of output [13] |  |  |  | administration block for polymorphism acting as proxy for the selected output type |  | Polymorphic element: ABG143, Id: 2 |  |  | ITEM_CLASS | [5 empty] | 0112/2///61987#ABG128 - Output [13] |  |  |  | Standard |  | IEC 61987 | IEC | 2018-03-28 | 2014-12-17 | 2018-03-20 | 2018-03-20 |  | SC65E – IEC 61987 | C00018 | 001-01 (2018-03-28 07:26:07 by BATCH 00000762) standard | 0112/2///61987#ABV501 | https://cdd.iec.ch/CDD/IEC61987/iec61987.nsf/Classes/0112-2---61987%23ABG143 | https://cdd.iec.ch/cdd/iec61987/iec61987.nsf/PropertiesAllVersions/0112-2---61987%23ABU895,https://cdd.iec.ch/cdd/iec61987/iec61987.nsf/PropertiesAllVersions/0112-2---61987%23ABU909,https://cdd.iec.ch/cdd/iec61987/iec61987.nsf/PropertiesAllVersions/0112-2---61987%23ABU910,https://cdd.iec.ch/cdd/iec61987/iec61987.nsf/PropertiesAllVersions/0112-2---61987%23ABU911,https://cdd.iec.ch/cdd/iec61987/iec61987.nsf/PropertiesAllVersions/0112-2---61987%23ABU954,https://cdd.iec.ch/cdd/iec61987/iec61987.nsf/PropertiesAllVersions/0112-2---61987%23ABV013,https://cdd.iec.ch/cdd/iec61987/iec61987.nsf/PropertiesAllVersions/0112-2---61987%23ABV014,https://cdd.iec.ch/cdd/iec61987/iec61987.nsf/PropertiesAllVersions/0112-2---61987%23ABV015,https://cdd.iec.ch/cdd/iec61987/iec61987.nsf/PropertiesAllVersions/0112-2---61987%23ABV016,https://cdd.iec.ch/cdd/iec61987/iec61987.nsf/PropertiesAllVersions/0112-2---61987%23ABU912 | 0112-2---61987#ABV015,0112-2---61987#ABV016,0112-2---61987#ABU895,0112-2---61987#ABU909,0112-2---61987#ABU910,0112-2---61987#ABU911,0112-2---61987#ABV013,0112-2---61987#ABV014,0112-2---61987#ABU912,0112-2---61987#ABU954
0112/2///61987#ABN997 | 001 | 01 | 0112/2///61987#ABN997#001 | Pressure controller |  |  |  | controller that provides a continuously adjusted pressure, based on a input signal (e.g. 4 to 20 mA) or manual setting |  |  |  |  | ITEM_CLASS |  |  |  |  | 0112/2///61987#ABP285 - reference to Operating LOP for infrastructure devices |  |  |  | true | Standard |  | IEC 61987-31 | IEC | 2022-10-26 | 2022-10-26 | 2022-10-26 | 2022-10-26 |  | IEC/SC 65E | C00127 | 001-01 (2022-10-26 07:15:16 by BATCH 00000802) standard | 0112/2///61987#ABN988 | https://cdd.iec.ch/CDD/IEC61987/iec61987.nsf/Classes/0112-2---61987%23ABN997
0112/2///61987#ABV001 | 003 | 04 | 0112/2///61987#ABV001#003 | Libraries |  |  |  | predefined group of one or more classes |  |  |  |  | ITEM_CLASS | [9 empty] | Standard |  |  |  | 2018-03-28 | 2013-09-27 | 2013-09-27 | 2014-06-18 |  | SC65E – IEC 61987 | C00009 |  | 0112/2///61987#ABA000 | https://cdd.iec.ch/CDD/IEC61987/iec61987.nsf/Classes/0112-2---61987%23ABV001
0112/2///61987#ABC151 | 006 | 01 | 0112/2///61987#ABC151#006 | Calculation certificate |  |  |  | properties characterizing certificates and information pertaining to calculation made for device design and its components |  |  |  |  | ITEM_CLASS | [5 empty] | 0112/2///61987#ABC156 - Certificates and approvals0112/2///61987#ABD817 - Certificates and approvals [2]0112/2///61987#ABD818 - Certificates and approvals [3] |  |  |  | Standard |  |  |  | 2018-03-28 | 2013-08-27 | 2018-03-20 | 2018-03-20 |  | SC65E – IEC 61987 | C00004 |  | 0112/2///61987#ABV501 | https://cdd.iec.ch/CDD/IEC61987/iec61987.nsf/Classes/0112-2---61987%23ABC151 | https://cdd.iec.ch/cdd/iec61987/iec61987.nsf/PropertiesAllVersions/0112-2---61987%23ABB429,https://cdd.iec.ch/cdd/iec61987/iec61987.nsf/PropertiesAllVersions/0112-2---61987%23ABB430,https://cdd.iec.ch/cdd/iec61987/iec61987.nsf/PropertiesAllVersions/0112-2---61987%23ABB431 | 0112-2---61987#ABB429,0112-2---61987#ABB430,0112-2---61987#ABB431
0112/2///61987#ABC207 | 001 | 02 | 0112/2///61987#ABC207#001 | Display of a digital indicator |  |  |  | properties characterizing the display of a digital indicator |  |  |  |  | ITEM_CLASS | [5 empty] | 0112/2///61987#ABC202 - Digital indicator0112/2///61987#ABD850 - Digital indicator [2] |  |  |  | Standard |  |  |  | 2018-03-28 | 2013-08-27 | 2013-08-27 | 2014-06-18 |  | SC65E – IEC 61987 | C00004 |  | 0112/2///61987#ABV501 | https://cdd.iec.ch/CDD/IEC61987/iec61987.nsf/Classes/0112-2---61987%23ABC207 | https://cdd.iec.ch/cdd/iec61987/iec61987.nsf/PropertiesAllVersions/0112-2---61987%23ABB972,https://cdd.iec.ch/cdd/iec61987/iec61987.nsf/PropertiesAllVersions/0112-2---61987%23ABB973,https://cdd.iec.ch/cdd/iec61987/iec61987.nsf/PropertiesAllVersions/0112-2---61987%23ABC836,https://cdd.iec.ch/cdd/iec61987/iec61987.nsf/PropertiesAllVersions/0112-2---61987%23ABB984 | 0112-2---61987#ABB972,0112-2---61987#ABB973,0112-2---61987#ABC836,0112-2---61987#ABB984
0112/2///61987#ABC499 | 002 | 01 | 0112/2///61987#ABC499#002 | Performance [9] |  |  |  | properties characterizing the performance of the device with regard to measurement accuracy and dynamic behaviour |  |  | from IEC 61987-1, 5.6 |  | ITEM_CLASS | [5 empty] | 0112/2///61987#ABA035 - Device LOP for remote seal |  |  |  | Standard |  |  |  | 2018-03-28 | 2013-08-27 | 2016-05-24 | 2016-05-24 |  | SC65E – IEC 61987 | C00004 |  | 0112/2///61987#ABV501 | https://cdd.iec.ch/CDD/IEC61987/iec61987.nsf/Classes/0112-2---61987%23ABC499 | https://cdd.iec.ch/cdd/iec61987/iec61987.nsf/PropertiesAllVersions/0112-2---61987%23ABD196,https://cdd.iec.ch/cdd/iec61987/iec61987.nsf/PropertiesAllVersions/0112-2---61987%23ABD132 | 0112-2---61987#ABD196,0112-2---61987#ABD132
0112/2///61987#ABC683 | 002 | 01 | 0112/2///61987#ABC683#002 | Voltage signal on alarm |  |  |  | properties characterizing the value(s) or status assumed by the voltage signal when there is a fault in the process measuring equipment |  |  |  |  | ITEM_CLASS | [5 empty] | 0112/2///61987#ABC094 - Analog voltage input parameters0112/2///61987#ABC099 - Analog voltage output parameters0112/2///61987#ABP019 - Analog voltage input parameters [I/O module] |  |  | false | Standard |  | IEC 61987 | IEC | 2023-01-23 | 2017-12-07 | 2023-01-23 | 2023-01-23 |  | IEC/SC 65E | C00128 |  | 0112/2///61987#ABV501 | https://cdd.iec.ch/CDD/IEC61987/iec61987.nsf/Classes/0112-2---61987%23ABC683 | https://cdd.iec.ch/cdd/iec61987/iec61987.nsf/PropertiesAllVersions/0112-2---61987%23ABP190,https://cdd.iec.ch/cdd/iec61987/iec61987.nsf/PropertiesAllVersions/0112-2---61987%23ABP191,https://cdd.iec.ch/cdd/iec61987/iec61987.nsf/PropertiesAllVersions/0112-2---61987%23ABA407,https://cdd.iec.ch/cdd/iec61987/iec61987.nsf/PropertiesAllVersions/0112-2---61987%23ABA408,https://cdd.iec.ch/cdd/iec61987/iec61987.nsf/PropertiesAllVersions/0112-2---61987%23ABA375,https://cdd.iec.ch/cdd/iec61987/iec61987.nsf/PropertiesAllVersions/0112-2---61987%23ABA996 | 0112-2---61987#ABA375,0112-2---61987#ABA996,0112-2---61987#ABP190,0112-2---61987#ABP191,0112-2---61987#ABA407,0112-2---61987#ABA408
0112/2///61987#ABP054 | 001 | 01 | 0112/2///61987#ABP054#001 | Performance [I/O module] |  |  |  | properties characterizing the performance of the device with regard to measurement accuracy and dynamic behaviour for an I/O module |  |  |  |  | ITEM_CLASS | [5 empty] | 0112/2///61987#ABP026 - Device LOP for I/O modules |  |  | false | Standard |  | IEC 61987 | IEC | 2023-01-23 | 2023-01-23 | 2023-01-23 | 2023-01-23 |  | IEC/SC 65E | C00128 | 001-01 (2023-01-23 14:53:33 by BATCH 00000807) standard | 0112/2///61987#ABV501 | https://cdd.iec.ch/CDD/IEC61987/iec61987.nsf/Classes/0112-2---61987%23ABP054 | https://cdd.iec.ch/cdd/iec61987/iec61987.nsf/PropertiesAllVersions/0112-2---61987%23ABP259,https://cdd.iec.ch/cdd/iec61987/iec61987.nsf/PropertiesAllVersions/0112-2---61987%23ABP260 | 0112-2---61987#ABP259,0112-2---61987#ABP260
0112/2///61987#ABC122 | 001 | 02 | 0112/2///61987#ABC122#001 | Assigned variable [5] |  |  |  | properties characterizing the configuration of the analog input or output |  | 9 ABC122.9 |  |  | ITEM_CLASS | [5 empty] | 0112/2///61987#ABC089 - Analog current output [4]0112/2///61987#ABC097 - Analog voltage output [3]0112/2///61987#ABC252 - Frequency output [3]0112/2///61987#ABC518 - Pneumatic/hydraulic output [3]0112/2///61987#ABD528 - Manufacturer-specific output [3] |  |  |  | Standard |  |  |  | 2018-03-28 | 2013-08-27 | 2013-08-27 | 2014-06-18 |  | SC65E – IEC 61987 | C00004 |  | 0112/2///61987#ABV501 | https://cdd.iec.ch/CDD/IEC61987/iec61987.nsf/Classes/0112-2---61987%23ABC122 | https://cdd.iec.ch/cdd/iec61987/iec61987.nsf/PropertiesAllVersions/0112-2---61987%23ABU393,https://cdd.iec.ch/cdd/iec61987/iec61987.nsf/PropertiesAllVersions/0112-2---61987%23ABU418,https://cdd.iec.ch/cdd/iec61987/iec61987.nsf/PropertiesAllVersions/0112-2---61987%23ABU419,https://cdd.iec.ch/cdd/iec61987/iec61987.nsf/PropertiesAllVersions/0112-2---61987%23ABU420 | 0112-2---61987#ABU393,0112-2---61987#ABU418,0112-2---61987#ABU419,0112-2---61987#ABU420
0112/2///61987#ABC592 | 001 | 02 | 0112/2///61987#ABC592#001 | Signal configuration function |  |  |  | properties characterizing a configurable input and/or output signal of a device |  |  |  |  | ITEM_CLASS | [5 empty] | 0112/2///61987#ABC596 - Software configuration functions |  |  |  | Standard |  |  |  | 2018-03-28 | 2013-08-27 | 2013-08-27 | 2014-06-18 |  | SC65E – IEC 61987 | C00004 |  | 0112/2///61987#ABV501 | https://cdd.iec.ch/CDD/IEC61987/iec61987.nsf/Classes/0112-2---61987%23ABC592 | https://cdd.iec.ch/cdd/iec61987/iec61987.nsf/PropertiesAllVersions/0112-2---61987%23ABA495,https://cdd.iec.ch/cdd/iec61987/iec61987.nsf/PropertiesAllVersions/0112-2---61987%23ABA496,https://cdd.iec.ch/cdd/iec61987/iec61987.nsf/PropertiesAllVersions/0112-2---61987%23ABA497,https://cdd.iec.ch/cdd/iec61987/iec61987.nsf/PropertiesAllVersions/0112-2---61987%23ABA498 | 0112-2---61987#ABA495,0112-2---61987#ABA496,0112-2---61987#ABA497,0112-2---61987#ABA498
0112/2///61987#ABF375 | 002 | 01 | 0112/2///61987#ABF375#002 | Transmitter/switch housing |  |  |  | properties characterizing the mechanical and electronic design of an integral or remote transmitter or switch |  |  |  |  | ITEM_CLASS | [5 empty] | 0112/2///61987#ABG405 - Structural design [level transmitter]0112/2///61987#ABG406 - Structural design [level switch]0112/2///61987#ABG407 - Structural design [hydrostatic pressure level transmitter]0112/2///61987#ABG408 - Structural design [displacer level transmitter/switch]0112/2///61987#ABG409 - Structural design [guided-wave radar level transmitter/switch]0112/2///61987#ABG410 - Structural design [float level transmitter/switch]0112/2///61987#ABG411 - Structural design [capacitance level transmitter/switch]0112/2///61987#ABG412 - Structural design [conductance level transmitter/switch]0112/2///61987#ABG413 - Structural design [magnetic level gauge]0112/2///61987#ABG414 - Structural design [nuclear level transmitter/switch]0112/2///61987#ABG415 - Structural design [free-space radar level transmitter]0112/2///61987#ABG416 - Structural design [plumb bob level transmitter]0112/2///61987#ABG417 - Structural design [ultrasonic level transmitter]0112/2///61987#ABG418 - Structural design [laser level transmitter]0112/2///61987#ABG419 - Structural design [servo level transmitter ]0112/2///61987#ABG420 - Structural design [separate level transmitter/switching unit]0112/2///61987#ABG421 - Structural design [optical level switch]0112/2///61987#ABG422 - Structural design [rotary paddle switch]0112/2///61987#ABG423 - Structural design [vibrating level switch]0112/2///61987#ABG424 - Structural design [ultrasonic level switch]0112/2///61987#ABG425 - Structural design [microwave level switch]0112/2///61987#ABG426 - Structural design [thermal level switch]0112/2///61987#ABG427 - Structural design [sight level indicator]0112/2///61987#ABG428 - Structural design [sight level gauge] |  |  |  | Standard |  | IEC 61987 | IEC | 2020-02-24 | 2017-12-07 | 2020-02-24 | 2020-02-24 |  | SC65E – IEC 61987 | C00091 |  | 0112/2///61987#ABV501 | https://cdd.iec.ch/CDD/IEC61987/iec61987.nsf/Classes/0112-2---61987%23ABF375 | https://cdd.iec.ch/cdd/iec61987/iec61987.nsf/PropertiesAllVersions/0112-2---61987%23ABF438,https://cdd.iec.ch/cdd/iec61987/iec61987.nsf/PropertiesAllVersions/0112-2---61987%23ABH402,https://cdd.iec.ch/cdd/iec61987/iec61987.nsf/PropertiesAllVersions/0112-2---61987%23ABH401,https://cdd.iec.ch/cdd/iec61987/iec61987.nsf/PropertiesAllVersions/0112-2---61987%23ABH454,https://cdd.iec.ch/cdd/iec61987/iec61987.nsf/PropertiesAllVersions/0112-2---61987%23ABA184,https://cdd.iec.ch/cdd/iec61987/iec61987.nsf/PropertiesAllVersions/0112-2---61987%23ABF534,https://cdd.iec.ch/cdd/iec61987/iec61987.nsf/PropertiesAllVersions/0112-2---61987%23ABB502,https://cdd.iec.ch/cdd/iec61987/iec61987.nsf/PropertiesAllVersions/0112-2---61987%23ABB074,https://cdd.iec.ch/cdd/iec61987/iec61987.nsf/PropertiesAllVersions/0112-2---61987%23ABA156,https://cdd.iec.ch/cdd/iec61987/iec61987.nsf/PropertiesAllVersions/0112-2---61987%23ABA157,https://cdd.iec.ch/cdd/iec61987/iec61987.nsf/PropertiesAllVersions/0112-2---61987%23ABB393,https://cdd.iec.ch/cdd/iec61987/iec61987.nsf/PropertiesAllVersions/0112-2---61987%23ABA952,https://cdd.iec.ch/cdd/iec61987/iec61987.nsf/PropertiesAllVersions/0112-2---61987%23ABA553,https://cdd.iec.ch/cdd/iec61987/iec61987.nsf/PropertiesAllVersions/0112-2---61987%23ABA640,https://cdd.iec.ch/cdd/iec61987/iec61987.nsf/PropertiesAllVersions/0112-2---61987%23ABA573,https://cdd.iec.ch/cdd/iec61987/iec61987.nsf/PropertiesAllVersions/0112-2---61987%23ABA574,https://cdd.iec.ch/cdd/iec61987/iec61987.nsf/PropertiesAllVersions/0112-2---61987%23ABA582,https://cdd.iec.ch/cdd/iec61987/iec61987.nsf/PropertiesAllVersions/0112-2---61987%23ABB932,https://cdd.iec.ch/cdd/iec61987/iec61987.nsf/PropertiesAllVersions/0112-2---61987%23ABA910,https://cdd.iec.ch/cdd/iec61987/iec61987.nsf/PropertiesAllVersions/0112-2---61987%23ABA158,https://cdd.iec.ch/cdd/iec61987/iec61987.nsf/PropertiesAllVersions/0112-2---61987%23ABA916,https://cdd.iec.ch/cdd/iec61987/iec61987.nsf/PropertiesAllVersions/0112-2---61987%23ABA917,https://cdd.iec.ch/cdd/iec61987/iec61987.nsf/PropertiesAllVersions/0112-2---61987%23ABB010,https://cdd.iec.ch/cdd/iec61987/iec61987.nsf/PropertiesAllVersions/0112-2---61987%23ABA558,https://cdd.iec.ch/cdd/iec61987/iec61987.nsf/PropertiesAllVersions/0112-2---61987%23ABA179,https://cdd.iec.ch/cdd/iec61987/iec61987.nsf/PropertiesAllVersions/0112-2---61987%23ABB386,https://cdd.iec.ch/cdd/iec61987/iec61987.nsf/PropertiesAllVersions/0112-2---61987%23ABA589,https://cdd.iec.ch/cdd/iec61987/iec61987.nsf/PropertiesAllVersions/0112-2---61987%23ABA193,https://cdd.iec.ch/cdd/iec61987/iec61987.nsf/PropertiesAllVersions/0112-2---61987%23ABB009,https://cdd.iec.ch/cdd/iec61987/iec61987.nsf/PropertiesAllVersions/0112-2---61987%23ABA614,https://cdd.iec.ch/cdd/iec61987/iec61987.nsf/PropertiesAllVersions/0112-2---61987%23ABH414,https://cdd.iec.ch/cdd/iec61987/iec61987.nsf/PropertiesAllVersions/0112-2---61987%23ABH455,https://cdd.iec.ch/cdd/iec61987/iec61987.nsf/PropertiesAllVersions/0112-2---61987%23ABA155,https://cdd.iec.ch/cdd/iec61987/iec61987.nsf/PropertiesAllVersions/0112-2---61987%23ABH397,https://cdd.iec.ch/cdd/iec61987/iec61987.nsf/PropertiesAllVersions/0112-2---61987%23ABH398,https://cdd.iec.ch/cdd/iec61987/iec61987.nsf/PropertiesAllVersions/0112-2---61987%23ABA559,https://cdd.iec.ch/cdd/iec61987/iec61987.nsf/PropertiesAllVersions/0112-2---61987%23ABD005,https://cdd.iec.ch/cdd/iec61987/iec61987.nsf/PropertiesAllVersions/0112-2---61987%23ABD006,https://cdd.iec.ch/cdd/iec61987/iec61987.nsf/PropertiesAllVersions/0112-2---61987%23ABC859,https://cdd.iec.ch/cdd/iec61987/iec61987.nsf/PropertiesAllVersions/0112-2---61987%23ABB177,https://cdd.iec.ch/cdd/iec61987/iec61987.nsf/PropertiesAllVersions/0112-2---61987%23ABC802,https://cdd.iec.ch/cdd/iec61987/iec61987.nsf/PropertiesAllVersions/0112-2---61987%23ABC012,https://cdd.iec.ch/cdd/iec61987/iec61987.nsf/PropertiesAllVersions/0112-2---61987%23ABC861 | 0112-2---61987#ABA574,0112-2---61987#ABA910,0112-2---61987#ABB386,0112-2---61987#ABD005,0112-2---61987#ABB177,0112-2---61987#ABF438,0112-2---61987#ABB393,0112-2---61987#ABA640,0112-2---61987#ABA917,0112-2---61987#ABB074,0112-2---61987#ABA952,0112-2---61987#ABA156,0112-2---61987#ABA573,0112-2---61987#ABB932,0112-2---61987#ABB010,0112-2---61987#ABA193,0112-2---61987#ABB009,0112-2---61987#ABH454,0112-2---61987#ABA184,0112-2---61987#ABC012,0112-2---61987#ABC861,0112-2---61987#ABA179,0112-2---61987#ABH398,0112-2---61987#ABA158,0112-2---61987#ABA916,0112-2---61987#ABA589,0112-2---61987#ABH414,0112-2---61987#ABA559,0112-2---61987#ABC859,0112-2---61987#ABH402,0112-2---61987#ABF534,0112-2---61987#ABA614,0112-2---61987#ABH455,0112-2---61987#ABH397,0112-2---61987#ABB502,0112-2---61987#ABA553,0112-2---61987#ABA582,0112-2---61987#ABD006,0112-2---61987#ABH401,0112-2---61987#ABA157,0112-2---61987#ABC802,0112-2---61987#ABA558,0112-2---61987#ABA155
0112/2///61987#ABG376 | 001 | 01 | 0112/2///61987#ABG376#001 | Mechanical and electrical construction [optical level switch] |  |  |  | properties characterizing the constructional details of the device and its parts |  |  | IEC 61987-1, 5.8 |  | ITEM_CLASS | [5 empty] | 0112/2///61987#ABE733 - Device LOP for optical level switch |  |  |  | Standard |  | IEC 61987 | IEC | 2018-03-28 | 2014-12-17 | 2018-03-20 | 2018-03-20 |  | SC65E – IEC 61987 | C00018 | 001-01 (2018-03-28 07:26:09 by BATCH 00000762) standard | 0112/2///61987#ABV501 | https://cdd.iec.ch/CDD/IEC61987/iec61987.nsf/Classes/0112-2---61987%23ABG376 | https://cdd.iec.ch/cdd/iec61987/iec61987.nsf/PropertiesAllVersions/0112-2---61987%23ABD534,https://cdd.iec.ch/cdd/iec61987/iec61987.nsf/PropertiesAllVersions/0112-2---61987%23ABG981,https://cdd.iec.ch/cdd/iec61987/iec61987.nsf/PropertiesAllVersions/0112-2---61987%23ABB139,https://cdd.iec.ch/cdd/iec61987/iec61987.nsf/PropertiesAllVersions/0112-2---61987%23ABC862,https://cdd.iec.ch/cdd/iec61987/iec61987.nsf/PropertiesAllVersions/0112-2---61987%23ABC789 | 0112-2---61987#ABD534,0112-2---61987#ABG981,0112-2---61987#ABB139,0112-2---61987#ABC862,0112-2---61987#ABC789
0112/2///61987#ABG278 | 001 | 01 | 0112/2///61987#ABG278#001 | Type of performance variable [12] |  |  |  | administration block for polymorphism acting as proxy for the selected performance type |  | Polymorphic element: ABG278, Id: 5 |  |  | ITEM_CLASS | [5 empty] | 0112/2///61987#ABG252 - Performance variable [12] |  |  |  | Standard |  | IEC 61987 | IEC | 2018-03-28 | 2014-12-17 | 2018-03-20 | 2018-03-20 |  | SC65E – IEC 61987 | C00018 | 001-01 (2018-03-28 07:26:08 by BATCH 00000762) standard | 0112/2///61987#ABV501 | https://cdd.iec.ch/CDD/IEC61987/iec61987.nsf/Classes/0112-2---61987%23ABG278 | https://cdd.iec.ch/cdd/iec61987/iec61987.nsf/PropertiesAllVersions/0112-2---61987%23ABU873,https://cdd.iec.ch/cdd/iec61987/iec61987.nsf/PropertiesAllVersions/0112-2---61987%23ABV024,https://cdd.iec.ch/cdd/iec61987/iec61987.nsf/PropertiesAllVersions/0112-2---61987%23ABU976,https://cdd.iec.ch/cdd/iec61987/iec61987.nsf/PropertiesAllVersions/0112-2---61987%23ABU929,https://cdd.iec.ch/cdd/iec61987/iec61987.nsf/PropertiesAllVersions/0112-2---61987%23ABU933,https://cdd.iec.ch/cdd/iec61987/iec61987.nsf/PropertiesAllVersions/0112-2---61987%23ABU934,https://cdd.iec.ch/cdd/iec61987/iec61987.nsf/PropertiesAllVersions/0112-2---61987%23ABU935,https://cdd.iec.ch/cdd/iec61987/iec61987.nsf/PropertiesAllVersions/0112-2---61987%23ABU936,https://cdd.iec.ch/cdd/iec61987/iec61987.nsf/PropertiesAllVersions/0112-2---61987%23ABU937,https://cdd.iec.ch/cdd/iec61987/iec61987.nsf/PropertiesAllVersions/0112-2---61987%23ABV026,https://cdd.iec.ch/cdd/iec61987/iec61987.nsf/PropertiesAllVersions/0112-2---61987%23ABU938,https://cdd.iec.ch/cdd/iec61987/iec61987.nsf/PropertiesAllVersions/0112-2---61987%23ABV027,https://cdd.iec.ch/cdd/iec61987/iec61987.nsf/PropertiesAllVersions/0112-2---61987%23ABV028 | 0112-2---61987#ABU976,0112-2---61987#ABU929,0112-2---61987#ABU935,0112-2---61987#ABU937,0112-2---61987#ABV026,0112-2---61987#ABU938,0112-2---61987#ABV027,0112-2---61987#ABU873,0112-2---61987#ABV024,0112-2---61987#ABU933,0112-2---61987#ABU934,0112-2---61987#ABU936,0112-2---61987#ABV028
0112/2///61987#ABA844 | 002 | 01 | 0112/2///61987#ABA844#002 | Solid mass flow transmitter |  |  |  | weight transmitter that is intended to give the mass flow of bulk material |  |  |  |  | ITEM_CLASS | [9 empty] | Standard |  |  |  | 2018-03-28 | 2013-08-27 | 2016-05-24 | 2016-05-24 |  | SC65E – IEC 61987 | C00004 |  | 0112/2///61987#ABA842 | https://cdd.iec.ch/CDD/IEC61987/iec61987.nsf/Classes/0112-2---61987%23ABA844
0112/2///61987#ABE736 | 001 | 01 | 0112/2///61987#ABE736#001 | Device LOP for displacer level transmitter/switch |  |  |  | list of properties characterizing a displacer level transmitter or switch |  |  |  |  | ITEM_CLASS | [5 empty] | 0112/2///61987#ABA704 - Displacer level switch0112/2///61987#ABA804 - Displacer level transmitter |  |  |  | Standard |  | IEC 61987 | IEC | 2018-03-28 | 2014-12-17 | 2018-03-20 | 2018-03-20 |  | SC65E – IEC 61987 | C00018 | 001-01 (2018-03-28 07:26:04 by BATCH 00000762) standard | 0112/2///61987#ABV504 | https://cdd.iec.ch/CDD/IEC61987/iec61987.nsf/Classes/0112-2---61987%23ABE736 | https://cdd.iec.ch/cdd/iec61987/iec61987.nsf/PropertiesAllVersions/0112-2---61987%23ABC899,https://cdd.iec.ch/cdd/iec61987/iec61987.nsf/PropertiesAllVersions/0112-2---61987%23ABC730,https://cdd.iec.ch/cdd/iec61987/iec61987.nsf/PropertiesAllVersions/0112-2---61987%23ABU857,https://cdd.iec.ch/cdd/iec61987/iec61987.nsf/PropertiesAllVersions/0112-2---61987%23ABG492,https://cdd.iec.ch/cdd/iec61987/iec61987.nsf/PropertiesAllVersions/0112-2---61987%23ABB206,https://cdd.iec.ch/cdd/iec61987/iec61987.nsf/PropertiesAllVersions/0112-2---61987%23ABG690,https://cdd.iec.ch/cdd/iec61987/iec61987.nsf/PropertiesAllVersions/0112-2---61987%23ABC830,https://cdd.iec.ch/cdd/iec61987/iec61987.nsf/PropertiesAllVersions/0112-2---61987%23ABG780,https://cdd.iec.ch/cdd/iec61987/iec61987.nsf/PropertiesAllVersions/0112-2---61987%23ABG880,https://cdd.iec.ch/cdd/iec61987/iec61987.nsf/PropertiesAllVersions/0112-2---61987%23ABG923,https://cdd.iec.ch/cdd/iec61987/iec61987.nsf/PropertiesAllVersions/0112-2---61987%23ABD088,https://cdd.iec.ch/cdd/iec61987/iec61987.nsf/PropertiesAllVersions/0112-2---61987%23ABD154,https://cdd.iec.ch/cdd/iec61987/iec61987.nsf/PropertiesAllVersions/0112-2---61987%23ABC786,https://cdd.iec.ch/cdd/iec61987/iec61987.nsf/PropertiesAllVersions/0112-2---61987%23ABC795,https://cdd.iec.ch/cdd/iec61987/iec61987.nsf/PropertiesAllVersions/0112-2---61987%23ABA293,https://cdd.iec.ch/cdd/iec61987/iec61987.nsf/PropertiesAllVersions/0112-2---61987%23ABC710 | 0112-2---61987#ABC710,0112-2---61987#ABU857,0112-2---61987#ABG690,0112-2---61987#ABD088,0112-2---61987#ABC795,0112-2---61987#ABA293,0112-2---61987#ABC830,0112-2---61987#ABG880,0112-2---61987#ABD154,0112-2---61987#ABC786,0112-2---61987#ABC730,0112-2---61987#ABG492,0112-2---61987#ABG780,0112-2---61987#ABC899,0112-2---61987#ABB206,0112-2---61987#ABG923
0112/2///61987#ABC614 | 002 | 01 | 0112/2///61987#ABC614#002 | Structural design [variable area flow transmitter/gauge] |  |  |  | properties characterizing the constructional details of a device |  |  |  |  | ITEM_CLASS | [5 empty] | 0112/2///61987#ABC433 - Mechanical and electrical construction [variable area flow transmitter/gauge] |  |  |  | Standard |  |  |  | 2018-03-28 | 2013-08-27 | 2016-05-24 | 2016-05-24 |  | SC65E – IEC 61987 | C00004 |  | 0112/2///61987#ABV501 | https://cdd.iec.ch/CDD/IEC61987/iec61987.nsf/Classes/0112-2---61987%23ABC614 | https://cdd.iec.ch/cdd/iec61987/iec61987.nsf/PropertiesAllVersions/0112-2---61987%23ABC876,https://cdd.iec.ch/cdd/iec61987/iec61987.nsf/PropertiesAllVersions/0112-2---61987%23ABD264,https://cdd.iec.ch/cdd/iec61987/iec61987.nsf/PropertiesAllVersions/0112-2---61987%23ABD286,https://cdd.iec.ch/cdd/iec61987/iec61987.nsf/PropertiesAllVersions/0112-2---61987%23ABA177,https://cdd.iec.ch/cdd/iec61987/iec61987.nsf/PropertiesAllVersions/0112-2---61987%23ABD290,https://cdd.iec.ch/cdd/iec61987/iec61987.nsf/PropertiesAllVersions/0112-2---61987%23ABA182,https://cdd.iec.ch/cdd/iec61987/iec61987.nsf/PropertiesAllVersions/0112-2---61987%23ABD281,https://cdd.iec.ch/cdd/iec61987/iec61987.nsf/PropertiesAllVersions/0112-2---61987%23ABB503,https://cdd.iec.ch/cdd/iec61987/iec61987.nsf/PropertiesAllVersions/0112-2---61987%23ABC825,https://cdd.iec.ch/cdd/iec61987/iec61987.nsf/PropertiesAllVersions/0112-2---61987%23ABB970,https://cdd.iec.ch/cdd/iec61987/iec61987.nsf/PropertiesAllVersions/0112-2---61987%23ABC832,https://cdd.iec.ch/cdd/iec61987/iec61987.nsf/PropertiesAllVersions/0112-2---61987%23ABD284 | 0112-2---61987#ABD264,0112-2---61987#ABD286,0112-2---61987#ABA177,0112-2---61987#ABD290,0112-2---61987#ABB970,0112-2---61987#ABC832,0112-2---61987#ABD284,0112-2---61987#ABC876,0112-2---61987#ABA182,0112-2---61987#ABD281,0112-2---61987#ABB503,0112-2---61987#ABC825
0112/2///61987#ABD935 | 001 | 02 | 0112/2///61987#ABD935#001 | Mechanical and electrical construction [plug valve] |  |  |  | properties characterizing the constructional details of the device and its parts |  |  | IEC 61987-1, 5.8 |  | ITEM_CLASS | [5 empty] | 0112/2///61987#ABE316 - Device LOP for plug valve |  |  |  | Standard |  |  |  | 2018-03-28 | 2013-09-02 | 2013-09-02 | 2014-06-18 |  | SC65E – IEC 61987 | C00009 |  | 0112/2///61987#ABV501 | https://cdd.iec.ch/CDD/IEC61987/iec61987.nsf/Classes/0112-2---61987%23ABD935 | https://cdd.iec.ch/cdd/iec61987/iec61987.nsf/PropertiesAllVersions/0112-2---61987%23ABE392,https://cdd.iec.ch/cdd/iec61987/iec61987.nsf/PropertiesAllVersions/0112-2---61987%23ABE271,https://cdd.iec.ch/cdd/iec61987/iec61987.nsf/PropertiesAllVersions/0112-2---61987%23ABB139,https://cdd.iec.ch/cdd/iec61987/iec61987.nsf/PropertiesAllVersions/0112-2---61987%23ABE112,https://cdd.iec.ch/cdd/iec61987/iec61987.nsf/PropertiesAllVersions/0112-2---61987%23ABE075 | 0112-2---61987#ABE392,0112-2---61987#ABE271,0112-2---61987#ABB139,0112-2---61987#ABE112,0112-2---61987#ABE075
0112/2///61987#ABD965 | 001 | 02 | 0112/2///61987#ABD965#001 | Parameters of valve body assembly [1] |  |  |  | properties characterizing the configuration of a valve according to its specific values |  |  |  |  | ITEM_CLASS | [5 empty] | 0112/2///61987#ABE310 - Device LOP for valve body assembly |  |  |  | Standard |  |  |  | 2018-03-28 | 2013-09-02 | 2013-09-02 | 2014-06-18 |  | SC65E – IEC 61987 | C00009 |  | 0112/2///61987#ABV501 | https://cdd.iec.ch/CDD/IEC61987/iec61987.nsf/Classes/0112-2---61987%23ABD965 | https://cdd.iec.ch/cdd/iec61987/iec61987.nsf/PropertiesAllVersions/0112-2---61987%23ABD696,https://cdd.iec.ch/cdd/iec61987/iec61987.nsf/PropertiesAllVersions/0112-2---61987%23ABD695,https://cdd.iec.ch/cdd/iec61987/iec61987.nsf/PropertiesAllVersions/0112-2---61987%23ABD666,https://cdd.iec.ch/cdd/iec61987/iec61987.nsf/PropertiesAllVersions/0112-2---61987%23ABD597,https://cdd.iec.ch/cdd/iec61987/iec61987.nsf/PropertiesAllVersions/0112-2---61987%23ABD600,https://cdd.iec.ch/cdd/iec61987/iec61987.nsf/PropertiesAllVersions/0112-2---61987%23ABD699,https://cdd.iec.ch/cdd/iec61987/iec61987.nsf/PropertiesAllVersions/0112-2---61987%23ABD551,https://cdd.iec.ch/cdd/iec61987/iec61987.nsf/PropertiesAllVersions/0112-2---61987%23ABD588,https://cdd.iec.ch/cdd/iec61987/iec61987.nsf/PropertiesAllVersions/0112-2---61987%23ABD587,https://cdd.iec.ch/cdd/iec61987/iec61987.nsf/PropertiesAllVersions/0112-2---61987%23ABD586,https://cdd.iec.ch/cdd/iec61987/iec61987.nsf/PropertiesAllVersions/0112-2---61987%23ABD585,https://cdd.iec.ch/cdd/iec61987/iec61987.nsf/PropertiesAllVersions/0112-2---61987%23ABD572,https://cdd.iec.ch/cdd/iec61987/iec61987.nsf/PropertiesAllVersions/0112-2---61987%23ABD689,https://cdd.iec.ch/cdd/iec61987/iec61987.nsf/PropertiesAllVersions/0112-2---61987%23ABD552,https://cdd.iec.ch/cdd/iec61987/iec61987.nsf/PropertiesAllVersions/0112-2---61987%23ABD559 | 0112-2---61987#ABD587,0112-2---61987#ABD572,0112-2---61987#ABD552,0112-2---61987#ABD695,0112-2---61987#ABD585,0112-2---61987#ABD597,0112-2---61987#ABD551,0112-2---61987#ABD588,0112-2---61987#ABD559,0112-2---61987#ABD600,0112-2---61987#ABD666,0112-2---61987#ABD699,0112-2---61987#ABD586,0112-2---61987#ABD689,0112-2---61987#ABD696
0112/2///61987#ABD992 | 001 | 02 | 0112/2///61987#ABD992#001 | Process design ratings [5] |  |  |  | properties characterizing the process conditions for which the device is designed |  |  |  |  | ITEM_CLASS | [5 empty] | 0112/2///61987#ABE000 - Rated Operating Conditions [11]0112/2///61987#ABE000 - Rated operating conditions [11] |  |  |  | Standard |  |  |  | 2018-03-28 | 2013-09-02 | 2013-09-02 | 2014-06-18 |  | SC65E – IEC 61987 | C00004 |  | 0112/2///61987#ABV501 | https://cdd.iec.ch/CDD/IEC61987/iec61987.nsf/Classes/0112-2---61987%23ABD992 | https://cdd.iec.ch/cdd/iec61987/iec61987.nsf/PropertiesAllVersions/0112-2---61987%23ABE203,https://cdd.iec.ch/cdd/iec61987/iec61987.nsf/PropertiesAllVersions/0112-2---61987%23ABE147,https://cdd.iec.ch/cdd/iec61987/iec61987.nsf/PropertiesAllVersions/0112-2---61987%23ABC938 | 0112-2---61987#ABE203,0112-2---61987#ABE147,0112-2---61987#ABC938
0112/2///61987#ABF365 | 001 | 01 | 0112/2///61987#ABF365#001 | Material of torsion rod arm |  |  |  | properties characterizing the material of which a torsion rod arm is made |  |  |  |  | ITEM_CLASS | [5 empty] | 0112/2///61987#ABF360 - Displacer |  |  |  | Standard |  | IEC 61987 | IEC | 2018-03-28 | 2018-03-28 | 2018-03-28 | 2018-03-28 |  | SC65E – IEC 61987 | C00018 | 001-01 (2018-03-28 07:26:05 by BATCH 00000762) standard | 0112/2///61987#ABV501 | https://cdd.iec.ch/CDD/IEC61987/iec61987.nsf/Classes/0112-2---61987%23ABF365 | https://cdd.iec.ch/cdd/iec61987/iec61987.nsf/PropertiesAllVersions/0112-2---61987%23ABB455,https://cdd.iec.ch/cdd/iec61987/iec61987.nsf/PropertiesAllVersions/0112-2---61987%23ABI460,https://cdd.iec.ch/cdd/iec61987/iec61987.nsf/PropertiesAllVersions/0112-2---61987%23ABA908,https://cdd.iec.ch/cdd/iec61987/iec61987.nsf/PropertiesAllVersions/0112-2---61987%23ABA907 | 0112-2---61987#ABB455,0112-2---61987#ABI460,0112-2---61987#ABA908,0112-2---61987#ABA907
0112/2///61987#ABH534 | 001 | 01 | 0112/2///61987#ABH534#001 | Compensation |  |  |  | properties characterizing the compensation of a measured variable |  |  |  |  | ITEM_CLASS | [5 empty] | 0112/2///61987#ABH531 - Output signal processing variable |  |  |  | Standard |  |  |  | 2019-03-08 | 2017-12-07 | 2019-03-08 | 2019-03-08 |  | SC65E – IEC 61987 | C00018 | 001-01 (2019-03-08 15:35:12 by BATCH 00000766) standard | 0112/2///61987#ABV501 | https://cdd.iec.ch/CDD/IEC61987/iec61987.nsf/Classes/0112-2---61987%23ABH534 | https://cdd.iec.ch/cdd/iec61987/iec61987.nsf/PropertiesAllVersions/0112-2---61987%23ABE872,https://cdd.iec.ch/cdd/iec61987/iec61987.nsf/PropertiesAllVersions/0112-2---61987%23ABH535,https://cdd.iec.ch/cdd/iec61987/iec61987.nsf/PropertiesAllVersions/0112-2---61987%23ABH715 | 0112-2---61987#ABH715,0112-2---61987#ABE872,0112-2---61987#ABH535
0112/2///61987#ABA855 | 002 | 01 | 0112/2///61987#ABA855#002 | Analog to digital converter |  |  |  | converter that converts an analog signal into a digital signal |  |  |  |  | ITEM_CLASS | [9 empty] | Standard |  |  |  | 2018-03-28 | 2013-08-27 | 2016-05-24 | 2016-05-24 |  | SC65E – IEC 61987 | C00019 |  | 0112/2///61987#ABA849 | https://cdd.iec.ch/CDD/IEC61987/iec61987.nsf/Classes/0112-2---61987%23ABA855
0112/2///61987#ABC143 | 002 | 02 | 0112/2///61987#ABC143#002 | Binary input IEC 60947-5-6 (NAMUR) |  |  |  | properties characterizing an auxiliary or I/O module binary input according to IEC 60947-5-6 | The Binary input IEC 60947-5-6 is sometimes called NAMUR-input. |  |  |  | ITEM_CLASS | [5 empty] | 0112/2///61987#ABP044 - Input [I/O module]0112/2///61987#ABC056 - Type of auxiliary input [5]0112/2///61987#ABC656 - Type of auxiliary input [6]0112/2///61987#ABC054 - Type of auxiliary input [3]0112/2///61987#ABC055 - Type of auxiliary input [4]0112/2///61987#ABC053 - Type of auxiliary input [2]0112/2///61987#ABE395 - Type of auxiliary input [11]0112/2///61987#ABC659 - Type of auxiliary input [9]0112/2///61987#ABG070 - Type of auxiliary input [21]0112/2///61987#ABG061 - Type of auxiliary input [12]0112/2///61987#ABG062 - Type of auxiliary input [13]0112/2///61987#ABG063 - Type of auxiliary input [14]0112/2///61987#ABG064 - Type of auxiliary input [15]0112/2///61987#ABG071 - Type of auxiliary input [22]0112/2///61987#ABG065 - Type of auxiliary input [16] |  |  | false | Standard |  | IEC 61987 | IEC | 2023-01-23 | 2017-12-07 | 2017-12-07 | 2023-01-23 |  | IEC/SC 65E | C00128 |  | 0112/2///61987#ABV501 | https://cdd.iec.ch/CDD/IEC61987/iec61987.nsf/Classes/0112-2---61987%23ABC143 | https://cdd.iec.ch/cdd/iec61987/iec61987.nsf/PropertiesAllVersions/0112-2---61987%23ABA412,https://cdd.iec.ch/cdd/iec61987/iec61987.nsf/PropertiesAllVersions/0112-2---61987%23ABD220,https://cdd.iec.ch/cdd/iec61987/iec61987.nsf/PropertiesAllVersions/0112-2---61987%23ABA611,https://cdd.iec.ch/cdd/iec61987/iec61987.nsf/PropertiesAllVersions/0112-2---61987%23ABA612,https://cdd.iec.ch/cdd/iec61987/iec61987.nsf/PropertiesAllVersions/0112-2---61987%23ABA629,https://cdd.iec.ch/cdd/iec61987/iec61987.nsf/PropertiesAllVersions/0112-2---61987%23ABA415,https://cdd.iec.ch/cdd/iec61987/iec61987.nsf/PropertiesAllVersions/0112-2---61987%23ABA387,https://cdd.iec.ch/cdd/iec61987/iec61987.nsf/PropertiesAllVersions/0112-2---61987%23ABC891,https://cdd.iec.ch/cdd/iec61987/iec61987.nsf/PropertiesAllVersions/0112-2---61987%23ABA390,https://cdd.iec.ch/cdd/iec61987/iec61987.nsf/PropertiesAllVersions/0112-2---61987%23ABC865,https://cdd.iec.ch/cdd/iec61987/iec61987.nsf/PropertiesAllVersions/0112-2---61987%23ABI463,https://cdd.iec.ch/cdd/iec61987/iec61987.nsf/PropertiesAllVersions/0112-2---61987%23ABB103,https://cdd.iec.ch/cdd/iec61987/iec61987.nsf/PropertiesAllVersions/0112-2---61987%23ABC850,https://cdd.iec.ch/cdd/iec61987/iec61987.nsf/PropertiesAllVersions/0112-2---61987%23ABA401,https://cdd.iec.ch/cdd/iec61987/iec61987.nsf/PropertiesAllVersions/0112-2---61987%23ABC778 | 0112-2---61987#ABA390,0112-2---61987#ABC778,0112-2---61987#ABA401,0112-2---61987#ABA412,0112-2---61987#ABA611,0112-2---61987#ABI463,0112-2---61987#ABB103,0112-2---61987#ABA387,0112-2---61987#ABC891,0112-2---61987#ABC850,0112-2---61987#ABD220,0112-2---61987#ABA612,0112-2---61987#ABA629,0112-2---61987#ABA415,0112-2---61987#ABC865
0112/2///61987#ABC437 | 002 | 01 | 0112/2///61987#ABC437#002 | Mechanical and electrical construction [remote/separate transmitter] |  |  |  | properties characterizing the constructional details of the device and its parts |  |  | IEC 61987-1, 5.8 |  | ITEM_CLASS | [5 empty] | 0112/2///61987#ABA025 - Device LOP for remote/separate transmitter |  |  |  | Standard |  |  |  | 2018-03-28 | 2013-08-27 | 2016-05-24 | 2016-05-24 |  | SC65E – IEC 61987 | C00004 |  | 0112/2///61987#ABV501 | https://cdd.iec.ch/CDD/IEC61987/iec61987.nsf/Classes/0112-2---61987%23ABC437 | https://cdd.iec.ch/cdd/iec61987/iec61987.nsf/PropertiesAllVersions/0112-2---61987%23ABD534,https://cdd.iec.ch/cdd/iec61987/iec61987.nsf/PropertiesAllVersions/0112-2---61987%23ABD244,https://cdd.iec.ch/cdd/iec61987/iec61987.nsf/PropertiesAllVersions/0112-2---61987%23ABB139,https://cdd.iec.ch/cdd/iec61987/iec61987.nsf/PropertiesAllVersions/0112-2---61987%23ABC862,https://cdd.iec.ch/cdd/iec61987/iec61987.nsf/PropertiesAllVersions/0112-2---61987%23ABC790 | 0112-2---61987#ABC790,0112-2---61987#ABD534,0112-2---61987#ABD244,0112-2---61987#ABB139,0112-2---61987#ABC862
0112/2///61987#ABE611 | 001 | 01 | 0112/2///61987#ABE611#001 | Structural design of a filter regulator |  |  |  | properties characterizing the constructional details of a filter regulator |  |  |  |  | ITEM_CLASS | [5 empty] | 0112/2///61987#ABE609 - Structural design [filter regulator] |  |  |  | Standard |  | IEC 61987 | IEC | 2018-03-28 | 2014-07-25 | 2018-03-20 | 2018-03-20 |  | SC65E – IEC 61987 | C00016 | 001-01 (2018-03-28 07:26:03 by BATCH 00000762) standard | 0112/2///61987#ABV501 | https://cdd.iec.ch/CDD/IEC61987/iec61987.nsf/Classes/0112-2---61987%23ABE611 | https://cdd.iec.ch/cdd/iec61987/iec61987.nsf/PropertiesAllVersions/0112-2---61987%23ABE546,https://cdd.iec.ch/cdd/iec61987/iec61987.nsf/PropertiesAllVersions/0112-2---61987%23ABD690,https://cdd.iec.ch/cdd/iec61987/iec61987.nsf/PropertiesAllVersions/0112-2---61987%23ABA590,https://cdd.iec.ch/cdd/iec61987/iec61987.nsf/PropertiesAllVersions/0112-2---61987%23ABD688,https://cdd.iec.ch/cdd/iec61987/iec61987.nsf/PropertiesAllVersions/0112-2---61987%23ABD691,https://cdd.iec.ch/cdd/iec61987/iec61987.nsf/PropertiesAllVersions/0112-2---61987%23ABA631,https://cdd.iec.ch/cdd/iec61987/iec61987.nsf/PropertiesAllVersions/0112-2---61987%23ABD540,https://cdd.iec.ch/cdd/iec61987/iec61987.nsf/PropertiesAllVersions/0112-2---61987%23ABD747,https://cdd.iec.ch/cdd/iec61987/iec61987.nsf/PropertiesAllVersions/0112-2---61987%23ABD629,https://cdd.iec.ch/cdd/iec61987/iec61987.nsf/PropertiesAllVersions/0112-2---61987%23ABD768,https://cdd.iec.ch/cdd/iec61987/iec61987.nsf/PropertiesAllVersions/0112-2---61987%23ABD576,https://cdd.iec.ch/cdd/iec61987/iec61987.nsf/PropertiesAllVersions/0112-2---61987%23ABE157,https://cdd.iec.ch/cdd/iec61987/iec61987.nsf/PropertiesAllVersions/0112-2---61987%23ABD711,https://cdd.iec.ch/cdd/iec61987/iec61987.nsf/PropertiesAllVersions/0112-2---61987%23ABD749,https://cdd.iec.ch/cdd/iec61987/iec61987.nsf/PropertiesAllVersions/0112-2---61987%23ABD764,https://cdd.iec.ch/cdd/iec61987/iec61987.nsf/PropertiesAllVersions/0112-2---61987%23ABD765 | 0112-2---61987#ABE546,0112-2---61987#ABD688,0112-2---61987#ABD691,0112-2---61987#ABD540,0112-2---61987#ABE157,0112-2---61987#ABD764,0112-2---61987#ABA590,0112-2---61987#ABD768,0112-2---61987#ABD576,0112-2---61987#ABD765,0112-2---61987#ABD690,0112-2---61987#ABA631,0112-2---61987#ABD747,0112-2---61987#ABD629,0112-2---61987#ABD711,0112-2---61987#ABD749
0112/2///61987#ABF129 | 001 | 01 | 0112/2///61987#ABF129#001 | Material of centering disc |  |  |  | properties characterizing the material of which a centering disc is made |  |  |  |  | ITEM_CLASS | [5 empty] | 0112/2///61987#ABF118 - Microwave probe |  |  |  | Standard |  | IEC 61987 | IEC | 2018-03-28 | 2018-03-28 | 2018-03-28 | 2018-03-28 |  | SC65E – IEC 61987 | C00018 | 001-01 (2018-03-28 07:26:05 by BATCH 00000762) standard | 0112/2///61987#ABV501 | https://cdd.iec.ch/CDD/IEC61987/iec61987.nsf/Classes/0112-2---61987%23ABF129 | https://cdd.iec.ch/cdd/iec61987/iec61987.nsf/PropertiesAllVersions/0112-2---61987%23ABB455,https://cdd.iec.ch/cdd/iec61987/iec61987.nsf/PropertiesAllVersions/0112-2---61987%23ABI460,https://cdd.iec.ch/cdd/iec61987/iec61987.nsf/PropertiesAllVersions/0112-2---61987%23ABA908,https://cdd.iec.ch/cdd/iec61987/iec61987.nsf/PropertiesAllVersions/0112-2---61987%23ABA907 | 0112-2---61987#ABB455,0112-2---61987#ABI460,0112-2---61987#ABA908,0112-2---61987#ABA907
0112/2///61987#ABG199 | 001 | 01 | 0112/2///61987#ABG199#001 | Frequency output [17] |  |  |  | properties characterizing the parameters of the frequency output |  | Polymorphic element: ABG199, Id: 2 |  |  | ITEM_CLASS | [5 empty] | 0112/2///61987#ABG155 - Type of output [25] |  |  |  | Standard |  | IEC 61987 | IEC | 2018-03-28 | 2014-12-17 | 2018-03-20 | 2018-03-20 |  | SC65E – IEC 61987 | C00018 | 001-01 (2018-03-28 07:26:08 by BATCH 00000762) standard | 0112/2///61987#ABV501 | https://cdd.iec.ch/CDD/IEC61987/iec61987.nsf/Classes/0112-2---61987%23ABG199 | https://cdd.iec.ch/cdd/iec61987/iec61987.nsf/PropertiesAllVersions/0112-2---61987%23ABU974,https://cdd.iec.ch/cdd/iec61987/iec61987.nsf/PropertiesAllVersions/0112-2---61987%23ABD185 | 0112-2---61987#ABD185,0112-2---61987#ABU974
0112/2///61987#ABG452 | 001 | 01 | 0112/2///61987#ABG452#001 | Process case [density] |  |  |  | properties characterizing a set of process case variables |  |  |  |  | ITEM_CLASS | [5 empty] | 0112/2///61987#ABF868 - Operating LOP for density measuring equipment |  |  |  | Standard |  | IEC 61987 | IEC | 2018-03-28 | 2014-12-17 | 2018-03-20 | 2018-03-20 |  | SC65E – IEC 61987 | C00017 | 001-01 (2018-03-28 07:26:11 by BATCH 00000762) standard | 0112/2///61987#ABV501 | https://cdd.iec.ch/CDD/IEC61987/iec61987.nsf/Classes/0112-2---61987%23ABG452 | https://cdd.iec.ch/cdd/iec61987/iec61987.nsf/PropertiesAllVersions/0112-2---61987%23ABB165,https://cdd.iec.ch/cdd/iec61987/iec61987.nsf/PropertiesAllVersions/0112-2---61987%23ABB376,https://cdd.iec.ch/cdd/iec61987/iec61987.nsf/PropertiesAllVersions/0112-2---61987%23ABB377,https://cdd.iec.ch/cdd/iec61987/iec61987.nsf/PropertiesAllVersions/0112-2---61987%23ABB288,https://cdd.iec.ch/cdd/iec61987/iec61987.nsf/PropertiesAllVersions/0112-2---61987%23ABH055,https://cdd.iec.ch/cdd/iec61987/iec61987.nsf/PropertiesAllVersions/0112-2---61987%23ABB322,https://cdd.iec.ch/cdd/iec61987/iec61987.nsf/PropertiesAllVersions/0112-2---61987%23ABD102 | 0112-2---61987#ABB376,0112-2---61987#ABB377,0112-2---61987#ABB288,0112-2---61987#ABH055,0112-2---61987#ABB322,0112-2---61987#ABD102,0112-2---61987#ABB165
0112/2///61987#ABH636 | 001 | 01 | 0112/2///61987#ABH636#001 | Calibration point of pressure |  |  |  | properties characterizing the calibration of output values of a single pressure input value |  |  |  |  | ITEM_CLASS | [5 empty] | 0112/2///61987#ABH618 - Calibration of pressure |  |  |  | Standard |  |  |  | 2019-03-08 | 2017-12-07 | 2019-03-08 | 2019-03-08 |  | SC65E – IEC 61987 | C00018 | 001-01 (2019-03-08 15:35:12 by BATCH 00000766) standard | 0112/2///61987#ABV501 | https://cdd.iec.ch/CDD/IEC61987/iec61987.nsf/Classes/0112-2---61987%23ABH636 | https://cdd.iec.ch/cdd/iec61987/iec61987.nsf/PropertiesAllVersions/0112-2---61987%23ABH564,https://cdd.iec.ch/cdd/iec61987/iec61987.nsf/PropertiesAllVersions/0112-2---61987%23ABH545,https://cdd.iec.ch/cdd/iec61987/iec61987.nsf/PropertiesAllVersions/0112-2---61987%23ABH766 | 0112-2---61987#ABH564,0112-2---61987#ABH545,0112-2---61987#ABH766
0112/2///61987#ABC169 | 006 | 01 | 0112/2///61987#ABC169#006 | Conformance test |  |  |  | properties characterizing tests designed to check a particular mechanical or physical property of the device which is important to its use in a particular application |  |  |  |  | ITEM_CLASS | [5 empty] | 0112/2///61987#ABC556 - Quality certificate |  |  |  | Standard |  |  |  | 2018-03-28 | 2013-08-27 | 2018-03-20 | 2018-03-20 |  | SC65E – IEC 61987 | C00004 |  | 0112/2///61987#ABV501 | https://cdd.iec.ch/CDD/IEC61987/iec61987.nsf/Classes/0112-2---61987%23ABC169 | https://cdd.iec.ch/cdd/iec61987/iec61987.nsf/PropertiesAllVersions/0112-2---61987%23ABA279,https://cdd.iec.ch/cdd/iec61987/iec61987.nsf/PropertiesAllVersions/0112-2---61987%23ABA280 | 0112-2---61987#ABA279,0112-2---61987#ABA280
0112/2///61987#ABE609 | 001 | 01 | 0112/2///61987#ABE609#001 | Structural design [filter regulator] |  |  |  | properties characterizing the constructional details of a device |  |  |  |  | ITEM_CLASS | [5 empty] | 0112/2///61987#ABE608 - Mechanical and electrical construction [filter regulator] |  |  |  | Standard |  | IEC 61987 | IEC | 2018-03-28 | 2014-07-25 | 2018-03-20 | 2018-03-20 |  | SC65E – IEC 61987 | C00016 | 001-01 (2018-03-28 07:26:03 by BATCH 00000762) standard | 0112/2///61987#ABV501 | https://cdd.iec.ch/CDD/IEC61987/iec61987.nsf/Classes/0112-2---61987%23ABE609 | https://cdd.iec.ch/cdd/iec61987/iec61987.nsf/PropertiesAllVersions/0112-2---61987%23ABE544,https://cdd.iec.ch/cdd/iec61987/iec61987.nsf/PropertiesAllVersions/0112-2---61987%23ABE545,https://cdd.iec.ch/cdd/iec61987/iec61987.nsf/PropertiesAllVersions/0112-2---61987%23ABB503,https://cdd.iec.ch/cdd/iec61987/iec61987.nsf/PropertiesAllVersions/0112-2---61987%23ABE092,https://cdd.iec.ch/cdd/iec61987/iec61987.nsf/PropertiesAllVersions/0112-2---61987%23ABB970,https://cdd.iec.ch/cdd/iec61987/iec61987.nsf/PropertiesAllVersions/0112-2---61987%23ABE094 | 0112-2---61987#ABE544,0112-2---61987#ABE545,0112-2---61987#ABB503,0112-2---61987#ABE092,0112-2---61987#ABB970,0112-2---61987#ABE094
0112/2///61987#ABE888 | 001 | 01 | 0112/2///61987#ABE888#001 | Ullage measurement | Freeboard measurement |  |  | properties characterizing an ullage measurement |  | Polymorphic element: ABE888, Id: 3 |  |  | ITEM_CLASS | [5 empty] | 0112/2///61987#ABF979 - Type of measured variable [7]0112/2///61987#ABF980 - Type of measured variable [8]0112/2///61987#ABF981 - Type of measured variable [9]0112/2///61987#ABF983 - Type of measured variable [11]0112/2///61987#ABF984 - Type of measured variable [12]0112/2///61987#ABG012 - Type of measured variable [40]0112/2///61987#ABG013 - Type of measured variable [41] |  |  |  | Standard |  | IEC 61987 | IEC | 2018-03-28 | 2018-03-28 | 2018-03-28 | 2018-03-28 |  | SC65E – IEC 61987 | C00018 | 001-01 (2018-03-28 07:26:04 by BATCH 00000762) standard | 0112/2///61987#ABV501 | https://cdd.iec.ch/CDD/IEC61987/iec61987.nsf/Classes/0112-2---61987%23ABE888 | https://cdd.iec.ch/cdd/iec61987/iec61987.nsf/PropertiesAllVersions/0112-2---61987%23ABB015,https://cdd.iec.ch/cdd/iec61987/iec61987.nsf/PropertiesAllVersions/0112-2---61987%23ABF677,https://cdd.iec.ch/cdd/iec61987/iec61987.nsf/PropertiesAllVersions/0112-2---61987%23ABA324,https://cdd.iec.ch/cdd/iec61987/iec61987.nsf/PropertiesAllVersions/0112-2---61987%23ABE890,https://cdd.iec.ch/cdd/iec61987/iec61987.nsf/PropertiesAllVersions/0112-2---61987%23ABA328,https://cdd.iec.ch/cdd/iec61987/iec61987.nsf/PropertiesAllVersions/0112-2---61987%23ABA330,https://cdd.iec.ch/cdd/iec61987/iec61987.nsf/PropertiesAllVersions/0112-2---61987%23ABB781,https://cdd.iec.ch/cdd/iec61987/iec61987.nsf/PropertiesAllVersions/0112-2---61987%23ABE889,https://cdd.iec.ch/cdd/iec61987/iec61987.nsf/PropertiesAllVersions/0112-2---61987%23ABE891,https://cdd.iec.ch/cdd/iec61987/iec61987.nsf/PropertiesAllVersions/0112-2---61987%23ABE892,https://cdd.iec.ch/cdd/iec61987/iec61987.nsf/PropertiesAllVersions/0112-2---61987%23ABE893,https://cdd.iec.ch/cdd/iec61987/iec61987.nsf/PropertiesAllVersions/0112-2---61987%23ABE894,https://cdd.iec.ch/cdd/iec61987/iec61987.nsf/PropertiesAllVersions/0112-2---61987%23ABE895,https://cdd.iec.ch/cdd/iec61987/iec61987.nsf/PropertiesAllVersions/0112-2---61987%23ABE896 | 0112-2---61987#ABE894,0112-2---61987#ABB781,0112-2---61987#ABE895,0112-2---61987#ABA324,0112-2---61987#ABA328,0112-2---61987#ABA330,0112-2---61987#ABE891,0112-2---61987#ABE893,0112-2---61987#ABE896,0112-2---61987#ABB015,0112-2---61987#ABF677,0112-2---61987#ABE890,0112-2---61987#ABE889,0112-2---61987#ABE892
0112/2///61987#ABF182 | 001 | 01 | 0112/2///61987#ABF182#001 | Structural design of an ultrasonic level transmitter |  |  |  | properties characterizing the constructional details of an ultrasonic level transmitter |  |  |  |  | ITEM_CLASS | [5 empty] | 0112/2///61987#ABG417 - Structural design [ultrasonic level transmitter] |  |  |  | Standard |  | IEC 61987 | IEC | 2018-03-28 | 2014-12-17 | 2018-03-20 | 2018-03-20 |  | SC65E – IEC 61987 | C00018 | 001-01 (2018-03-28 07:26:05 by BATCH 00000762) standard | 0112/2///61987#ABV501 | https://cdd.iec.ch/CDD/IEC61987/iec61987.nsf/Classes/0112-2---61987%23ABF182 | https://cdd.iec.ch/cdd/iec61987/iec61987.nsf/PropertiesAllVersions/0112-2---61987%23ABU164,https://cdd.iec.ch/cdd/iec61987/iec61987.nsf/PropertiesAllVersions/0112-2---61987%23ABF167,https://cdd.iec.ch/cdd/iec61987/iec61987.nsf/PropertiesAllVersions/0112-2---61987%23ABB028,https://cdd.iec.ch/cdd/iec61987/iec61987.nsf/PropertiesAllVersions/0112-2---61987%23ABF026,https://cdd.iec.ch/cdd/iec61987/iec61987.nsf/PropertiesAllVersions/0112-2---61987%23ABF740,https://cdd.iec.ch/cdd/iec61987/iec61987.nsf/PropertiesAllVersions/0112-2---61987%23ABF178,https://cdd.iec.ch/cdd/iec61987/iec61987.nsf/PropertiesAllVersions/0112-2---61987%23ABF179,https://cdd.iec.ch/cdd/iec61987/iec61987.nsf/PropertiesAllVersions/0112-2---61987%23ABF180,https://cdd.iec.ch/cdd/iec61987/iec61987.nsf/PropertiesAllVersions/0112-2---61987%23ABF181,https://cdd.iec.ch/cdd/iec61987/iec61987.nsf/PropertiesAllVersions/0112-2---61987%23ABB007,https://cdd.iec.ch/cdd/iec61987/iec61987.nsf/PropertiesAllVersions/0112-2---61987%23ABB521,https://cdd.iec.ch/cdd/iec61987/iec61987.nsf/PropertiesAllVersions/0112-2---61987%23ABA147,https://cdd.iec.ch/cdd/iec61987/iec61987.nsf/PropertiesAllVersions/0112-2---61987%23ABA633,https://cdd.iec.ch/cdd/iec61987/iec61987.nsf/PropertiesAllVersions/0112-2---61987%23ABB140,https://cdd.iec.ch/cdd/iec61987/iec61987.nsf/PropertiesAllVersions/0112-2---61987%23ABC028,https://cdd.iec.ch/cdd/iec61987/iec61987.nsf/PropertiesAllVersions/0112-2---61987%23ABB396,https://cdd.iec.ch/cdd/iec61987/iec61987.nsf/PropertiesAllVersions/0112-2---61987%23ABB915,https://cdd.iec.ch/cdd/iec61987/iec61987.nsf/PropertiesAllVersions/0112-2---61987%23ABD033,https://cdd.iec.ch/cdd/iec61987/iec61987.nsf/PropertiesAllVersions/0112-2---61987%23ABB457,https://cdd.iec.ch/cdd/iec61987/iec61987.nsf/PropertiesAllVersions/0112-2---61987%23ABC969 | 0112-2---61987#ABB140,0112-2---61987#ABC969,0112-2---61987#ABF167,0112-2---61987#ABF740,0112-2---61987#ABF181,0112-2---61987#ABB521,0112-2---61987#ABA147,0112-2---61987#ABD033,0112-2---61987#ABB457,0112-2---61987#ABU164,0112-2---61987#ABB028,0112-2---61987#ABB396,0112-2---61987#ABB915,0112-2---61987#ABB007,0112-2---61987#ABC028,0112-2---61987#ABF179,0112-2---61987#ABF180,0112-2---61987#ABA633,0112-2---61987#ABF026,0112-2---61987#ABF178
0112/2///61987#ABG190 | 001 | 01 | 0112/2///61987#ABG190#001 | Frequency output [8] |  |  |  | properties characterizing the parameters of the frequency output |  | Polymorphic element: ABG190, Id: 2 |  |  | ITEM_CLASS | [5 empty] | 0112/2///61987#ABG142 - Type of output [12]0112/2///61987#ABG143 - Type of output [13]0112/2///61987#ABG147 - Type of output [17]0112/2///61987#ABG156 - Type of output [26] |  |  |  | Standard |  | IEC 61987 | IEC | 2018-03-28 | 2014-12-17 | 2018-03-20 | 2018-03-20 |  | SC65E – IEC 61987 | C00018 | 001-01 (2018-03-28 07:26:08 by BATCH 00000762) standard | 0112/2///61987#ABV501 | https://cdd.iec.ch/CDD/IEC61987/iec61987.nsf/Classes/0112-2---61987%23ABG190 | https://cdd.iec.ch/cdd/iec61987/iec61987.nsf/PropertiesAllVersions/0112-2---61987%23ABU913,https://cdd.iec.ch/cdd/iec61987/iec61987.nsf/PropertiesAllVersions/0112-2---61987%23ABD185 | 0112-2---61987#ABU913,0112-2---61987#ABD185
0112/2///61987#ABH624 | 001 | 01 | 0112/2///61987#ABH624#001 | Calibration of volume |  |  |  | properties characterizing the calibration of volume output values of a device |  |  |  |  | ITEM_CLASS | [5 empty] | 0112/2///61987#ABH561 - Calibration |  |  |  | Standard |  |  |  | 2019-03-08 | 2017-12-07 | 2019-03-08 | 2019-03-08 |  | SC65E – IEC 61987 | C00018 | 001-01 (2019-03-08 15:35:12 by BATCH 00000766) standard | 0112/2///61987#ABV501 | https://cdd.iec.ch/CDD/IEC61987/iec61987.nsf/Classes/0112-2---61987%23ABH624 | https://cdd.iec.ch/cdd/iec61987/iec61987.nsf/PropertiesAllVersions/0112-2---61987%23ABH594,https://cdd.iec.ch/cdd/iec61987/iec61987.nsf/PropertiesAllVersions/0112-2---61987%23ABH754 | 0112-2---61987#ABH594,0112-2---61987#ABH754
0112/2///61987#ABP006 | 001 | 01 | 0112/2///61987#ABP006#001 | Absolute performance for current [I/O module] |  |  |  | properties characterizing the accuracy of a current measurement of an I/O module, expressed in engineering units |  |  |  |  | ITEM_CLASS | [5 empty] | 0112/2///61987#ABP057 - Performance variable [input module] |  |  | false | Standard |  | IEC 61987 | IEC | 2023-01-23 | 2023-01-23 | 2023-01-23 | 2023-01-23 |  | IEC/SC 65E | C00128 | 001-01 (2023-01-23 14:53:33 by BATCH 00000807) standard | 0112/2///61987#ABV501 | https://cdd.iec.ch/CDD/IEC61987/iec61987.nsf/Classes/0112-2---61987%23ABP006 | https://cdd.iec.ch/cdd/iec61987/iec61987.nsf/PropertiesAllVersions/0112-2---61987%23ABP093,https://cdd.iec.ch/cdd/iec61987/iec61987.nsf/PropertiesAllVersions/0112-2---61987%23ABD535,https://cdd.iec.ch/cdd/iec61987/iec61987.nsf/PropertiesAllVersions/0112-2---61987%23ABP145,https://cdd.iec.ch/cdd/iec61987/iec61987.nsf/PropertiesAllVersions/0112-2---61987%23ABP110,https://cdd.iec.ch/cdd/iec61987/iec61987.nsf/PropertiesAllVersions/0112-2---61987%23ABP184,https://cdd.iec.ch/cdd/iec61987/iec61987.nsf/PropertiesAllVersions/0112-2---61987%23ABP159,https://cdd.iec.ch/cdd/iec61987/iec61987.nsf/PropertiesAllVersions/0112-2---61987%23ABB519,https://cdd.iec.ch/cdd/iec61987/iec61987.nsf/PropertiesAllVersions/0112-2---61987%23ABB774,https://cdd.iec.ch/cdd/iec61987/iec61987.nsf/PropertiesAllVersions/0112-2---61987%23ABP241,https://cdd.iec.ch/cdd/iec61987/iec61987.nsf/PropertiesAllVersions/0112-2---61987%23ABC840 | 0112-2---61987#ABB519,0112-2---61987#ABB774,0112-2---61987#ABC840,0112-2---61987#ABD535,0112-2---61987#ABP110,0112-2---61987#ABP159,0112-2---61987#ABP241,0112-2---61987#ABP093,0112-2---61987#ABP145,0112-2---61987#ABP184
0112/2///61987#ABA764 | 003 | 01 | 0112/2///61987#ABA764#003 | Thermal mass flow transmitter |  |  |  | mass flow transmitter that measures the heat transfer of a moving fluid and outputs a signal representative of a mass flow |  |  |  |  | ITEM_CLASS |  |  |  |  | 0112/2///61987#ABU125 - reference to Operating LOP for flow measuring equipment |  |  |  |  | Standard |  |  |  | 2018-03-28 | 2013-08-27 | 2016-05-24 | 2016-05-24 |  | SC65E – IEC 61987 | C00004 |  | 0112/2///61987#ABA762 | https://cdd.iec.ch/CDD/IEC61987/iec61987.nsf/Classes/0112-2---61987%23ABA764 | https://cdd.iec.ch/cdd/iec61987/iec61987.nsf/PropertiesAllVersions/0112-2---61987%23ABU203 | 0112-2---61987#ABU203
0112/2///61987#ABE337 | 001 | 01 | 0112/2///61987#ABE337#001 | Field-mounted flow transmitter |  |  |  | separate flow transmitter designed for mounting in the field |  |  |  |  | ITEM_CLASS |  |  |  |  | 0112/2///61987#ABE645 - reference to Generic OLOP for system components0112/2///61987#ABU345 - reference to Device LOP for remote/separate transmitter |  |  |  |  | Standard |  |  |  | 2018-03-28 |  | 2016-05-24 | 2016-05-24 |  | SC65E – IEC 61987 | C00004 | 001-01 (2018-03-28 07:26:02 by BATCH 00000762) standard | 0112/2///61987#ABA882 | https://cdd.iec.ch/CDD/IEC61987/iec61987.nsf/Classes/0112-2---61987%23ABE337 |  | 0112-2---61987#ABU345
0112/2///61987#ABC263 | 001 | 03 | 0112/2///61987#ABC263#001 | Handheld |  |  |  | properties characterizing a handheld device used for parametrization |  |  |  |  | ITEM_CLASS | [5 empty] | 0112/2///61987#ABC646 - Style of parametrization |  |  | false | Standard |  | IEC 61987 | IEC | 2023-01-23 | 2017-12-07 | 2017-12-07 | 2023-01-23 |  | IEC/SC 65E | C00128 |  | 0112/2///61987#ABV501 | https://cdd.iec.ch/CDD/IEC61987/iec61987.nsf/Classes/0112-2---61987%23ABC263 | https://cdd.iec.ch/cdd/iec61987/iec61987.nsf/PropertiesAllVersions/0112-2---61987%23ABA511,https://cdd.iec.ch/cdd/iec61987/iec61987.nsf/PropertiesAllVersions/0112-2---61987%23ABA512,https://cdd.iec.ch/cdd/iec61987/iec61987.nsf/PropertiesAllVersions/0112-2---61987%23ABA513,https://cdd.iec.ch/cdd/iec61987/iec61987.nsf/PropertiesAllVersions/0112-2---61987%23ABA514 | 0112-2---61987#ABA511,0112-2---61987#ABA512,0112-2---61987#ABA513,0112-2---61987#ABA514
0112/2///61987#ABC323 | 001 | 02 | 0112/2///61987#ABC323#001 | Liquid phase |  |  |  | properties characterizing a liquid phase of a fluid |  | 1 ABC323.1 |  |  | ITEM_CLASS | [5 empty] | 0112/2///61987#ABC509 - Phase [pressure] |  |  |  | Standard |  |  |  | 2018-03-28 | 2013-09-27 | 2013-09-27 | 2014-06-18 |  | SC65E – IEC 61987 | C00004 |  | 0112/2///61987#ABV501 | https://cdd.iec.ch/CDD/IEC61987/iec61987.nsf/Classes/0112-2---61987%23ABC323 | https://cdd.iec.ch/cdd/iec61987/iec61987.nsf/PropertiesAllVersions/0112-2---61987%23ABB296,https://cdd.iec.ch/cdd/iec61987/iec61987.nsf/PropertiesAllVersions/0112-2---61987%23ABB011,https://cdd.iec.ch/cdd/iec61987/iec61987.nsf/PropertiesAllVersions/0112-2---61987%23ABB304,https://cdd.iec.ch/cdd/iec61987/iec61987.nsf/PropertiesAllVersions/0112-2---61987%23ABA946,https://cdd.iec.ch/cdd/iec61987/iec61987.nsf/PropertiesAllVersions/0112-2---61987%23ABA557,https://cdd.iec.ch/cdd/iec61987/iec61987.nsf/PropertiesAllVersions/0112-2---61987%23ABB297,https://cdd.iec.ch/cdd/iec61987/iec61987.nsf/PropertiesAllVersions/0112-2---61987%23ABB298,https://cdd.iec.ch/cdd/iec61987/iec61987.nsf/PropertiesAllVersions/0112-2---61987%23ABB299,https://cdd.iec.ch/cdd/iec61987/iec61987.nsf/PropertiesAllVersions/0112-2---61987%23ABB067,https://cdd.iec.ch/cdd/iec61987/iec61987.nsf/PropertiesAllVersions/0112-2---61987%23ABB300,https://cdd.iec.ch/cdd/iec61987/iec61987.nsf/PropertiesAllVersions/0112-2---61987%23ABB163,https://cdd.iec.ch/cdd/iec61987/iec61987.nsf/PropertiesAllVersions/0112-2---61987%23ABD099 | 0112-2---61987#ABB296,0112-2---61987#ABB304,0112-2---61987#ABA557,0112-2---61987#ABB298,0112-2---61987#ABB299,0112-2---61987#ABD099,0112-2---61987#ABB011,0112-2---61987#ABA946,0112-2---61987#ABB297,0112-2---61987#ABB067,0112-2---61987#ABB300,0112-2---61987#ABB163
0112/2///61987#ABC335 | 001 | 02 | 0112/2///61987#ABC335#001 | Manufacturer-specific parameters |  |  |  | properties characterizing the configuration of a manufacturer-specific input or input |  |  |  |  | ITEM_CLASS | [5 empty] | 0112/2///61987#ABC331 - Manufacturer-specific input [1]0112/2///61987#ABC332 - Manufacturer-specific input [2]0112/2///61987#ABC333 - Manufacturer-specific output [1]0112/2///61987#ABC334 - Manufacturer-specific output [2]0112/2///61987#ABD528 - Manufacturer-specific output [3]0112/2///61987#ABD530 - Manufacturer-specific output [4]0112/2///61987#ABD898 - Manufacturer-specific input [3]0112/2///61987#ABD899 - Manufacturer-specific output [5]0112/2///61987#ABG124 - Manufacturer-specific input [4]0112/2///61987#ABG125 - Manufacturer-specific input [5]0112/2///61987#ABG126 - Manufacturer-specific input [6]0112/2///61987#ABG201 - Manufacturer-specific output [8]0112/2///61987#ABG203 - Manufacturer-specific output [10]0112/2///61987#ABG204 - Manufacturer-specific output [11]0112/2///61987#ABG205 - Manufacturer-specific output [12]0112/2///61987#ABG207 - Manufacturer-specific output [14]0112/2///61987#ABG208 - Manufacturer-specific output [15]0112/2///61987#ABG209 - Manufacturer-specific output [16]0112/2///61987#ABG210 - Manufacturer-specific output [17]0112/2///61987#ABG211 - Manufacturer-specific output [18]0112/2///61987#ABH050 - Manufacturer-specific input [7]0112/2///61987#ABP047 - Manufacturer-specific input [I/O module]0112/2///61987#ABP048 - Manufacturer-specific output [I/O module] |  |  |  | Standard |  |  |  | 2018-03-28 | 2013-08-27 | 2013-08-27 | 2014-06-18 |  | SC65E – IEC 61987 | C00019 |  | 0112/2///61987#ABV501 | https://cdd.iec.ch/CDD/IEC61987/iec61987.nsf/Classes/0112-2---61987%23ABC335 | https://cdd.iec.ch/cdd/iec61987/iec61987.nsf/PropertiesAllVersions/0112-2---61987%23ABC798,https://cdd.iec.ch/cdd/iec61987/iec61987.nsf/PropertiesAllVersions/0112-2---61987%23ABD116,https://cdd.iec.ch/cdd/iec61987/iec61987.nsf/PropertiesAllVersions/0112-2---61987%23ABD117,https://cdd.iec.ch/cdd/iec61987/iec61987.nsf/PropertiesAllVersions/0112-2---61987%23ABA387,https://cdd.iec.ch/cdd/iec61987/iec61987.nsf/PropertiesAllVersions/0112-2---61987%23ABC891,https://cdd.iec.ch/cdd/iec61987/iec61987.nsf/PropertiesAllVersions/0112-2---61987%23ABA390,https://cdd.iec.ch/cdd/iec61987/iec61987.nsf/PropertiesAllVersions/0112-2---61987%23ABC865,https://cdd.iec.ch/cdd/iec61987/iec61987.nsf/PropertiesAllVersions/0112-2---61987%23ABI463,https://cdd.iec.ch/cdd/iec61987/iec61987.nsf/PropertiesAllVersions/0112-2---61987%23ABB103,https://cdd.iec.ch/cdd/iec61987/iec61987.nsf/PropertiesAllVersions/0112-2---61987%23ABC850,https://cdd.iec.ch/cdd/iec61987/iec61987.nsf/PropertiesAllVersions/0112-2---61987%23ABA401,https://cdd.iec.ch/cdd/iec61987/iec61987.nsf/PropertiesAllVersions/0112-2---61987%23ABC778 | 0112-2---61987#ABC865,0112-2---61987#ABI463,0112-2---61987#ABA401,0112-2---61987#ABC778,0112-2---61987#ABC798,0112-2---61987#ABD116,0112-2---61987#ABA387,0112-2---61987#ABC891,0112-2---61987#ABD117,0112-2---61987#ABA390,0112-2---61987#ABB103,0112-2---61987#ABC850
0112/2///61987#ABG119 | 001 | 01 | 0112/2///61987#ABG119#001 | Analog voltage input [5] |  |  |  | properties characterizing an auxiliary analog voltage input |  | Polymorphic element: ABG119, Id: 4 |  |  | ITEM_CLASS | [5 empty] | 0112/2///61987#ABG065 - Type of auxiliary input [16] |  |  |  | Standard |  | IEC 61987 | IEC | 2018-03-28 | 2014-12-17 | 2017-09-18 | 2017-09-18 |  | SC65E – IEC 61987 | C00019 | 001-01 (2018-03-28 07:26:07 by BATCH 00000762) standard | 0112/2///61987#ABV501 | https://cdd.iec.ch/CDD/IEC61987/iec61987.nsf/Classes/0112-2---61987%23ABG119 | https://cdd.iec.ch/cdd/iec61987/iec61987.nsf/PropertiesAllVersions/0112-2---61987%23ABV188,https://cdd.iec.ch/cdd/iec61987/iec61987.nsf/PropertiesAllVersions/0112-2---61987%23ABC930 | 0112-2---61987#ABV188,0112-2---61987#ABC930
0112/2///61987#ABP028 | 001 | 01 | 0112/2///61987#ABP028#001 | Electrical data for no-voltage contact input |  |  |  | properties characterizing the electrical data of a no-voltage contact input |  |  |  |  | ITEM_CLASS | [5 empty] | 0112/2///61987#ABP021 - Binary input [I/O module] |  |  | false | Standard |  | IEC 61987 | IEC | 2023-01-23 | 2023-01-23 | 2023-01-23 | 2023-01-23 |  | IEC/SC 65E | C00128 | 001-01 (2023-01-23 14:53:33 by BATCH 00000807) standard | 0112/2///61987#ABV501 | https://cdd.iec.ch/CDD/IEC61987/iec61987.nsf/Classes/0112-2---61987%23ABP028 | https://cdd.iec.ch/cdd/iec61987/iec61987.nsf/PropertiesAllVersions/0112-2---61987%23ABA612,https://cdd.iec.ch/cdd/iec61987/iec61987.nsf/PropertiesAllVersions/0112-2---61987%23ABP151,https://cdd.iec.ch/cdd/iec61987/iec61987.nsf/PropertiesAllVersions/0112-2---61987%23ABP133,https://cdd.iec.ch/cdd/iec61987/iec61987.nsf/PropertiesAllVersions/0112-2---61987%23ABP106,https://cdd.iec.ch/cdd/iec61987/iec61987.nsf/PropertiesAllVersions/0112-2---61987%23ABP149,https://cdd.iec.ch/cdd/iec61987/iec61987.nsf/PropertiesAllVersions/0112-2---61987%23ABP122,https://cdd.iec.ch/cdd/iec61987/iec61987.nsf/PropertiesAllVersions/0112-2---61987%23ABP152,https://cdd.iec.ch/cdd/iec61987/iec61987.nsf/PropertiesAllVersions/0112-2---61987%23ABP138,https://cdd.iec.ch/cdd/iec61987/iec61987.nsf/PropertiesAllVersions/0112-2---61987%23ABA387,https://cdd.iec.ch/cdd/iec61987/iec61987.nsf/PropertiesAllVersions/0112-2---61987%23ABC891 | 0112-2---61987#ABP133,0112-2---61987#ABP149,0112-2---61987#ABP152,0112-2---61987#ABA387,0112-2---61987#ABA612,0112-2---61987#ABP151,0112-2---61987#ABP106,0112-2---61987#ABP122,0112-2---61987#ABP138,0112-2---61987#ABC891
0112/2///61987#ABE664 | 001 | 01 | 0112/2///61987#ABE664#001 | Thermowell extension |  |  |  | fitting that is a tube or nipple union system for extending the distance between a thermowell and a connection head |  |  |  |  | ITEM_CLASS | [9 empty] | Standard |  |  |  | 2018-03-28 |  | 2016-05-24 | 2016-05-24 |  | SC65E – IEC 61987 | C00016 | 001-01 (2018-03-28 07:26:03 by BATCH 00000762) standard | 0112/2///61987#ABA856 | https://cdd.iec.ch/CDD/IEC61987/iec61987.nsf/Classes/0112-2---61987%23ABE664 | https://cdd.iec.ch/cdd/iec61987/iec61987.nsf/PropertiesAllVersions/0112-2---61987%23ABF902 | 0112-2---61987#ABF902
0112/2///61987#ABC116 | 001 | 02 | 0112/2///61987#ABC116#001 | Assigned temperature range |  |  |  | properties characterizing a range configured for temperature |  | 13 ABC116.13 |  |  | ITEM_CLASS | [5 empty] | 0112/2///61987#ABG090 - Assigned variable [10]0112/2///61987#ABC124 - Assigned variable [7]0112/2///61987#ABC121 - Assigned variable [4]0112/2///61987#ABC122 - Assigned variable [5]0112/2///61987#ABC120 - Assigned variable [3]0112/2///61987#ABG096 - Assigned variable [16]0112/2///61987#ABG089 - Assigned variable [9]0112/2///61987#ABG091 - Assigned variable [11]0112/2///61987#ABG097 - Assigned variable [17]0112/2///61987#ABH044 - Assigned variable [22]0112/2///61987#ABV037 - Assigned variable [18]0112/2///61987#ABV039 - Assigned variable [8]0112/2///61987#ABG094 - Assigned variable [14]0112/2///61987#ABG095 - Assigned variable [15]0112/2///61987#ABV236 - Assigned variable [13]0112/2///61987#ABV239 - Assigned variable [13] |  |  |  | Standard |  |  |  | 2018-03-28 | 2013-08-27 | 2013-08-27 | 2014-06-18 |  | SC65E – IEC 61987 | C00004 |  | 0112/2///61987#ABV501 | https://cdd.iec.ch/CDD/IEC61987/iec61987.nsf/Classes/0112-2---61987%23ABC116 | https://cdd.iec.ch/cdd/iec61987/iec61987.nsf/PropertiesAllVersions/0112-2---61987%23ABA358,https://cdd.iec.ch/cdd/iec61987/iec61987.nsf/PropertiesAllVersions/0112-2---61987%23ABA359,https://cdd.iec.ch/cdd/iec61987/iec61987.nsf/PropertiesAllVersions/0112-2---61987%23ABB572,https://cdd.iec.ch/cdd/iec61987/iec61987.nsf/PropertiesAllVersions/0112-2---61987%23ABB573 | 0112-2---61987#ABA359,0112-2---61987#ABB572,0112-2---61987#ABB573,0112-2---61987#ABA358
0112/2///61987#ABC476 | 002 | 01 | 0112/2///61987#ABC476#002 | Output [1] |  |  |  | properties characterizing the outputs provided by the device, the variables assigned to them and their electrical properties |  |  | from IEC 61987-1, 5.5 |  | ITEM_CLASS | [5 empty] | 0112/2///61987#ABA005 - Device LOP for flow transmitter |  |  |  | Standard |  |  |  | 2018-03-28 | 2013-08-27 | 2016-05-24 | 2016-05-24 |  | SC65E – IEC 61987 | C00004 |  | 0112/2///61987#ABV501 | https://cdd.iec.ch/CDD/IEC61987/iec61987.nsf/Classes/0112-2---61987%23ABC476 | https://cdd.iec.ch/cdd/iec61987/iec61987.nsf/PropertiesAllVersions/0112-2---61987%23ABB271,https://cdd.iec.ch/cdd/iec61987/iec61987.nsf/PropertiesAllVersions/0112-2---61987%23ABA577,https://cdd.iec.ch/cdd/iec61987/iec61987.nsf/PropertiesAllVersions/0112-2---61987%23ABA607,https://cdd.iec.ch/cdd/iec61987/iec61987.nsf/PropertiesAllVersions/0112-2---61987%23ABA342,https://cdd.iec.ch/cdd/iec61987/iec61987.nsf/PropertiesAllVersions/0112-2---61987%23ABU146 | 0112-2---61987#ABB271,0112-2---61987#ABA577,0112-2---61987#ABA607,0112-2---61987#ABA342,0112-2---61987#ABU146
0112/2///61987#ABD411 | 004 | 01 | 0112/2///61987#ABD411#004 | Purge gas supply |  |  |  | properties characterizing a purge gas supply |  |  |  |  | ITEM_CLASS | [5 empty] | 0112/2///61987#ABC512 - Physical location |  |  |  | Standard |  |  |  | 2018-03-28 | 2013-09-27 | 2018-03-20 | 2018-03-20 |  | SC65E – IEC 61987 | C00014 |  | 0112/2///61987#ABV501 | https://cdd.iec.ch/CDD/IEC61987/iec61987.nsf/Classes/0112-2---61987%23ABD411 | https://cdd.iec.ch/cdd/iec61987/iec61987.nsf/PropertiesAllVersions/0112-2---61987%23ABD413,https://cdd.iec.ch/cdd/iec61987/iec61987.nsf/PropertiesAllVersions/0112-2---61987%23ABD527,https://cdd.iec.ch/cdd/iec61987/iec61987.nsf/PropertiesAllVersions/0112-2---61987%23ABB360,https://cdd.iec.ch/cdd/iec61987/iec61987.nsf/PropertiesAllVersions/0112-2---61987%23ABB361,https://cdd.iec.ch/cdd/iec61987/iec61987.nsf/PropertiesAllVersions/0112-2---61987%23ABD414,https://cdd.iec.ch/cdd/iec61987/iec61987.nsf/PropertiesAllVersions/0112-2---61987%23ABA625,https://cdd.iec.ch/cdd/iec61987/iec61987.nsf/PropertiesAllVersions/0112-2---61987%23ABD415 | 0112-2---61987#ABD413,0112-2---61987#ABD527,0112-2---61987#ABB360,0112-2---61987#ABB361,0112-2---61987#ABD414,0112-2---61987#ABA625,0112-2---61987#ABD415
0112/2///61987#ABD944 | 001 | 02 | 0112/2///61987#ABD944#001 | Normal environmental conditions [2] |  |  |  | properties characterizing the values which an influence quantity can assume to which the device is or must be designed |  |  |  |  | ITEM_CLASS | [5 empty] | 0112/2///61987#ABD867 - Environmental design ratings [2] |  |  |  | Standard |  |  |  | 2018-03-28 | 2013-09-02 | 2013-09-02 | 2014-06-18 |  | SC65E – IEC 61987 | C00004 |  | 0112/2///61987#ABV501 | https://cdd.iec.ch/CDD/IEC61987/iec61987.nsf/Classes/0112-2---61987%23ABD944 | https://cdd.iec.ch/cdd/iec61987/iec61987.nsf/PropertiesAllVersions/0112-2---61987%23ABA617,https://cdd.iec.ch/cdd/iec61987/iec61987.nsf/PropertiesAllVersions/0112-2---61987%23ABC712,https://cdd.iec.ch/cdd/iec61987/iec61987.nsf/PropertiesAllVersions/0112-2---61987%23ABA964,https://cdd.iec.ch/cdd/iec61987/iec61987.nsf/PropertiesAllVersions/0112-2---61987%23ABB282,https://cdd.iec.ch/cdd/iec61987/iec61987.nsf/PropertiesAllVersions/0112-2---61987%23ABB162,https://cdd.iec.ch/cdd/iec61987/iec61987.nsf/PropertiesAllVersions/0112-2---61987%23ABA571,https://cdd.iec.ch/cdd/iec61987/iec61987.nsf/PropertiesAllVersions/0112-2---61987%23ABA410,https://cdd.iec.ch/cdd/iec61987/iec61987.nsf/PropertiesAllVersions/0112-2---61987%23ABA089,https://cdd.iec.ch/cdd/iec61987/iec61987.nsf/PropertiesAllVersions/0112-2---61987%23ABA091,https://cdd.iec.ch/cdd/iec61987/iec61987.nsf/PropertiesAllVersions/0112-2---61987%23ABD396,https://cdd.iec.ch/cdd/iec61987/iec61987.nsf/PropertiesAllVersions/0112-2---61987%23ABD398,https://cdd.iec.ch/cdd/iec61987/iec61987.nsf/PropertiesAllVersions/0112-2---61987%23ABA572,https://cdd.iec.ch/cdd/iec61987/iec61987.nsf/PropertiesAllVersions/0112-2---61987%23ABA108,https://cdd.iec.ch/cdd/iec61987/iec61987.nsf/PropertiesAllVersions/0112-2---61987%23ABA963,https://cdd.iec.ch/cdd/iec61987/iec61987.nsf/PropertiesAllVersions/0112-2---61987%23ABA109 | 0112-2---61987#ABA964,0112-2---61987#ABB162,0112-2---61987#ABA571,0112-2---61987#ABA410,0112-2---61987#ABA089,0112-2---61987#ABD396,0112-2---61987#ABC712,0112-2---61987#ABD398,0112-2---61987#ABA109,0112-2---61987#ABA617,0112-2---61987#ABA572,0112-2---61987#ABB282,0112-2---61987#ABA091,0112-2---61987#ABA108,0112-2---61987#ABA963
0112/2///61987#ABG429 | 001 | 01 | 0112/2///61987#ABG429#001 | Structural design [stilling well] |  |  |  | properties characterizing the constructional details of a device |  |  |  |  | ITEM_CLASS | [5 empty] | 0112/2///61987#ABG384 - Mechanical and electrical construction [stilling well] |  |  |  | Standard |  | IEC 61987 | IEC | 2018-03-28 | 2014-12-17 | 2018-03-20 | 2018-03-20 |  | SC65E – IEC 61987 | C00018 | 001-01 (2018-03-28 07:26:11 by BATCH 00000762) standard | 0112/2///61987#ABV501 | https://cdd.iec.ch/CDD/IEC61987/iec61987.nsf/Classes/0112-2---61987%23ABG429 | https://cdd.iec.ch/cdd/iec61987/iec61987.nsf/PropertiesAllVersions/0112-2---61987%23ABF699 | 0112-2---61987#ABF699
0112/2///61987#ABA861 | 003 | 01 | 0112/2///61987#ABA861#003 | Remote seal | Diaphragm seal, chemical seal, process seal |  |  | instrument component for a pressure gauge, transmitter or switch that seals and isolates the measuring instrument but when immersed in the process medium allows pressure effects to cross to the measuring instrument sensing element |  |  |  |  | ITEM_CLASS | [9 empty] | Standard |  |  |  | 2018-03-28 | 2013-08-27 | 2016-05-24 | 2016-05-24 |  | SC65E – IEC 61987 | C00004 |  | 0112/2///61987#ABA845 | https://cdd.iec.ch/CDD/IEC61987/iec61987.nsf/Classes/0112-2---61987%23ABA861 | https://cdd.iec.ch/cdd/iec61987/iec61987.nsf/PropertiesAllVersions/0112-2---61987%23ABU134,https://cdd.iec.ch/cdd/iec61987/iec61987.nsf/PropertiesAllVersions/0112-2---61987%23ABU451 | 0112-2---61987#ABU134,0112-2---61987#ABU451
0112/2///61987#ABC160 | 005 | 01 | 0112/2///61987#ABC160#005 | Codes and standards approval [2] |  |  |  | properties characterizing a device approval for a code or standard |  |  |  |  | ITEM_CLASS | [5 empty] | 0112/2///61987#ABC437 - Mechanical and electrical construction [remote/separate transmitter]0112/2///61987#ABD932 - Mechanical and electrical construction [positioner]0112/2///61987#ABD934 - Mechanical and electrical construction [pneumatic rotary actuator]0112/2///61987#ABD938 - Mechanical and electrical construction [pneumatic linear actuator]0112/2///61987#ABE596 - Mechanical and electrical construction [position transmitter]0112/2///61987#ABE599 - Mechanical and electrical construction [limit switch]0112/2///61987#ABE603 - Mechanical and electrical construction [solenoid valve]0112/2///61987#ABE608 - Mechanical and electrical construction [filter regulator]0112/2///61987#ABE616 - Mechanical and electrical construction [I/P converter]0112/2///61987#ABG369 - Mechanical and electrical construction [nuclear level transmitter/switch]0112/2///61987#ABG375 - Mechanical and electrical construction [separate level transmitter/switching unit]0112/2///61987#ABG387 - Mechanical and electrical construction [temperature transmitter]0112/2///61987#ABG389 - Mechanical and electrical construction [radiation thermometer]0112/2///61987#ABG390 - Mechanical and electrical construction [separate temperature transmitter]0112/2///61987#ABG392 - Mechanical and electrical construction [temperature connection head]0112/2///61987#ABG393 - Mechanical and electrical construction [thermowell extension]0112/2///61987#ABG404 - Mechanical and electrical construction [separate density transmitter] |  |  |  | Standard |  |  |  | 2018-03-28 | 2013-08-27 | 2018-03-20 | 2018-03-20 |  | SC65E – IEC 61987 | C00004 |  | 0112/2///61987#ABV501 | https://cdd.iec.ch/CDD/IEC61987/iec61987.nsf/Classes/0112-2---61987%23ABC160 | https://cdd.iec.ch/cdd/iec61987/iec61987.nsf/PropertiesAllVersions/0112-2---61987%23ABA470,https://cdd.iec.ch/cdd/iec61987/iec61987.nsf/PropertiesAllVersions/0112-2---61987%23ABD104 | 0112-2---61987#ABA470,0112-2---61987#ABD104
0112/2///61987#ABC375 | 001 | 02 | 0112/2///61987#ABC375#001 | Material of mounting assembly |  |  |  | properties characterizing the material of which the parts of a mounting assembly for a device is made |  |  |  |  | ITEM_CLASS | [5 empty] | 0112/2///61987#ABC048 - Transmitter housing [1]0112/2///61987#ABC049 - Transmitter housing [2]0112/2///61987#ABE040 - Transmitter housing [3]0112/2///61987#ABE607 - Solenoid valve housing0112/2///61987#ABF375 - Transmitter/switch housing |  |  |  | Standard |  |  |  | 2018-03-28 | 2013-08-27 | 2013-08-27 | 2014-06-18 |  | SC65E – IEC 61987 | C00019 |  | 0112/2///61987#ABV501 | https://cdd.iec.ch/CDD/IEC61987/iec61987.nsf/Classes/0112-2---61987%23ABC375 | https://cdd.iec.ch/cdd/iec61987/iec61987.nsf/PropertiesAllVersions/0112-2---61987%23ABB455,https://cdd.iec.ch/cdd/iec61987/iec61987.nsf/PropertiesAllVersions/0112-2---61987%23ABI460,https://cdd.iec.ch/cdd/iec61987/iec61987.nsf/PropertiesAllVersions/0112-2---61987%23ABA908,https://cdd.iec.ch/cdd/iec61987/iec61987.nsf/PropertiesAllVersions/0112-2---61987%23ABA907 | 0112-2---61987#ABI460,0112-2---61987#ABA908,0112-2---61987#ABA907,0112-2---61987#ABB455
0112/2///61987#ABC660 | 002 | 01 | 0112/2///61987#ABC660#002 | Type of measured variable [1] |  |  |  | administration block for polymorphism acting as proxy for the selected measured variable type |  | 1 ABC660.1 |  |  | ITEM_CLASS | [5 empty] | 0112/2///61987#ABC407 - Measured variable [1] |  |  |  | Standard |  |  |  | 2018-03-28 | 2013-08-27 | 2016-05-24 | 2016-05-24 |  | SC65E – IEC 61987 | C00004 |  | 0112/2///61987#ABV501 | https://cdd.iec.ch/CDD/IEC61987/iec61987.nsf/Classes/0112-2---61987%23ABC660 | https://cdd.iec.ch/cdd/iec61987/iec61987.nsf/PropertiesAllVersions/0112-2---61987%23ABU143,https://cdd.iec.ch/cdd/iec61987/iec61987.nsf/PropertiesAllVersions/0112-2---61987%23ABU152,https://cdd.iec.ch/cdd/iec61987/iec61987.nsf/PropertiesAllVersions/0112-2---61987%23ABU153,https://cdd.iec.ch/cdd/iec61987/iec61987.nsf/PropertiesAllVersions/0112-2---61987%23ABU154,https://cdd.iec.ch/cdd/iec61987/iec61987.nsf/PropertiesAllVersions/0112-2---61987%23ABU468 | 0112-2---61987#ABU143,0112-2---61987#ABU152,0112-2---61987#ABU153,0112-2---61987#ABU154,0112-2---61987#ABU468
0112/2///61987#ABG415 | 001 | 01 | 0112/2///61987#ABG415#001 | Structural design [free-space radar level transmitter] |  |  |  | properties characterizing the constructional details of a device |  |  |  |  | ITEM_CLASS | [5 empty] | 0112/2///61987#ABG370 - Mechanical and electrical construction [free-space radar level transmitter] |  |  |  | Standard |  | IEC 61987 | IEC | 2018-03-28 | 2014-12-17 | 2018-03-20 | 2018-03-20 |  | SC65E – IEC 61987 | C00018 | 001-01 (2018-03-28 07:26:09 by BATCH 00000762) standard | 0112/2///61987#ABV501 | https://cdd.iec.ch/CDD/IEC61987/iec61987.nsf/Classes/0112-2---61987%23ABG415 | https://cdd.iec.ch/cdd/iec61987/iec61987.nsf/PropertiesAllVersions/0112-2---61987%23ABF697,https://cdd.iec.ch/cdd/iec61987/iec61987.nsf/PropertiesAllVersions/0112-2---61987%23ABF374,https://cdd.iec.ch/cdd/iec61987/iec61987.nsf/PropertiesAllVersions/0112-2---61987%23ABF796,https://cdd.iec.ch/cdd/iec61987/iec61987.nsf/PropertiesAllVersions/0112-2---61987%23ABD284 | 0112-2---61987#ABF697,0112-2---61987#ABF374,0112-2---61987#ABF796,0112-2---61987#ABD284
0112/2///61987#ABH919 | 001 | 01 | 0112/2///61987#ABH919#001 | HART burst mode parameters |  |  |  | properties characterizing HART burst mode parameters |  |  |  |  | ITEM_CLASS | [5 empty] | 0112/2///61987#ABH911 - HART configuration parameter |  |  |  | Standard |  |  |  | 2018-03-28 | 2018-03-28 | 2018-03-28 | 2018-03-28 |  | SC65E – IEC 61987 | C00018 | 001-01 (2018-03-28 07:26:12 by BATCH 00000762) standard | 0112/2///61987#ABV501 | https://cdd.iec.ch/CDD/IEC61987/iec61987.nsf/Classes/0112-2---61987%23ABH919 | https://cdd.iec.ch/cdd/iec61987/iec61987.nsf/PropertiesAllVersions/0112-2---61987%23ABI060,https://cdd.iec.ch/cdd/iec61987/iec61987.nsf/PropertiesAllVersions/0112-2---61987%23ABI061,https://cdd.iec.ch/cdd/iec61987/iec61987.nsf/PropertiesAllVersions/0112-2---61987%23ABI219,https://cdd.iec.ch/cdd/iec61987/iec61987.nsf/PropertiesAllVersions/0112-2---61987%23ABI062,https://cdd.iec.ch/cdd/iec61987/iec61987.nsf/PropertiesAllVersions/0112-2---61987%23ABI063,https://cdd.iec.ch/cdd/iec61987/iec61987.nsf/PropertiesAllVersions/0112-2---61987%23ABI064,https://cdd.iec.ch/cdd/iec61987/iec61987.nsf/PropertiesAllVersions/0112-2---61987%23ABI065,https://cdd.iec.ch/cdd/iec61987/iec61987.nsf/PropertiesAllVersions/0112-2---61987%23ABI066 | 0112-2---61987#ABI066,0112-2---61987#ABI060,0112-2---61987#ABI061,0112-2---61987#ABI219,0112-2---61987#ABI062,0112-2---61987#ABI063,0112-2---61987#ABI064,0112-2---61987#ABI065
0112/2///61987#ABE362 | 001 | 01 | 0112/2///61987#ABE362#001 | Insert/element |  |  |  | instrument component that permits a non-wetted and exchangeable sensing element to be placed as close as possible to the point of measurement and provides a connection to an external evaluation system | The external connection may be a in the form of flying leads, a terminal block or a head-mounted transmitter. |  |  |  | ITEM_CLASS | [9 empty] | Standard |  |  |  | 2018-03-28 |  | 2016-05-24 | 2016-05-24 |  | SC65E – IEC 61987 | C00004 | 001-01 (2018-03-28 07:26:02 by BATCH 00000762) standard | 0112/2///61987#ABA845 | https://cdd.iec.ch/CDD/IEC61987/iec61987.nsf/Classes/0112-2---61987%23ABE362 | https://cdd.iec.ch/cdd/iec61987/iec61987.nsf/PropertiesAllVersions/0112-2---61987%23ABF900 | 0112-2---61987#ABF900
0112/2///61987#ABC056 | 002 | 01 | 0112/2///61987#ABC056#002 | Type of auxiliary input [5] |  |  |  | administration block for polymorphism acting as proxy for the selected auxiliary input type |  | 2 ABC056.2 |  |  | ITEM_CLASS | [5 empty] | 0112/2///61987#ABC130 - Auxiliary input [5] |  |  |  | Standard |  |  |  | 2018-03-28 | 2013-08-27 | 2016-05-24 | 2016-05-24 |  | SC65E – IEC 61987 | C00004 |  | 0112/2///61987#ABV501 | https://cdd.iec.ch/CDD/IEC61987/iec61987.nsf/Classes/0112-2---61987%23ABC056 | https://cdd.iec.ch/cdd/iec61987/iec61987.nsf/PropertiesAllVersions/0112-2---61987%23ABU230,https://cdd.iec.ch/cdd/iec61987/iec61987.nsf/PropertiesAllVersions/0112-2---61987%23ABU231,https://cdd.iec.ch/cdd/iec61987/iec61987.nsf/PropertiesAllVersions/0112-2---61987%23ABU232,https://cdd.iec.ch/cdd/iec61987/iec61987.nsf/PropertiesAllVersions/0112-2---61987%23ABU233,https://cdd.iec.ch/cdd/iec61987/iec61987.nsf/PropertiesAllVersions/0112-2---61987%23ABU234,https://cdd.iec.ch/cdd/iec61987/iec61987.nsf/PropertiesAllVersions/0112-2---61987%23ABU235,https://cdd.iec.ch/cdd/iec61987/iec61987.nsf/PropertiesAllVersions/0112-2---61987%23ABU236,https://cdd.iec.ch/cdd/iec61987/iec61987.nsf/PropertiesAllVersions/0112-2---61987%23ABU237,https://cdd.iec.ch/cdd/iec61987/iec61987.nsf/PropertiesAllVersions/0112-2---61987%23ABU238,https://cdd.iec.ch/cdd/iec61987/iec61987.nsf/PropertiesAllVersions/0112-2---61987%23ABU239 | 0112-2---61987#ABU237,0112-2---61987#ABU238,0112-2---61987#ABU230,0112-2---61987#ABU233,0112-2---61987#ABU234,0112-2---61987#ABU235,0112-2---61987#ABU236,0112-2---61987#ABU231,0112-2---61987#ABU232,0112-2---61987#ABU239
0112/2///61987#ABF042 | 001 | 01 | 0112/2///61987#ABF042#001 | Material of float guide |  |  |  | properties characterizing the material of which the float guide is made |  |  |  |  | ITEM_CLASS | [5 empty] | 0112/2///61987#ABF040 - Float guide |  |  |  | Standard |  | IEC 61987 | IEC | 2018-03-28 | 2018-03-28 | 2018-03-28 | 2018-03-28 |  | SC65E – IEC 61987 | C00018 | 001-01 (2018-03-28 07:26:05 by BATCH 00000762) standard | 0112/2///61987#ABV501 | https://cdd.iec.ch/CDD/IEC61987/iec61987.nsf/Classes/0112-2---61987%23ABF042 | https://cdd.iec.ch/cdd/iec61987/iec61987.nsf/PropertiesAllVersions/0112-2---61987%23ABB455,https://cdd.iec.ch/cdd/iec61987/iec61987.nsf/PropertiesAllVersions/0112-2---61987%23ABI460,https://cdd.iec.ch/cdd/iec61987/iec61987.nsf/PropertiesAllVersions/0112-2---61987%23ABA908,https://cdd.iec.ch/cdd/iec61987/iec61987.nsf/PropertiesAllVersions/0112-2---61987%23ABA907 | 0112-2---61987#ABA907,0112-2---61987#ABB455,0112-2---61987#ABI460,0112-2---61987#ABA908
0112/2///61987#ABF546 | 001 | 01 | 0112/2///61987#ABF546#001 | Material of base plate |  |  |  | properties characterizing the material of which a base plate is made |  |  |  |  | ITEM_CLASS | [5 empty] | 0112/2///61987#ABF542 - Laser probe |  |  |  | Standard |  | IEC 61987 | IEC | 2018-03-28 | 2018-03-28 | 2018-03-28 | 2018-03-28 |  | SC65E – IEC 61987 | C00018 | 001-01 (2018-03-28 07:26:06 by BATCH 00000762) standard | 0112/2///61987#ABV501 | https://cdd.iec.ch/CDD/IEC61987/iec61987.nsf/Classes/0112-2---61987%23ABF546 | https://cdd.iec.ch/cdd/iec61987/iec61987.nsf/PropertiesAllVersions/0112-2---61987%23ABB455,https://cdd.iec.ch/cdd/iec61987/iec61987.nsf/PropertiesAllVersions/0112-2---61987%23ABI460,https://cdd.iec.ch/cdd/iec61987/iec61987.nsf/PropertiesAllVersions/0112-2---61987%23ABA908,https://cdd.iec.ch/cdd/iec61987/iec61987.nsf/PropertiesAllVersions/0112-2---61987%23ABA907 | 0112-2---61987#ABI460,0112-2---61987#ABA908,0112-2---61987#ABA907,0112-2---61987#ABB455
0112/2///61987#ABC515 | 001 | 02 | 0112/2///61987#ABC515#001 | Pneumatic/hydraulic input/output parameters |  |  |  | properties characterizing the configuration of a pneumatic/hydraulic input or output |  |  |  |  | ITEM_CLASS | [5 empty] | 0112/2///61987#ABC514 - Pneumatic/hydraulic input0112/2///61987#ABC516 - Pneumatic/hydraulic output [1]0112/2///61987#ABC517 - Pneumatic/hydraulic output [2]0112/2///61987#ABC518 - Pneumatic/hydraulic output [3]0112/2///61987#ABD979 - Pneumatic/hydraulic output [4]0112/2///61987#ABG212 - Pneumatic/hydraulic output [8]0112/2///61987#ABG216 - Pneumatic/hydraulic output [12]0112/2///61987#ABH041 - Pneumatic/hydraulic output [17] |  |  |  | Standard |  |  |  | 2018-03-28 | 2013-09-27 | 2013-09-27 | 2014-06-18 |  | SC65E – IEC 61987 | C00004 |  | 0112/2///61987#ABV501 | https://cdd.iec.ch/CDD/IEC61987/iec61987.nsf/Classes/0112-2---61987%23ABC515 | https://cdd.iec.ch/cdd/iec61987/iec61987.nsf/PropertiesAllVersions/0112-2---61987%23ABB632,https://cdd.iec.ch/cdd/iec61987/iec61987.nsf/PropertiesAllVersions/0112-2---61987%23ABB633,https://cdd.iec.ch/cdd/iec61987/iec61987.nsf/PropertiesAllVersions/0112-2---61987%23ABB634,https://cdd.iec.ch/cdd/iec61987/iec61987.nsf/PropertiesAllVersions/0112-2---61987%23ABB635,https://cdd.iec.ch/cdd/iec61987/iec61987.nsf/PropertiesAllVersions/0112-2---61987%23ABB929,https://cdd.iec.ch/cdd/iec61987/iec61987.nsf/PropertiesAllVersions/0112-2---61987%23ABB931 | 0112-2---61987#ABB931,0112-2---61987#ABB632,0112-2---61987#ABB633,0112-2---61987#ABB634,0112-2---61987#ABB635,0112-2---61987#ABB929
0112/2///61987#ABF609 | 001 | 01 | 0112/2///61987#ABF609#001 | Influence of external quantities expressed for concentration |  |  |  | properties characterizing the influence of external quantities for concentration measurement devices that are not the subject of the measurement but whose change affects the relationship between the indication and the result of the measurement |  |  |  |  | ITEM_CLASS | [5 empty] | 0112/2///61987#ABE792 - Absolute performance for concentration |  |  |  | Standard |  | IEC 61987 | IEC | 2018-03-28 | 2018-03-28 | 2018-03-28 | 2018-03-28 |  | SC65E – IEC 61987 | C00018 | 001-01 (2018-03-28 07:26:06 by BATCH 00000762) standard | 0112/2///61987#ABV501 | https://cdd.iec.ch/CDD/IEC61987/iec61987.nsf/Classes/0112-2---61987%23ABF609 | https://cdd.iec.ch/cdd/iec61987/iec61987.nsf/PropertiesAllVersions/0112-2---61987%23ABF610,https://cdd.iec.ch/cdd/iec61987/iec61987.nsf/PropertiesAllVersions/0112-2---61987%23ABF611,https://cdd.iec.ch/cdd/iec61987/iec61987.nsf/PropertiesAllVersions/0112-2---61987%23ABF612,https://cdd.iec.ch/cdd/iec61987/iec61987.nsf/PropertiesAllVersions/0112-2---61987%23ABF613,https://cdd.iec.ch/cdd/iec61987/iec61987.nsf/PropertiesAllVersions/0112-2---61987%23ABF614,https://cdd.iec.ch/cdd/iec61987/iec61987.nsf/PropertiesAllVersions/0112-2---61987%23ABF615 | 0112-2---61987#ABF615,0112-2---61987#ABF610,0112-2---61987#ABF611,0112-2---61987#ABF612,0112-2---61987#ABF613,0112-2---61987#ABF614
0112/2///61987#ABG466 | 001 | 01 | 0112/2///61987#ABG466#001 | Solid/particle phase [density] |  |  |  | properties characterizing the solid or particle phase of a fluid |  | Polymorphic element: ABG466, Id: 2 |  |  | ITEM_CLASS | [5 empty] | 0112/2///61987#ABG458 - Phase [density] |  |  |  | Standard |  | IEC 61987 | IEC | 2018-03-28 | 2018-03-28 | 2018-03-28 | 2018-03-28 |  | SC65E – IEC 61987 | C00017 | 001-01 (2018-03-28 07:26:11 by BATCH 00000762) standard | 0112/2///61987#ABV501 | https://cdd.iec.ch/CDD/IEC61987/iec61987.nsf/Classes/0112-2---61987%23ABG466 | https://cdd.iec.ch/cdd/iec61987/iec61987.nsf/PropertiesAllVersions/0112-2---61987%23ABB296,https://cdd.iec.ch/cdd/iec61987/iec61987.nsf/PropertiesAllVersions/0112-2---61987%23ABB011,https://cdd.iec.ch/cdd/iec61987/iec61987.nsf/PropertiesAllVersions/0112-2---61987%23ABB304,https://cdd.iec.ch/cdd/iec61987/iec61987.nsf/PropertiesAllVersions/0112-2---61987%23ABB290,https://cdd.iec.ch/cdd/iec61987/iec61987.nsf/PropertiesAllVersions/0112-2---61987%23ABB319,https://cdd.iec.ch/cdd/iec61987/iec61987.nsf/PropertiesAllVersions/0112-2---61987%23ABA563,https://cdd.iec.ch/cdd/iec61987/iec61987.nsf/PropertiesAllVersions/0112-2---61987%23ABB297,https://cdd.iec.ch/cdd/iec61987/iec61987.nsf/PropertiesAllVersions/0112-2---61987%23ABB298,https://cdd.iec.ch/cdd/iec61987/iec61987.nsf/PropertiesAllVersions/0112-2---61987%23ABB380,https://cdd.iec.ch/cdd/iec61987/iec61987.nsf/PropertiesAllVersions/0112-2---61987%23ABB293,https://cdd.iec.ch/cdd/iec61987/iec61987.nsf/PropertiesAllVersions/0112-2---61987%23ABA564,https://cdd.iec.ch/cdd/iec61987/iec61987.nsf/PropertiesAllVersions/0112-2---61987%23ABB320,https://cdd.iec.ch/cdd/iec61987/iec61987.nsf/PropertiesAllVersions/0112-2---61987%23ABB321,https://cdd.iec.ch/cdd/iec61987/iec61987.nsf/PropertiesAllVersions/0112-2---61987%23ABD099 | 0112-2---61987#ABB321,0112-2---61987#ABB296,0112-2---61987#ABB290,0112-2---61987#ABB297,0112-2---61987#ABB011,0112-2---61987#ABA563,0112-2---61987#ABA564,0112-2---61987#ABB304,0112-2---61987#ABB380,0112-2---61987#ABB293,0112-2---61987#ABD099,0112-2---61987#ABB319,0112-2---61987#ABB298,0112-2---61987#ABB320
0112/2///61987#ABE332 | 001 | 01 | 0112/2///61987#ABE332#001 | Radiation temperature switch |  |  |  | temperature switch that uses a radiation sensing element to detect a temperature regime |  |  |  |  | ITEM_CLASS | [9 empty] | Standard |  |  |  | 2018-03-28 |  | 2016-05-24 | 2016-05-24 |  | SC65E – IEC 61987 | C00004 | 001-01 (2018-03-28 07:26:01 by BATCH 00000762) standard | 0112/2///61987#ABA737 | https://cdd.iec.ch/CDD/IEC61987/iec61987.nsf/Classes/0112-2---61987%23ABE332
0112/2///61987#ABD368 | 001 | 01 | 0112/2///61987#ABD368#001 | Limit switch |  |  |  | actuator/valve accessory comprising a pneumatic, hydraulic or electrical device that relates to the valve stem to detect a single, preset valve stem position | A limit switch is also called a position switch. |  | ANSI/ISA-75.05.01-2000¦3.124 |  | ITEM_CLASS |  |  |  |  | 0112/2///61987#ABU514 - reference to Operating LOP for valve/actuator accessories |  |  |  |  | Standard |  |  |  | 2018-03-28 | 2013-09-02 | 2018-03-20 | 2018-03-20 |  | SC65E – IEC 61987 | C00015 | 001-01 (2018-03-28 07:25:59 by BATCH 00000762) standard | 0112/2///61987#ABD366 | https://cdd.iec.ch/CDD/IEC61987/iec61987.nsf/Classes/0112-2---61987%23ABD368 | https://cdd.iec.ch/cdd/iec61987/iec61987.nsf/PropertiesAllVersions/0112-2---61987%23ABE620 | 0112-2---61987#ABE620,0112-2---61987#ABU514
0112/2///61987#ABC635 | 002 | 01 | 0112/2///61987#ABC635#002 | Structural design of a thermal mass flow transmitter |  |  |  | properties characterizing the constructional details of a mass flow transmitter that measures the heat transfer of a moving fluid and outputs a signal representative of a mass flow |  | 16 ABC635.16 |  |  | ITEM_CLASS | [5 empty] | 0112/2///61987#ABC611 - Structural design [thermal mass flow transmitter] |  |  |  | Standard |  |  |  | 2018-03-28 | 2013-08-27 | 2016-05-24 | 2016-05-24 |  | SC65E – IEC 61987 | C00004 |  | 0112/2///61987#ABV501 | https://cdd.iec.ch/CDD/IEC61987/iec61987.nsf/Classes/0112-2---61987%23ABC635 | https://cdd.iec.ch/cdd/iec61987/iec61987.nsf/PropertiesAllVersions/0112-2---61987%23ABU204,https://cdd.iec.ch/cdd/iec61987/iec61987.nsf/PropertiesAllVersions/0112-2---61987%23ABU211,https://cdd.iec.ch/cdd/iec61987/iec61987.nsf/PropertiesAllVersions/0112-2---61987%23ABU212,https://cdd.iec.ch/cdd/iec61987/iec61987.nsf/PropertiesAllVersions/0112-2---61987%23ABU213,https://cdd.iec.ch/cdd/iec61987/iec61987.nsf/PropertiesAllVersions/0112-2---61987%23ABD216 | 0112-2---61987#ABU204,0112-2---61987#ABU211,0112-2---61987#ABU212,0112-2---61987#ABU213,0112-2---61987#ABD216
0112/2///61987#ABG436 | 001 | 01 | 0112/2///61987#ABG436#001 | Structural design [insert/element] |  |  |  | properties characterizing the constructional details of a device |  |  |  |  | ITEM_CLASS | [5 empty] | 0112/2///61987#ABG391 - Mechanical and electrical construction [insert/element] |  |  |  | Standard |  | IEC 61987 | IEC | 2018-03-28 | 2014-12-17 | 2016-05-24 | 2016-05-24 |  | SC65E – IEC 61987 | C00019 | 001-01 (2018-03-28 07:26:11 by BATCH 00000762) standard | 0112/2///61987#ABV501 | https://cdd.iec.ch/CDD/IEC61987/iec61987.nsf/Classes/0112-2---61987%23ABG436 | https://cdd.iec.ch/cdd/iec61987/iec61987.nsf/PropertiesAllVersions/0112-2---61987%23ABF774,https://cdd.iec.ch/cdd/iec61987/iec61987.nsf/PropertiesAllVersions/0112-2---61987%23ABF798,https://cdd.iec.ch/cdd/iec61987/iec61987.nsf/PropertiesAllVersions/0112-2---61987%23ABF803 | 0112-2---61987#ABF803,0112-2---61987#ABF774,0112-2---61987#ABF798
0112/2///61987#ABE028 | 002 | 01 | 0112/2///61987#ABE028#002 | Structural design of a diaphragm/pinch valve |  |  |  | properties characterizing the constructional details of a diaphragm or pinch valve |  |  |  |  | ITEM_CLASS | [5 empty] | 0112/2///61987#ABE016 - Structural design [diaphragm valve]0112/2///61987#ABE016 - Structural design [diaphragm/pinch valve] |  |  |  | Standard |  |  |  | 2018-03-28 | 2013-09-02 | 2016-05-02 | 2016-05-02 |  | SC65E – IEC 61987 | C00019 |  | 0112/2///61987#ABV501 | https://cdd.iec.ch/CDD/IEC61987/iec61987.nsf/Classes/0112-2---61987%23ABE028 | https://cdd.iec.ch/cdd/iec61987/iec61987.nsf/PropertiesAllVersions/0112-2---61987%23ABD711 | 0112-2---61987#ABD711
0112/2///61987#ABF029 | 001 | 01 | 0112/2///61987#ABF029#001 | Float |  |  |  | properties characterizing a float |  |  |  |  | ITEM_CLASS | [5 empty] | 0112/2///61987#ABF025 - Structural design of a float level transmitter and switch0112/2///61987#ABF217 - Structural design of a magnetic level gauge |  |  |  | Standard |  | IEC 61987 | IEC | 2018-03-28 | 2018-03-28 | 2018-03-28 | 2018-03-28 |  | SC65E – IEC 61987 | C00018 | 001-01 (2018-03-28 07:26:05 by BATCH 00000762) standard | 0112/2///61987#ABV501 | https://cdd.iec.ch/CDD/IEC61987/iec61987.nsf/Classes/0112-2---61987%23ABF029 | https://cdd.iec.ch/cdd/iec61987/iec61987.nsf/PropertiesAllVersions/0112-2---61987%23ABF030,https://cdd.iec.ch/cdd/iec61987/iec61987.nsf/PropertiesAllVersions/0112-2---61987%23ABH419,https://cdd.iec.ch/cdd/iec61987/iec61987.nsf/PropertiesAllVersions/0112-2---61987%23ABB932,https://cdd.iec.ch/cdd/iec61987/iec61987.nsf/PropertiesAllVersions/0112-2---61987%23ABA640,https://cdd.iec.ch/cdd/iec61987/iec61987.nsf/PropertiesAllVersions/0112-2---61987%23ABA553,https://cdd.iec.ch/cdd/iec61987/iec61987.nsf/PropertiesAllVersions/0112-2---61987%23ABF031,https://cdd.iec.ch/cdd/iec61987/iec61987.nsf/PropertiesAllVersions/0112-2---61987%23ABB319,https://cdd.iec.ch/cdd/iec61987/iec61987.nsf/PropertiesAllVersions/0112-2---61987%23ABB297,https://cdd.iec.ch/cdd/iec61987/iec61987.nsf/PropertiesAllVersions/0112-2---61987%23ABA591,https://cdd.iec.ch/cdd/iec61987/iec61987.nsf/PropertiesAllVersions/0112-2---61987%23ABB893,https://cdd.iec.ch/cdd/iec61987/iec61987.nsf/PropertiesAllVersions/0112-2---61987%23ABF034,https://cdd.iec.ch/cdd/iec61987/iec61987.nsf/PropertiesAllVersions/0112-2---61987%23ABF702,https://cdd.iec.ch/cdd/iec61987/iec61987.nsf/PropertiesAllVersions/0112-2---61987%23ABF703,https://cdd.iec.ch/cdd/iec61987/iec61987.nsf/PropertiesAllVersions/0112-2---61987%23ABH428 | 0112-2---61987#ABH419,0112-2---61987#ABB932,0112-2---61987#ABA553,0112-2---61987#ABF031,0112-2---61987#ABF702,0112-2---61987#ABB319,0112-2---61987#ABB893,0112-2---61987#ABH428,0112-2---61987#ABB297,0112-2---61987#ABF034,0112-2---61987#ABF703,0112-2---61987#ABF030,0112-2---61987#ABA640,0112-2---61987#ABA591
0112/2///61987#ABF944 | 001 | 01 | 0112/2///61987#ABF944#001 | Measured variable [8] | process variable |  |  | properties characterizing a measured variable, the size of which is to be acquired and indicated by the device |  |  |  |  | ITEM_CLASS | [5 empty] | 0112/2///61987#ABF924 - Input [17] |  |  |  | Standard |  | IEC 61987 | IEC | 2018-03-28 | 2014-12-17 | 2018-03-20 | 2018-03-20 |  | SC65E – IEC 61987 | C00018 | 001-01 (2018-03-28 07:26:06 by BATCH 00000762) standard | 0112/2///61987#ABV501 | https://cdd.iec.ch/CDD/IEC61987/iec61987.nsf/Classes/0112-2---61987%23ABF944 | https://cdd.iec.ch/cdd/iec61987/iec61987.nsf/PropertiesAllVersions/0112-2---61987%23ABB271,https://cdd.iec.ch/cdd/iec61987/iec61987.nsf/PropertiesAllVersions/0112-2---61987%23ABA577,https://cdd.iec.ch/cdd/iec61987/iec61987.nsf/PropertiesAllVersions/0112-2---61987%23ABU891 | 0112-2---61987#ABU891,0112-2---61987#ABB271,0112-2---61987#ABA577
0112/2///61987#ABG377 | 001 | 01 | 0112/2///61987#ABG377#001 | Mechanical and electrical construction [rotary paddle switch] |  |  |  | properties characterizing the constructional details of the device and its parts |  |  | IEC 61987-1, 5.8 |  | ITEM_CLASS | [5 empty] | 0112/2///61987#ABE730 - Device LOP for rotary paddle switch |  |  |  | Standard |  | IEC 61987 | IEC | 2018-03-28 | 2014-12-17 | 2018-03-20 | 2018-03-20 |  | SC65E – IEC 61987 | C00018 | 001-01 (2018-03-28 07:26:09 by BATCH 00000762) standard | 0112/2///61987#ABV501 | https://cdd.iec.ch/CDD/IEC61987/iec61987.nsf/Classes/0112-2---61987%23ABG377 | https://cdd.iec.ch/cdd/iec61987/iec61987.nsf/PropertiesAllVersions/0112-2---61987%23ABD534,https://cdd.iec.ch/cdd/iec61987/iec61987.nsf/PropertiesAllVersions/0112-2---61987%23ABG982,https://cdd.iec.ch/cdd/iec61987/iec61987.nsf/PropertiesAllVersions/0112-2---61987%23ABB139,https://cdd.iec.ch/cdd/iec61987/iec61987.nsf/PropertiesAllVersions/0112-2---61987%23ABC862,https://cdd.iec.ch/cdd/iec61987/iec61987.nsf/PropertiesAllVersions/0112-2---61987%23ABC789 | 0112-2---61987#ABD534,0112-2---61987#ABG982,0112-2---61987#ABB139,0112-2---61987#ABC862,0112-2---61987#ABC789
0112/2///61987#ABG428 | 001 | 01 | 0112/2///61987#ABG428#001 | Structural design [sight level gauge] |  |  |  | properties characterizing the constructional details of a device |  |  |  |  | ITEM_CLASS | [5 empty] | 0112/2///61987#ABG383 - Mechanical and electrical construction [sight level gauge] |  |  |  | Standard |  | IEC 61987 | IEC | 2018-03-28 | 2014-12-17 | 2018-03-20 | 2018-03-20 |  | SC65E – IEC 61987 | C00018 | 001-01 (2018-03-28 07:26:11 by BATCH 00000762) standard | 0112/2///61987#ABV501 | https://cdd.iec.ch/CDD/IEC61987/iec61987.nsf/Classes/0112-2---61987%23ABG428 | https://cdd.iec.ch/cdd/iec61987/iec61987.nsf/PropertiesAllVersions/0112-2---61987%23ABF763,https://cdd.iec.ch/cdd/iec61987/iec61987.nsf/PropertiesAllVersions/0112-2---61987%23ABF698,https://cdd.iec.ch/cdd/iec61987/iec61987.nsf/PropertiesAllVersions/0112-2---61987%23ABF374,https://cdd.iec.ch/cdd/iec61987/iec61987.nsf/PropertiesAllVersions/0112-2---61987%23ABF796,https://cdd.iec.ch/cdd/iec61987/iec61987.nsf/PropertiesAllVersions/0112-2---61987%23ABF762,https://cdd.iec.ch/cdd/iec61987/iec61987.nsf/PropertiesAllVersions/0112-2---61987%23ABD284 | 0112-2---61987#ABD284,0112-2---61987#ABF763,0112-2---61987#ABF698,0112-2---61987#ABF374,0112-2---61987#ABF796,0112-2---61987#ABF762
0112/2///61987#ABH439 | 007 | 01 | 0112/2///61987#ABH439#007 | Measuring or control point |  |  |  | properties characterizing a measuring or control point |  |  |  |  | ITEM_CLASS | [5 empty] | 0112/2///61987#ABA003 - Operating LOP for flow measuring equipment0112/2///61987#ABA026 - Operating LOP for pressure measuring equipment0112/2///61987#ABE307 - Operating LOP for valve body assembly and process pressure regulator0112/2///61987#ABE308 - Operating LOP for valve/actuator accessories0112/2///61987#ABE309 - Operating LOP for actuator0112/2///61987#ABE644 - Generic operating LOP for system components0112/2///61987#ABE656 - Operating LOP for flow modification accessory0112/2///61987#ABE727 - Operating LOP for level measuring equipment0112/2///61987#ABF867 - Operating LOP for temperature measuring equipment0112/2///61987#ABF868 - Operating LOP for density measuring equipment0112/2///61987#ABA441 - Device |  |  |  | Standard |  |  |  | 2019-03-08 | 2017-12-07 | 2019-03-08 | 2019-03-08 |  | SC65E – IEC 61987 | C00018 |  | 0112/2///61987#ABV501 | https://cdd.iec.ch/CDD/IEC61987/iec61987.nsf/Classes/0112-2---61987%23ABH439 | https://cdd.iec.ch/cdd/iec61987/iec61987.nsf/PropertiesAllVersions/0112-2---61987%23ABB271,https://cdd.iec.ch/cdd/iec61987/iec61987.nsf/PropertiesAllVersions/0112-2---61987%23ABA577,https://cdd.iec.ch/cdd/iec61987/iec61987.nsf/PropertiesAllVersions/0112-2---61987%23ABA578 | 0112-2---61987#ABA577,0112-2---61987#ABA578,0112-2---61987#ABB271
0112/2///61987#ABJ610 | 001 | 01 | 0112/2///61987#ABJ610#001 | MEASUREMENT_TRANSFORMATION |  |  |  | properties characterizing any transformations to the technology block output value | These modifications directly affect the value of the primary measurement. |  |  |  | ITEM_CLASS | [5 empty] | 0112/2///61987#ABH849 - Level technology block0112/2///61987#ABH869 - Temperature technology block0112/2///61987#ABI807 - Density technology block0112/2///61987#ABJ615 - Other measurement technology block |  |  |  | Standard |  |  |  | 2019-03-08 | 2017-12-07 | 2019-03-08 | 2019-03-08 |  | SC65E – IEC 61987 | C00018 | 001-01 (2019-03-08 15:35:13 by BATCH 00000766) standard | 0112/2///61987#ABV501 | https://cdd.iec.ch/CDD/IEC61987/iec61987.nsf/Classes/0112-2---61987%23ABJ610 | https://cdd.iec.ch/cdd/iec61987/iec61987.nsf/PropertiesAllVersions/0112-2---61987%23ABJ679,https://cdd.iec.ch/cdd/iec61987/iec61987.nsf/PropertiesAllVersions/0112-2---61987%23ABJ659 | 0112-2---61987#ABJ679,0112-2---61987#ABJ659
0112/2///61987#ABC048 | 005 | 01 | 0112/2///61987#ABC048#005 | Transmitter housing [1] |  |  |  | properties characterizing the mechanical and electronic design of an integral or remote transmitter |  |  |  |  | ITEM_CLASS | [5 empty] | 0112/2///61987#ABC603 - Structural design [flow transmitter]0112/2///61987#ABC604 - Structural design [coriolis mass flow transmitter]0112/2///61987#ABC605 - Structural design [swirl flow transmitter]0112/2///61987#ABC606 - Structural design [electromagnetic flow transmitter]0112/2///61987#ABC607 - Structural design [electromagnetic insertion flow transmitter]0112/2///61987#ABC608 - Structural design [orifice/differential pressure flow transmitter]0112/2///61987#ABC611 - Structural design [thermal mass flow transmitter]0112/2///61987#ABC613 - Structural design [ultrasonic flow transmitter]0112/2///61987#ABC614 - Structural design [variable area flow transmitter/gauge]0112/2///61987#ABC615 - Structural design [vortex flow transmitter]0112/2///61987#ABC617 - Structural design [helix flow transmitter/gauge]0112/2///61987#ABG432 - Structural design [temperature transmitter]0112/2///61987#ABG433 - Structural design [contact temperature transmitter]0112/2///61987#ABG434 - Structural design [radiation thermometer]0112/2///61987#ABG435 - Structural design [separate temperature transmitter]0112/2///61987#ABG441 - Structural design [density transmitter]0112/2///61987#ABG442 - Structural design [buoyancy density transmitter]0112/2///61987#ABG443 - Structural design [refractive index density transmitter]0112/2///61987#ABG444 - Structural design [vibrating tube density transmitter]0112/2///61987#ABG445 - Structural design [radiometric density transmitter]0112/2///61987#ABG446 - Structural design [vibrating fork/rod density transmitter]0112/2///61987#ABG447 - Structural design [ultrasonic density transmitter]0112/2///61987#ABG448 - Structural design [microwave density transmitter]0112/2///61987#ABG449 - Structural design [separate density transmitter] |  |  |  | Standard |  |  |  | 2020-02-24 | 2017-12-07 | 2020-02-24 | 2020-02-24 |  | SC65E – IEC 61987 | C00091 |  | 0112/2///61987#ABV501 | https://cdd.iec.ch/CDD/IEC61987/iec61987.nsf/Classes/0112-2---61987%23ABC048 | https://cdd.iec.ch/cdd/iec61987/iec61987.nsf/PropertiesAllVersions/0112-2---61987%23ABC960,https://cdd.iec.ch/cdd/iec61987/iec61987.nsf/PropertiesAllVersions/0112-2---61987%23ABB440,https://cdd.iec.ch/cdd/iec61987/iec61987.nsf/PropertiesAllVersions/0112-2---61987%23ABA156,https://cdd.iec.ch/cdd/iec61987/iec61987.nsf/PropertiesAllVersions/0112-2---61987%23ABA178,https://cdd.iec.ch/cdd/iec61987/iec61987.nsf/PropertiesAllVersions/0112-2---61987%23ABH454,https://cdd.iec.ch/cdd/iec61987/iec61987.nsf/PropertiesAllVersions/0112-2---61987%23ABA184,https://cdd.iec.ch/cdd/iec61987/iec61987.nsf/PropertiesAllVersions/0112-2---61987%23ABB502,https://cdd.iec.ch/cdd/iec61987/iec61987.nsf/PropertiesAllVersions/0112-2---61987%23ABB074,https://cdd.iec.ch/cdd/iec61987/iec61987.nsf/PropertiesAllVersions/0112-2---61987%23ABA157,https://cdd.iec.ch/cdd/iec61987/iec61987.nsf/PropertiesAllVersions/0112-2---61987%23ABB393,https://cdd.iec.ch/cdd/iec61987/iec61987.nsf/PropertiesAllVersions/0112-2---61987%23ABA952,https://cdd.iec.ch/cdd/iec61987/iec61987.nsf/PropertiesAllVersions/0112-2---61987%23ABA553,https://cdd.iec.ch/cdd/iec61987/iec61987.nsf/PropertiesAllVersions/0112-2---61987%23ABA640,https://cdd.iec.ch/cdd/iec61987/iec61987.nsf/PropertiesAllVersions/0112-2---61987%23ABA573,https://cdd.iec.ch/cdd/iec61987/iec61987.nsf/PropertiesAllVersions/0112-2---61987%23ABA574,https://cdd.iec.ch/cdd/iec61987/iec61987.nsf/PropertiesAllVersions/0112-2---61987%23ABA582,https://cdd.iec.ch/cdd/iec61987/iec61987.nsf/PropertiesAllVersions/0112-2---61987%23ABB932,https://cdd.iec.ch/cdd/iec61987/iec61987.nsf/PropertiesAllVersions/0112-2---61987%23ABA910,https://cdd.iec.ch/cdd/iec61987/iec61987.nsf/PropertiesAllVersions/0112-2---61987%23ABA158,https://cdd.iec.ch/cdd/iec61987/iec61987.nsf/PropertiesAllVersions/0112-2---61987%23ABA916,https://cdd.iec.ch/cdd/iec61987/iec61987.nsf/PropertiesAllVersions/0112-2---61987%23ABA917,https://cdd.iec.ch/cdd/iec61987/iec61987.nsf/PropertiesAllVersions/0112-2---61987%23ABB010,https://cdd.iec.ch/cdd/iec61987/iec61987.nsf/PropertiesAllVersions/0112-2---61987%23ABA558,https://cdd.iec.ch/cdd/iec61987/iec61987.nsf/PropertiesAllVersions/0112-2---61987%23ABA179,https://cdd.iec.ch/cdd/iec61987/iec61987.nsf/PropertiesAllVersions/0112-2---61987%23ABB386,https://cdd.iec.ch/cdd/iec61987/iec61987.nsf/PropertiesAllVersions/0112-2---61987%23ABA589,https://cdd.iec.ch/cdd/iec61987/iec61987.nsf/PropertiesAllVersions/0112-2---61987%23ABA193,https://cdd.iec.ch/cdd/iec61987/iec61987.nsf/PropertiesAllVersions/0112-2---61987%23ABB009,https://cdd.iec.ch/cdd/iec61987/iec61987.nsf/PropertiesAllVersions/0112-2---61987%23ABA614,https://cdd.iec.ch/cdd/iec61987/iec61987.nsf/PropertiesAllVersions/0112-2---61987%23ABH414,https://cdd.iec.ch/cdd/iec61987/iec61987.nsf/PropertiesAllVersions/0112-2---61987%23ABH455,https://cdd.iec.ch/cdd/iec61987/iec61987.nsf/PropertiesAllVersions/0112-2---61987%23ABA155,https://cdd.iec.ch/cdd/iec61987/iec61987.nsf/PropertiesAllVersions/0112-2---61987%23ABH397,https://cdd.iec.ch/cdd/iec61987/iec61987.nsf/PropertiesAllVersions/0112-2---61987%23ABH398,https://cdd.iec.ch/cdd/iec61987/iec61987.nsf/PropertiesAllVersions/0112-2---61987%23ABA559,https://cdd.iec.ch/cdd/iec61987/iec61987.nsf/PropertiesAllVersions/0112-2---61987%23ABD005,https://cdd.iec.ch/cdd/iec61987/iec61987.nsf/PropertiesAllVersions/0112-2---61987%23ABD006,https://cdd.iec.ch/cdd/iec61987/iec61987.nsf/PropertiesAllVersions/0112-2---61987%23ABC859,https://cdd.iec.ch/cdd/iec61987/iec61987.nsf/PropertiesAllVersions/0112-2---61987%23ABB177,https://cdd.iec.ch/cdd/iec61987/iec61987.nsf/PropertiesAllVersions/0112-2---61987%23ABC802,https://cdd.iec.ch/cdd/iec61987/iec61987.nsf/PropertiesAllVersions/0112-2---61987%23ABC012,https://cdd.iec.ch/cdd/iec61987/iec61987.nsf/PropertiesAllVersions/0112-2---61987%23ABC861 | 0112-2---61987#ABH454,0112-2---61987#ABA917,0112-2---61987#ABD005,0112-2---61987#ABC859,0112-2---61987#ABC012,0112-2---61987#ABB393,0112-2---61987#ABA573,0112-2---61987#ABB009,0112-2---61987#ABA157,0112-2---61987#ABA158,0112-2---61987#ABC802,0112-2---61987#ABB177,0112-2---61987#ABA184,0112-2---61987#ABA582,0112-2---61987#ABA558,0112-2---61987#ABA193,0112-2---61987#ABH414,0112-2---61987#ABA155,0112-2---61987#ABD006,0112-2---61987#ABB440,0112-2---61987#ABA156,0112-2---61987#ABB932,0112-2---61987#ABA614,0112-2---61987#ABH455,0112-2---61987#ABH397,0112-2---61987#ABB502,0112-2---61987#ABA553,0112-2---61987#ABA640,0112-2---61987#ABB010,0112-2---61987#ABA589,0112-2---61987#ABC861,0112-2---61987#ABA559,0112-2---61987#ABC960,0112-2---61987#ABB074,0112-2---61987#ABA910,0112-2---61987#ABA916,0112-2---61987#ABA179,0112-2---61987#ABB386,0112-2---61987#ABH398,0112-2---61987#ABA178,0112-2---61987#ABA952,0112-2---61987#ABA574
0112/2///61987#ABC247 | 001 | 02 | 0112/2///61987#ABC247#001 | Frequency input [1] |  |  |  | properties characterizing an auxiliary frequency input |  | 2 ABC247.2 |  |  | ITEM_CLASS | [5 empty] | 0112/2///61987#ABC053 - Type of auxiliary input [2] |  |  |  | Standard |  |  |  | 2018-03-28 | 2013-08-27 | 2013-08-27 | 2014-06-18 |  | SC65E – IEC 61987 | C00004 |  | 0112/2///61987#ABV501 | https://cdd.iec.ch/CDD/IEC61987/iec61987.nsf/Classes/0112-2---61987%23ABC247 | https://cdd.iec.ch/cdd/iec61987/iec61987.nsf/PropertiesAllVersions/0112-2---61987%23ABU190,https://cdd.iec.ch/cdd/iec61987/iec61987.nsf/PropertiesAllVersions/0112-2---61987%23ABC930,https://cdd.iec.ch/cdd/iec61987/iec61987.nsf/PropertiesAllVersions/0112-2---61987%23ABD185 | 0112-2---61987#ABD185,0112-2---61987#ABU190,0112-2---61987#ABC930
0112/2///61987#ABC531 | 007 | 01 | 0112/2///61987#ABC531#007 | Pressure test approval |  |  |  | properties characterizing certificates pertaining to the mechanical safety of the device with regard to pressure |  |  |  |  | ITEM_CLASS | [5 empty] | 0112/2///61987#ABC156 - Certificates and approvals0112/2///61987#ABD817 - Certificates and approvals [2]0112/2///61987#ABD818 - Certificates and approvals [3]0112/2///61987#ABE720 - Certificates and approvals [5] |  |  |  | Standard |  |  |  | 2018-03-28 | 2013-08-27 | 2018-03-20 | 2018-03-20 |  | SC65E – IEC 61987 | C0018 |  | 0112/2///61987#ABV501 | https://cdd.iec.ch/CDD/IEC61987/iec61987.nsf/Classes/0112-2---61987%23ABC531 | https://cdd.iec.ch/cdd/iec61987/iec61987.nsf/PropertiesAllVersions/0112-2---61987%23ABA267,https://cdd.iec.ch/cdd/iec61987/iec61987.nsf/PropertiesAllVersions/0112-2---61987%23ABA268,https://cdd.iec.ch/cdd/iec61987/iec61987.nsf/PropertiesAllVersions/0112-2---61987%23ABB513 | 0112-2---61987#ABA267,0112-2---61987#ABA268,0112-2---61987#ABB513
0112/2///61987#ABE566 | 001 | 01 | 0112/2///61987#ABE566#001 | Travel measurement |  |  |  | properties characterizing the measurement details of the resistance measured variable |  | p1 ABE566.p1 |  |  | ITEM_CLASS | [5 empty] | 0112/2///61987#ABE565 - Type of measured variable [5] |  |  |  | Standard |  | IEC 61987 | IEC | 2018-03-28 | 2014-07-25 | 2017-09-18 | 2017-09-18 |  | SC65E – IEC 61987 | C00016 | 001-01 (2018-03-28 07:26:03 by BATCH 00000762) standard | 0112/2///61987#ABV501 | https://cdd.iec.ch/CDD/IEC61987/iec61987.nsf/Classes/0112-2---61987%23ABE566 | https://cdd.iec.ch/cdd/iec61987/iec61987.nsf/PropertiesAllVersions/0112-2---61987%23ABB015,https://cdd.iec.ch/cdd/iec61987/iec61987.nsf/PropertiesAllVersions/0112-2---61987%23ABE470 | 0112-2---61987#ABB015,0112-2---61987#ABE470
0112/2///61987#ABI482 | 001 | 01 | 0112/2///61987#ABI482#001 | Regular inspection |  |  |  | properties characterizing a regular inspection |  |  |  |  | ITEM_CLASS | [5 empty] | 0112/2///61987#ABI470 - Maintenance/service and repair |  |  |  | Standard |  |  |  | 2019-03-08 | 2017-12-07 | 2019-03-08 | 2019-03-08 |  | SC65E – IEC 61987 | C00018 | 001-01 (2019-03-08 15:35:13 by BATCH 00000766) standard | 0112/2///61987#ABV501 | https://cdd.iec.ch/CDD/IEC61987/iec61987.nsf/Classes/0112-2---61987%23ABI482 | https://cdd.iec.ch/cdd/iec61987/iec61987.nsf/PropertiesAllVersions/0112-2---61987%23ABI523,https://cdd.iec.ch/cdd/iec61987/iec61987.nsf/PropertiesAllVersions/0112-2---61987%23ABI533,https://cdd.iec.ch/cdd/iec61987/iec61987.nsf/PropertiesAllVersions/0112-2---61987%23ABI534,https://cdd.iec.ch/cdd/iec61987/iec61987.nsf/PropertiesAllVersions/0112-2---61987%23ABI540,https://cdd.iec.ch/cdd/iec61987/iec61987.nsf/PropertiesAllVersions/0112-2---61987%23ABI524,https://cdd.iec.ch/cdd/iec61987/iec61987.nsf/PropertiesAllVersions/0112-2---61987%23ABI541,https://cdd.iec.ch/cdd/iec61987/iec61987.nsf/PropertiesAllVersions/0112-2---61987%23ABI542,https://cdd.iec.ch/cdd/iec61987/iec61987.nsf/PropertiesAllVersions/0112-2---61987%23ABI501,https://cdd.iec.ch/cdd/iec61987/iec61987.nsf/PropertiesAllVersions/0112-2---61987%23ABI562,https://cdd.iec.ch/cdd/iec61987/iec61987.nsf/PropertiesAllVersions/0112-2---61987%23ABI538,https://cdd.iec.ch/cdd/iec61987/iec61987.nsf/PropertiesAllVersions/0112-2---61987%23ABI495,https://cdd.iec.ch/cdd/iec61987/iec61987.nsf/PropertiesAllVersions/0112-2---61987%23ABI556,https://cdd.iec.ch/cdd/iec61987/iec61987.nsf/PropertiesAllVersions/0112-2---61987%23ABI539,https://cdd.iec.ch/cdd/iec61987/iec61987.nsf/PropertiesAllVersions/0112-2---61987%23ABI527,https://cdd.iec.ch/cdd/iec61987/iec61987.nsf/PropertiesAllVersions/0112-2---61987%23ABI510,https://cdd.iec.ch/cdd/iec61987/iec61987.nsf/PropertiesAllVersions/0112-2---61987%23ABI509,https://cdd.iec.ch/cdd/iec61987/iec61987.nsf/PropertiesAllVersions/0112-2---61987%23ABI528,https://cdd.iec.ch/cdd/iec61987/iec61987.nsf/PropertiesAllVersions/0112-2---61987%23ABI529 | 0112-2---61987#ABI523,0112-2---61987#ABI533,0112-2---61987#ABI534,0112-2---61987#ABI542,0112-2---61987#ABI562,0112-2---61987#ABI556,0112-2---61987#ABI539,0112-2---61987#ABI527,0112-2---61987#ABI540,0112-2---61987#ABI538,0112-2---61987#ABI528,0112-2---61987#ABI524,0112-2---61987#ABI495,0112-2---61987#ABI509,0112-2---61987#ABI529,0112-2---61987#ABI541,0112-2---61987#ABI501,0112-2---61987#ABI510
0112/2///61987#ABE334 | 001 | 01 | 0112/2///61987#ABE334#001 | Infrared radiation detector |  |  |  | temperature element that uses the dependence of radiation on temperature to sense temperature |  |  |  |  | ITEM_CLASS | [9 empty] | Standard |  |  |  | 2018-03-28 |  | 2016-05-24 | 2016-05-24 |  | SC65E – IEC 61987 | C00004 | 001-01 (2018-03-28 07:26:01 by BATCH 00000762) standard | 0112/2///61987#ABA875 | https://cdd.iec.ch/CDD/IEC61987/iec61987.nsf/Classes/0112-2---61987%23ABE334
0112/2///61987#ABE389 | 001 | 02 | 0112/2///61987#ABE389#001 | Material of guide |  |  |  | properties characterizing the material of which the guide of a final control element is made |  |  |  |  | ITEM_CLASS | [5 empty] | 0112/2///61987#ABD812 - Body of valve [2]0112/2///61987#ABD813 - Body of valve [3]0112/2///61987#ABD814 - Body of valve [1] |  |  |  | Standard |  |  |  | 2018-03-28 |  | 2014-03-13 | 2014-06-18 |  | SC65E – IEC 61987 | C00014 |  | 0112/2///61987#ABV501 | https://cdd.iec.ch/CDD/IEC61987/iec61987.nsf/Classes/0112-2---61987%23ABE389 | https://cdd.iec.ch/cdd/iec61987/iec61987.nsf/PropertiesAllVersions/0112-2---61987%23ABB455,https://cdd.iec.ch/cdd/iec61987/iec61987.nsf/PropertiesAllVersions/0112-2---61987%23ABI460,https://cdd.iec.ch/cdd/iec61987/iec61987.nsf/PropertiesAllVersions/0112-2---61987%23ABA908,https://cdd.iec.ch/cdd/iec61987/iec61987.nsf/PropertiesAllVersions/0112-2---61987%23ABA907 | 0112-2---61987#ABB455,0112-2---61987#ABI460,0112-2---61987#ABA908,0112-2---61987#ABA907
0112/2///61987#ABE577 | 001 | 01 | 0112/2///61987#ABE577#001 | Pneumatic/hydraulic output parameters for solenoid valve |  |  |  | properties characterizing the configuration of a pneumatic or hydraulic output of the solenoid valve |  |  |  |  | ITEM_CLASS | [5 empty] | 0112/2///61987#ABE576 - Pneumatic/hydraulic output for solenoid valve |  |  |  | Standard |  | IEC 61987 | IEC | 2018-03-28 | 2018-03-28 | 2018-03-28 | 2018-03-28 |  | SC65E – IEC 61987 | C00016 | 001-01 (2018-03-28 07:26:03 by BATCH 00000762) standard | 0112/2///61987#ABV501 | https://cdd.iec.ch/CDD/IEC61987/iec61987.nsf/Classes/0112-2---61987%23ABE577 | https://cdd.iec.ch/cdd/iec61987/iec61987.nsf/PropertiesAllVersions/0112-2---61987%23ABD683,https://cdd.iec.ch/cdd/iec61987/iec61987.nsf/PropertiesAllVersions/0112-2---61987%23ABD682,https://cdd.iec.ch/cdd/iec61987/iec61987.nsf/PropertiesAllVersions/0112-2---61987%23ABD704 | 0112-2---61987#ABD683,0112-2---61987#ABD682,0112-2---61987#ABD704
0112/2///61987#ABE704 | 001 | 01 | 0112/2///61987#ABE704#001 | Performance [27] |  |  |  | properties characterizing the performance of the device with regard to measurement accuracy and dynamic behaviour |  |  | from IEC 61987-1, 5.6 |  | ITEM_CLASS | [5 empty] | 0112/2///61987#ABE630 - Device LOP for limit switch |  |  |  | Standard |  |  |  | 2018-03-28 | 2014-09-14 | 2018-03-20 | 2018-03-20 |  | SC65E – IEC 61987 | C00004 | 001-01 (2018-03-28 07:26:03 by BATCH 00000762) standard | 0112/2///61987#ABV501 | https://cdd.iec.ch/CDD/IEC61987/iec61987.nsf/Classes/0112-2---61987%23ABE704 | https://cdd.iec.ch/cdd/iec61987/iec61987.nsf/PropertiesAllVersions/0112-2---61987%23ABD560 | 0112-2---61987#ABD560
0112/2///61987#ABF632 | 001 | 01 | 0112/2///61987#ABF632#001 | Structural design of a refractive index density transmitter |  |  |  | properties characterizing the constructional details of a refractive index density transmitter |  |  |  |  | ITEM_CLASS | [5 empty] | 0112/2///61987#ABG443 - Structural design [refractive index density transmitter] |  |  |  | Standard |  | IEC 61987 | IEC | 2018-03-28 | 2014-12-17 | 2018-03-20 | 2018-03-20 |  | SC65E – IEC 61987 | C00017 | 001-01 (2018-03-28 07:26:06 by BATCH 00000762) standard | 0112/2///61987#ABV501 | https://cdd.iec.ch/CDD/IEC61987/iec61987.nsf/Classes/0112-2---61987%23ABF632 | https://cdd.iec.ch/cdd/iec61987/iec61987.nsf/PropertiesAllVersions/0112-2---61987%23ABU431,https://cdd.iec.ch/cdd/iec61987/iec61987.nsf/PropertiesAllVersions/0112-2---61987%23ABF137,https://cdd.iec.ch/cdd/iec61987/iec61987.nsf/PropertiesAllVersions/0112-2---61987%23ABE884,https://cdd.iec.ch/cdd/iec61987/iec61987.nsf/PropertiesAllVersions/0112-2---61987%23ABF186,https://cdd.iec.ch/cdd/iec61987/iec61987.nsf/PropertiesAllVersions/0112-2---61987%23ABF284,https://cdd.iec.ch/cdd/iec61987/iec61987.nsf/PropertiesAllVersions/0112-2---61987%23ABD015,https://cdd.iec.ch/cdd/iec61987/iec61987.nsf/PropertiesAllVersions/0112-2---61987%23ABC028,https://cdd.iec.ch/cdd/iec61987/iec61987.nsf/PropertiesAllVersions/0112-2---61987%23ABB521,https://cdd.iec.ch/cdd/iec61987/iec61987.nsf/PropertiesAllVersions/0112-2---61987%23ABA147,https://cdd.iec.ch/cdd/iec61987/iec61987.nsf/PropertiesAllVersions/0112-2---61987%23ABA633,https://cdd.iec.ch/cdd/iec61987/iec61987.nsf/PropertiesAllVersions/0112-2---61987%23ABB140,https://cdd.iec.ch/cdd/iec61987/iec61987.nsf/PropertiesAllVersions/0112-2---61987%23ABB396,https://cdd.iec.ch/cdd/iec61987/iec61987.nsf/PropertiesAllVersions/0112-2---61987%23ABB915,https://cdd.iec.ch/cdd/iec61987/iec61987.nsf/PropertiesAllVersions/0112-2---61987%23ABD033,https://cdd.iec.ch/cdd/iec61987/iec61987.nsf/PropertiesAllVersions/0112-2---61987%23ABB457,https://cdd.iec.ch/cdd/iec61987/iec61987.nsf/PropertiesAllVersions/0112-2---61987%23ABC969 | 0112-2---61987#ABF186,0112-2---61987#ABF284,0112-2---61987#ABB140,0112-2---61987#ABB396,0112-2---61987#ABU431,0112-2---61987#ABF137,0112-2---61987#ABC028,0112-2---61987#ABA633,0112-2---61987#ABB915,0112-2---61987#ABD033,0112-2---61987#ABE884,0112-2---61987#ABC969,0112-2---61987#ABD015,0112-2---61987#ABB521,0112-2---61987#ABA147,0112-2---61987#ABB457
0112/2///61987#ABH912 | 001 | 01 | 0112/2///61987#ABH912#001 | Manufacturer-specific block parameter |  |  |  | properties characterizing a manufacturer-specific block parameter |  |  |  |  | ITEM_CLASS | [5 empty] | 0112/2///61987#ABH841 - Device (resource) block0112/2///61987#ABH843 - Flow technology block0112/2///61987#ABH849 - Level technology block0112/2///61987#ABH867 - Pressure technology block0112/2///61987#ABH869 - Temperature technology block0112/2///61987#ABH876 - Analog input function block0112/2///61987#ABH878 - Discrete input function block0112/2///61987#ABH885 - Control function block0112/2///61987#ABH888 - Analog output function block0112/2///61987#ABH890 - Discrete output function block0112/2///61987#ABH901 - Pulse input function block0112/2///61987#ABH904 - Calculation function block0112/2///61987#ABI752 - On-off actuation technology block0112/2///61987#ABI807 - Density technology block0112/2///61987#ABI812 - Modulation actuation technology block0112/2///61987#ABJ615 - Other measurement technology block |  |  |  | Standard |  |  |  | 2019-03-08 | 2017-12-07 | 2019-03-08 | 2019-03-08 |  | SC65E – IEC 61987 | C00018 | 001-01 (2019-03-08 15:35:13 by BATCH 00000766) standard | 0112/2///61987#ABV501 | https://cdd.iec.ch/CDD/IEC61987/iec61987.nsf/Classes/0112-2---61987%23ABH912 | https://cdd.iec.ch/cdd/iec61987/iec61987.nsf/PropertiesAllVersions/0112-2---61987%23ABI293,https://cdd.iec.ch/cdd/iec61987/iec61987.nsf/PropertiesAllVersions/0112-2---61987%23ABI294,https://cdd.iec.ch/cdd/iec61987/iec61987.nsf/PropertiesAllVersions/0112-2---61987%23ABI038,https://cdd.iec.ch/cdd/iec61987/iec61987.nsf/PropertiesAllVersions/0112-2---61987%23ABI295 | 0112-2---61987#ABI293,0112-2---61987#ABI294,0112-2---61987#ABI038,0112-2---61987#ABI295
0112/2///61987#ABI488 | 001 | 01 | 0112/2///61987#ABI488#001 | Commissioning requirement |  |  |  | properties characterizing a commissioning requirement |  |  |  |  | ITEM_CLASS | [5 empty] | 0112/2///61987#ABI469 - Commissioning |  |  |  | Standard |  |  |  | 2019-03-08 | 2017-12-07 | 2019-03-08 | 2019-03-08 |  | SC65E – IEC 61987 | C00018 | 001-01 (2019-03-08 15:35:13 by BATCH 00000766) standard | 0112/2///61987#ABV501 | https://cdd.iec.ch/CDD/IEC61987/iec61987.nsf/Classes/0112-2---61987%23ABI488 | https://cdd.iec.ch/cdd/iec61987/iec61987.nsf/PropertiesAllVersions/0112-2---61987%23ABI523,https://cdd.iec.ch/cdd/iec61987/iec61987.nsf/PropertiesAllVersions/0112-2---61987%23ABI524 | 0112-2---61987#ABI523,0112-2---61987#ABI524
0112/2///61987#ABA759 | 002 | 01 | 0112/2///61987#ABA759#002 | Vibrating fork/rod density transmitter |  |  |  | density transmitter that measures the frequency of vibration of a fork or rod which is located in a fluid and outputs a signal representative of density |  |  |  |  | ITEM_CLASS |  |  |  |  | 0112/2///61987#ABF920 - reference to Operating LOP for density measuring equipment |  |  |  |  | Standard |  |  |  | 2018-03-28 | 2013-08-27 | 2018-03-20 | 2018-03-20 |  | SC65E – IEC 61987 | C00017 |  | 0112/2///61987#ABA754 | https://cdd.iec.ch/CDD/IEC61987/iec61987.nsf/Classes/0112-2---61987%23ABA759 | https://cdd.iec.ch/cdd/iec61987/iec61987.nsf/PropertiesAllVersions/0112-2---61987%23ABF915 | 0112-2---61987#ABF915,0112-2---61987#ABF920
0112/2///61987#ABO024 | 001 | 01 | 0112/2///61987#ABO024#001 | Indicating device for a digital communication signal |  |  |  | indicating device that displays the value or status of a digital communication signal |  |  |  |  | ITEM_CLASS |  |  |  |  | 0112/2///61987#ABP285 - reference to Operating LOP for infrastructure devices |  |  |  | true | Standard |  | IEC 61987-31 | IEC | 2022-10-26 | 2022-10-26 | 2022-10-26 | 2022-10-26 |  | IEC/SC 65E | C00127 | 001-01 (2022-10-26 07:15:16 by BATCH 00000802) standard | 0112/2///61987#ABO021 | https://cdd.iec.ch/CDD/IEC61987/iec61987.nsf/Classes/0112-2---61987%23ABO024
0112/2///61987#ABC449 | 005 | 01 | 0112/2///61987#ABC449#005 | Normal environmental conditions |  |  |  | properties characterizing the values which an influence quantity can assume to which the device is or must be designed |  |  |  |  | ITEM_CLASS | [5 empty] | 0112/2///61987#ABC229 - Environmental design ratings0112/2///61987#ABG357 - Environmental design ratings [6]0112/2///61987#ABG357 - Environmental design ratings [7]0112/2///61987#ABP029 - Environmental design ratings [infrastructure device] |  |  | false | Standard |  | IEC 61987 | IEC | 2023-01-23 | 2017-12-07 | 2023-01-23 | 2023-01-23 |  | IEC/SC 65E | C00128 |  | 0112/2///61987#ABV501 | https://cdd.iec.ch/CDD/IEC61987/iec61987.nsf/Classes/0112-2---61987%23ABC449 | https://cdd.iec.ch/cdd/iec61987/iec61987.nsf/PropertiesAllVersions/0112-2---61987%23ABA617,https://cdd.iec.ch/cdd/iec61987/iec61987.nsf/PropertiesAllVersions/0112-2---61987%23ABC712,https://cdd.iec.ch/cdd/iec61987/iec61987.nsf/PropertiesAllVersions/0112-2---61987%23ABA964,https://cdd.iec.ch/cdd/iec61987/iec61987.nsf/PropertiesAllVersions/0112-2---61987%23ABB282,https://cdd.iec.ch/cdd/iec61987/iec61987.nsf/PropertiesAllVersions/0112-2---61987%23ABB162,https://cdd.iec.ch/cdd/iec61987/iec61987.nsf/PropertiesAllVersions/0112-2---61987%23ABA571,https://cdd.iec.ch/cdd/iec61987/iec61987.nsf/PropertiesAllVersions/0112-2---61987%23ABA410,https://cdd.iec.ch/cdd/iec61987/iec61987.nsf/PropertiesAllVersions/0112-2---61987%23ABP134,https://cdd.iec.ch/cdd/iec61987/iec61987.nsf/PropertiesAllVersions/0112-2---61987%23ABA089,https://cdd.iec.ch/cdd/iec61987/iec61987.nsf/PropertiesAllVersions/0112-2---61987%23ABA091,https://cdd.iec.ch/cdd/iec61987/iec61987.nsf/PropertiesAllVersions/0112-2---61987%23ABC852,https://cdd.iec.ch/cdd/iec61987/iec61987.nsf/PropertiesAllVersions/0112-2---61987%23ABD396,https://cdd.iec.ch/cdd/iec61987/iec61987.nsf/PropertiesAllVersions/0112-2---61987%23ABD398,https://cdd.iec.ch/cdd/iec61987/iec61987.nsf/PropertiesAllVersions/0112-2---61987%23ABA572,https://cdd.iec.ch/cdd/iec61987/iec61987.nsf/PropertiesAllVersions/0112-2---61987%23ABA108,https://cdd.iec.ch/cdd/iec61987/iec61987.nsf/PropertiesAllVersions/0112-2---61987%23ABA963,https://cdd.iec.ch/cdd/iec61987/iec61987.nsf/PropertiesAllVersions/0112-2---61987%23ABA109 | 0112-2---61987#ABA964,0112-2---61987#ABB162,0112-2---61987#ABA617,0112-2---61987#ABB282,0112-2---61987#ABC852,0112-2---61987#ABD396,0112-2---61987#ABD398,0112-2---61987#ABA572,0112-2---61987#ABA108,0112-2---61987#ABA963,0112-2---61987#ABC712,0112-2---61987#ABA571,0112-2---61987#ABA410,0112-2---61987#ABP134,0112-2---61987#ABA089,0112-2---61987#ABA091,0112-2---61987#ABA109
0112/2///61987#ABE411 | 001 | 02 | 0112/2///61987#ABE411#001 | Stem/shaft packing |  |  |  | properties characterizing a stem sealing or a shaft sealing of a final control element |  |  |  |  | ITEM_CLASS | [5 empty] | 0112/2///61987#ABE409 - Stem/shaft |  |  |  | Standard |  |  |  | 2018-03-28 |  |  | 2014-06-18 |  | SC65E – IEC 61987 | C00009 |  | 0112/2///61987#ABV501 | https://cdd.iec.ch/CDD/IEC61987/iec61987.nsf/Classes/0112-2---61987%23ABE411 | https://cdd.iec.ch/cdd/iec61987/iec61987.nsf/PropertiesAllVersions/0112-2---61987%23ABD772,https://cdd.iec.ch/cdd/iec61987/iec61987.nsf/PropertiesAllVersions/0112-2---61987%23ABD617,https://cdd.iec.ch/cdd/iec61987/iec61987.nsf/PropertiesAllVersions/0112-2---61987%23ABE384,https://cdd.iec.ch/cdd/iec61987/iec61987.nsf/PropertiesAllVersions/0112-2---61987%23ABB388,https://cdd.iec.ch/cdd/iec61987/iec61987.nsf/PropertiesAllVersions/0112-2---61987%23ABD424,https://cdd.iec.ch/cdd/iec61987/iec61987.nsf/PropertiesAllVersions/0112-2---61987%23ABD773,https://cdd.iec.ch/cdd/iec61987/iec61987.nsf/PropertiesAllVersions/0112-2---61987%23ABE420,https://cdd.iec.ch/cdd/iec61987/iec61987.nsf/PropertiesAllVersions/0112-2---61987%23ABE157 | 0112-2---61987#ABE157,0112-2---61987#ABD772,0112-2---61987#ABD617,0112-2---61987#ABE384,0112-2---61987#ABB388,0112-2---61987#ABD424,0112-2---61987#ABD773,0112-2---61987#ABE420
0112/2///61987#ABF513 | 001 | 01 | 0112/2///61987#ABF513#001 | Structural design of temperature gauge |  |  |  | properties characterizing the constructional details of a temperature gauge |  |  |  |  | ITEM_CLASS | [5 empty] | 0112/2///61987#ABG440 - Structural design [temperature gauge] |  |  |  | Standard |  | IEC 61987 | IEC | 2018-03-28 | 2014-12-17 | 2016-05-24 | 2016-05-24 |  | SC65E – IEC 61987 | C00019 | 001-01 (2018-03-28 07:26:06 by BATCH 00000762) standard | 0112/2///61987#ABV501 | https://cdd.iec.ch/CDD/IEC61987/iec61987.nsf/Classes/0112-2---61987%23ABF513 | https://cdd.iec.ch/cdd/iec61987/iec61987.nsf/PropertiesAllVersions/0112-2---61987%23ABF514,https://cdd.iec.ch/cdd/iec61987/iec61987.nsf/PropertiesAllVersions/0112-2---61987%23ABF516,https://cdd.iec.ch/cdd/iec61987/iec61987.nsf/PropertiesAllVersions/0112-2---61987%23ABD465,https://cdd.iec.ch/cdd/iec61987/iec61987.nsf/PropertiesAllVersions/0112-2---61987%23ABF422,https://cdd.iec.ch/cdd/iec61987/iec61987.nsf/PropertiesAllVersions/0112-2---61987%23ABF824,https://cdd.iec.ch/cdd/iec61987/iec61987.nsf/PropertiesAllVersions/0112-2---61987%23ABH438,https://cdd.iec.ch/cdd/iec61987/iec61987.nsf/PropertiesAllVersions/0112-2---61987%23ABH435,https://cdd.iec.ch/cdd/iec61987/iec61987.nsf/PropertiesAllVersions/0112-2---61987%23ABB397,https://cdd.iec.ch/cdd/iec61987/iec61987.nsf/PropertiesAllVersions/0112-2---61987%23ABE872,https://cdd.iec.ch/cdd/iec61987/iec61987.nsf/PropertiesAllVersions/0112-2---61987%23ABH441,https://cdd.iec.ch/cdd/iec61987/iec61987.nsf/PropertiesAllVersions/0112-2---61987%23ABC783,https://cdd.iec.ch/cdd/iec61987/iec61987.nsf/PropertiesAllVersions/0112-2---61987%23ABC033,https://cdd.iec.ch/cdd/iec61987/iec61987.nsf/PropertiesAllVersions/0112-2---61987%23ABA917,https://cdd.iec.ch/cdd/iec61987/iec61987.nsf/PropertiesAllVersions/0112-2---61987%23ABC026,https://cdd.iec.ch/cdd/iec61987/iec61987.nsf/PropertiesAllVersions/0112-2---61987%23ABB521,https://cdd.iec.ch/cdd/iec61987/iec61987.nsf/PropertiesAllVersions/0112-2---61987%23ABA147,https://cdd.iec.ch/cdd/iec61987/iec61987.nsf/PropertiesAllVersions/0112-2---61987%23ABA633,https://cdd.iec.ch/cdd/iec61987/iec61987.nsf/PropertiesAllVersions/0112-2---61987%23ABV165,https://cdd.iec.ch/cdd/iec61987/iec61987.nsf/PropertiesAllVersions/0112-2---61987%23ABB457,https://cdd.iec.ch/cdd/iec61987/iec61987.nsf/PropertiesAllVersions/0112-2---61987%23ABC969,https://cdd.iec.ch/cdd/iec61987/iec61987.nsf/PropertiesAllVersions/0112-2---61987%23ABB102,https://cdd.iec.ch/cdd/iec61987/iec61987.nsf/PropertiesAllVersions/0112-2---61987%23ABU431 | 0112-2---61987#ABD465,0112-2---61987#ABA147,0112-2---61987#ABA633,0112-2---61987#ABV165,0112-2---61987#ABC969,0112-2---61987#ABF422,0112-2---61987#ABH438,0112-2---61987#ABE872,0112-2---61987#ABB457,0112-2---61987#ABB102,0112-2---61987#ABF514,0112-2---61987#ABF824,0112-2---61987#ABH435,0112-2---61987#ABB397,0112-2---61987#ABC033,0112-2---61987#ABC026,0112-2---61987#ABB521,0112-2---61987#ABF516,0112-2---61987#ABH441,0112-2---61987#ABC783,0112-2---61987#ABA917,0112-2---61987#ABU431
0112/2///61987#ABD367 | 001 | 01 | 0112/2///61987#ABD367#001 | Positioner |  |  |  | actuator/valve accessory that is mechanically connected to a moving part of a final control element or its actuator and automatically adjusts its output to the actuator in order to maintain a desired position of the closure member in proportion to the input signal |  |  | ANSI/ISA-75.05.01-2000¦3.122 |  | ITEM_CLASS |  |  |  |  | 0112/2///61987#ABU514 - reference to Operating LOP for valve/actuator accessories |  |  |  |  | Standard |  |  |  | 2018-03-28 | 2013-09-02 | 2016-05-02 | 2016-05-02 |  | SC65E – IEC 61987 | C00009 | 001-01 (2018-03-28 07:25:59 by BATCH 00000762) standard | 0112/2///61987#ABD366 | https://cdd.iec.ch/CDD/IEC61987/iec61987.nsf/Classes/0112-2---61987%23ABD367 | https://cdd.iec.ch/cdd/iec61987/iec61987.nsf/PropertiesAllVersions/0112-2---61987%23ABU528 | 0112-2---61987#ABU514,0112-2---61987#ABU528
0112/2///61987#ABC306 | 004 | 01 | 0112/2///61987#ABC306#004 | Installation design conditions [1] |  |  |  | properties characterizing the installation conditions at a measuring or control point |  |  |  |  | ITEM_CLASS | [5 empty] | 0112/2///61987#ABC267 - High/single pressure side operating conditions for device design0112/2///61987#ABC326 - Low pressure side operating conditions for device design0112/2///61987#ABG468 - Operating conditions for device design [temperature] |  |  | false | Standard |  | IEC 61987 | IEC | 2022-12-09 | 2017-12-07 | 2022-12-09 | 2022-12-09 |  | IEC/SC 65E | C00112 |  | 0112/2///61987#ABV501 | https://cdd.iec.ch/CDD/IEC61987/iec61987.nsf/Classes/0112-2---61987%23ABC306 | https://cdd.iec.ch/cdd/iec61987/iec61987.nsf/PropertiesAllVersions/0112-2---61987%23ABC814 | 0112-2---61987#ABC814
0112/2///61987#ABF040 | 001 | 01 | 0112/2///61987#ABF040#001 | Float guide |  |  |  | properties characterizing the float guide |  |  |  |  | ITEM_CLASS | [5 empty] | 0112/2///61987#ABF025 - Structural design of a float level transmitter and switch0112/2///61987#ABF217 - Structural design of a magnetic level gauge |  |  |  | Standard |  | IEC 61987 | IEC | 2018-03-28 | 2018-03-28 | 2018-03-28 | 2018-03-28 |  | SC65E – IEC 61987 | C00018 | 001-01 (2018-03-28 07:26:05 by BATCH 00000762) standard | 0112/2///61987#ABV501 | https://cdd.iec.ch/CDD/IEC61987/iec61987.nsf/Classes/0112-2---61987%23ABF040 | https://cdd.iec.ch/cdd/iec61987/iec61987.nsf/PropertiesAllVersions/0112-2---61987%23ABF041,https://cdd.iec.ch/cdd/iec61987/iec61987.nsf/PropertiesAllVersions/0112-2---61987%23ABA640,https://cdd.iec.ch/cdd/iec61987/iec61987.nsf/PropertiesAllVersions/0112-2---61987%23ABB932,https://cdd.iec.ch/cdd/iec61987/iec61987.nsf/PropertiesAllVersions/0112-2---61987%23ABF705,https://cdd.iec.ch/cdd/iec61987/iec61987.nsf/PropertiesAllVersions/0112-2---61987%23ABF043,https://cdd.iec.ch/cdd/iec61987/iec61987.nsf/PropertiesAllVersions/0112-2---61987%23ABF044,https://cdd.iec.ch/cdd/iec61987/iec61987.nsf/PropertiesAllVersions/0112-2---61987%23ABF706 | 0112-2---61987#ABF705,0112-2---61987#ABF043,0112-2---61987#ABF044,0112-2---61987#ABF706,0112-2---61987#ABF041,0112-2---61987#ABA640,0112-2---61987#ABB932
0112/2///61987#ABG438 | 001 | 01 | 0112/2///61987#ABG438#001 | Structural design [thermowell extension] |  |  |  | properties characterizing the constructional details of a device |  |  |  |  | ITEM_CLASS | [5 empty] | 0112/2///61987#ABG393 - Mechanical and electrical construction [thermowell extension] |  |  |  | Standard |  | IEC 61987 | IEC | 2018-03-28 | 2014-12-17 | 2016-05-24 | 2016-05-24 |  | SC65E – IEC 61987 | C00019 | 001-01 (2018-03-28 07:26:11 by BATCH 00000762) standard | 0112/2///61987#ABV501 | https://cdd.iec.ch/CDD/IEC61987/iec61987.nsf/Classes/0112-2---61987%23ABG438 | https://cdd.iec.ch/cdd/iec61987/iec61987.nsf/PropertiesAllVersions/0112-2---61987%23ABF798 | 0112-2---61987#ABF798
0112/2///61987#ABG465 | 001 | 01 | 0112/2///61987#ABG465#001 | Solid/particle phase [level] |  |  |  | properties characterizing the solid or particle phase of a fluid |  |  |  |  | ITEM_CLASS | [5 empty] | 0112/2///61987#ABG457 - Phase [level] |  |  |  | Standard |  | IEC 61987 | IEC | 2018-03-28 | 2018-03-28 | 2018-03-28 | 2018-03-28 |  | SC65E – IEC 61987 | C00018 | 001-01 (2018-03-28 07:26:11 by BATCH 00000762) standard | 0112/2///61987#ABV501 | https://cdd.iec.ch/CDD/IEC61987/iec61987.nsf/Classes/0112-2---61987%23ABG465 | https://cdd.iec.ch/cdd/iec61987/iec61987.nsf/PropertiesAllVersions/0112-2---61987%23ABH060,https://cdd.iec.ch/cdd/iec61987/iec61987.nsf/PropertiesAllVersions/0112-2---61987%23ABH061,https://cdd.iec.ch/cdd/iec61987/iec61987.nsf/PropertiesAllVersions/0112-2---61987%23ABB319,https://cdd.iec.ch/cdd/iec61987/iec61987.nsf/PropertiesAllVersions/0112-2---61987%23ABA563,https://cdd.iec.ch/cdd/iec61987/iec61987.nsf/PropertiesAllVersions/0112-2---61987%23ABB297,https://cdd.iec.ch/cdd/iec61987/iec61987.nsf/PropertiesAllVersions/0112-2---61987%23ABB298,https://cdd.iec.ch/cdd/iec61987/iec61987.nsf/PropertiesAllVersions/0112-2---61987%23ABB380,https://cdd.iec.ch/cdd/iec61987/iec61987.nsf/PropertiesAllVersions/0112-2---61987%23ABB293,https://cdd.iec.ch/cdd/iec61987/iec61987.nsf/PropertiesAllVersions/0112-2---61987%23ABA560,https://cdd.iec.ch/cdd/iec61987/iec61987.nsf/PropertiesAllVersions/0112-2---61987%23ABH062,https://cdd.iec.ch/cdd/iec61987/iec61987.nsf/PropertiesAllVersions/0112-2---61987%23ABH063,https://cdd.iec.ch/cdd/iec61987/iec61987.nsf/PropertiesAllVersions/0112-2---61987%23ABA564,https://cdd.iec.ch/cdd/iec61987/iec61987.nsf/PropertiesAllVersions/0112-2---61987%23ABB320,https://cdd.iec.ch/cdd/iec61987/iec61987.nsf/PropertiesAllVersions/0112-2---61987%23ABB321,https://cdd.iec.ch/cdd/iec61987/iec61987.nsf/PropertiesAllVersions/0112-2---61987%23ABH068,https://cdd.iec.ch/cdd/iec61987/iec61987.nsf/PropertiesAllVersions/0112-2---61987%23ABH069,https://cdd.iec.ch/cdd/iec61987/iec61987.nsf/PropertiesAllVersions/0112-2---61987%23ABD099 | 0112-2---61987#ABB321,0112-2---61987#ABH068,0112-2---61987#ABD099,0112-2---61987#ABH060,0112-2---61987#ABB319,0112-2---61987#ABB298,0112-2---61987#ABB293,0112-2---61987#ABA560,0112-2---61987#ABH061,0112-2---61987#ABA563,0112-2---61987#ABB297,0112-2---61987#ABH062,0112-2---61987#ABH063,0112-2---61987#ABA564,0112-2---61987#ABB380,0112-2---61987#ABB320,0112-2---61987#ABH069
0112/2///61987#ABI735 | 001 | 01 | 0112/2///61987#ABI735#001 | DISCRETE_READBACK |  |  |  | parameter with properties characterizing the discrete readback value from a downstream function or technology block |  |  |  |  | ITEM_CLASS | [5 empty] | 0112/2///61987#ABH890 - Discrete output function block0112/2///61987#ABI752 - On-off actuation technology block |  |  |  | Standard |  |  |  | 2019-03-08 | 2017-12-07 | 2019-03-08 | 2019-03-08 |  | SC65E – IEC 61987 | C00018 | 001-01 (2019-03-08 15:35:13 by BATCH 00000766) standard | 0112/2///61987#ABV501 | https://cdd.iec.ch/CDD/IEC61987/iec61987.nsf/Classes/0112-2---61987%23ABI735 | https://cdd.iec.ch/cdd/iec61987/iec61987.nsf/PropertiesAllVersions/0112-2---61987%23ABJ655,https://cdd.iec.ch/cdd/iec61987/iec61987.nsf/PropertiesAllVersions/0112-2---61987%23ABJ636 | 0112-2---61987#ABJ655,0112-2---61987#ABJ636
0112/2///61987#ABD366 | 001 | 01 | 0112/2///61987#ABD366#001 | Valve/actuator accessory |  |  |  | that part of a control valve/automated on/off valve, usually attached to the actuator, which provides additional control functions | Examples are positioners, relays, solenoid valves, air sets, handwheels, and limit switches. |  | ANSI/ISA-75.05.01-2000¦3.2 |  | ITEM_CLASS | [9 empty] | Standard |  |  |  | 2018-03-28 | 2013-09-02 | 2016-05-02 | 2016-05-02 |  | SC65E – IEC 61987 | C00009 | 001-01 (2018-03-28 07:25:59 by BATCH 00000762) standard | 0112/2///61987#ABD341 | https://cdd.iec.ch/CDD/IEC61987/iec61987.nsf/Classes/0112-2---61987%23ABD366 | https://cdd.iec.ch/cdd/iec61987/iec61987.nsf/PropertiesAllVersions/0112-2---61987%23ABU514 | 0112-2---61987#ABU514
0112/2///61987#ABI471 | 001 | 01 | 0112/2///61987#ABI471#001 | Special/further requirements |  |  |  | properties characterizing special and further requirements |  |  |  |  | ITEM_CLASS | [9 empty] | Standard |  |  |  | 2019-03-08 | 2017-12-07 | 2019-03-08 | 2019-03-08 |  | SC65E – IEC 61987 | C00018 | 001-01 (2019-03-08 15:35:13 by BATCH 00000766) standard | 0112/2///61987#ABH525 | https://cdd.iec.ch/CDD/IEC61987/iec61987.nsf/Classes/0112-2---61987%23ABI471 | https://cdd.iec.ch/cdd/iec61987/iec61987.nsf/PropertiesAllVersions/0112-2---61987%23ABI496,https://cdd.iec.ch/cdd/iec61987/iec61987.nsf/PropertiesAllVersions/0112-2---61987%23ABI557 | 0112-2---61987#ABI496,0112-2---61987#ABI557
0112/2///61987#ABE739 | 001 | 01 | 0112/2///61987#ABE739#001 | Device LOP for float level transmitter/switch |  |  |  | list of properties characterizing a float level transmitter and a float level switch |  |  |  |  | ITEM_CLASS | [5 empty] | 0112/2///61987#ABA708 - Float level switch0112/2///61987#ABA809 - Float level transmitter |  |  |  | Standard |  | IEC 61987 | IEC | 2018-03-28 | 2014-12-17 | 2018-03-20 | 2018-03-20 |  | SC65E – IEC 61987 | C00018 | 001-01 (2018-03-28 07:26:04 by BATCH 00000762) standard | 0112/2///61987#ABV504 | https://cdd.iec.ch/CDD/IEC61987/iec61987.nsf/Classes/0112-2---61987%23ABE739 | https://cdd.iec.ch/cdd/iec61987/iec61987.nsf/PropertiesAllVersions/0112-2---61987%23ABC899,https://cdd.iec.ch/cdd/iec61987/iec61987.nsf/PropertiesAllVersions/0112-2---61987%23ABC730,https://cdd.iec.ch/cdd/iec61987/iec61987.nsf/PropertiesAllVersions/0112-2---61987%23ABU857,https://cdd.iec.ch/cdd/iec61987/iec61987.nsf/PropertiesAllVersions/0112-2---61987%23ABG481,https://cdd.iec.ch/cdd/iec61987/iec61987.nsf/PropertiesAllVersions/0112-2---61987%23ABB206,https://cdd.iec.ch/cdd/iec61987/iec61987.nsf/PropertiesAllVersions/0112-2---61987%23ABG692,https://cdd.iec.ch/cdd/iec61987/iec61987.nsf/PropertiesAllVersions/0112-2---61987%23ABC830,https://cdd.iec.ch/cdd/iec61987/iec61987.nsf/PropertiesAllVersions/0112-2---61987%23ABG779,https://cdd.iec.ch/cdd/iec61987/iec61987.nsf/PropertiesAllVersions/0112-2---61987%23ABG880,https://cdd.iec.ch/cdd/iec61987/iec61987.nsf/PropertiesAllVersions/0112-2---61987%23ABG925,https://cdd.iec.ch/cdd/iec61987/iec61987.nsf/PropertiesAllVersions/0112-2---61987%23ABD088,https://cdd.iec.ch/cdd/iec61987/iec61987.nsf/PropertiesAllVersions/0112-2---61987%23ABD154,https://cdd.iec.ch/cdd/iec61987/iec61987.nsf/PropertiesAllVersions/0112-2---61987%23ABC786,https://cdd.iec.ch/cdd/iec61987/iec61987.nsf/PropertiesAllVersions/0112-2---61987%23ABC795,https://cdd.iec.ch/cdd/iec61987/iec61987.nsf/PropertiesAllVersions/0112-2---61987%23ABA293,https://cdd.iec.ch/cdd/iec61987/iec61987.nsf/PropertiesAllVersions/0112-2---61987%23ABC710 | 0112-2---61987#ABG481,0112-2---61987#ABC830,0112-2---61987#ABD088,0112-2---61987#ABD154,0112-2---61987#ABA293,0112-2---61987#ABC710,0112-2---61987#ABC730,0112-2---61987#ABB206,0112-2---61987#ABG880,0112-2---61987#ABG925,0112-2---61987#ABC899,0112-2---61987#ABU857,0112-2---61987#ABG692,0112-2---61987#ABG779,0112-2---61987#ABC786,0112-2---61987#ABC795
0112/2///61987#ABD831 | 002 | 01 | 0112/2///61987#ABD831#002 | Line or nozzle [2] |  |  |  | properties characterizing a line or a nozzle at a line or equipment and its end connection |  |  |  |  | ITEM_CLASS | [5 empty] | 0112/2///61987#ABD994 - Process equipment [2] |  |  |  | Standard |  |  |  | 2018-03-28 | 2013-09-02 | 2018-03-20 | 2018-03-20 |  | SC65E – IEC 61987 | C00004 |  | 0112/2///61987#ABV501 | https://cdd.iec.ch/CDD/IEC61987/iec61987.nsf/Classes/0112-2---61987%23ABD831 | https://cdd.iec.ch/cdd/iec61987/iec61987.nsf/PropertiesAllVersions/0112-2---61987%23ABB336,https://cdd.iec.ch/cdd/iec61987/iec61987.nsf/PropertiesAllVersions/0112-2---61987%23ABB337,https://cdd.iec.ch/cdd/iec61987/iec61987.nsf/PropertiesAllVersions/0112-2---61987%23ABB338,https://cdd.iec.ch/cdd/iec61987/iec61987.nsf/PropertiesAllVersions/0112-2---61987%23ABB339,https://cdd.iec.ch/cdd/iec61987/iec61987.nsf/PropertiesAllVersions/0112-2---61987%23ABA576,https://cdd.iec.ch/cdd/iec61987/iec61987.nsf/PropertiesAllVersions/0112-2---61987%23ABA591,https://cdd.iec.ch/cdd/iec61987/iec61987.nsf/PropertiesAllVersions/0112-2---61987%23ABB340,https://cdd.iec.ch/cdd/iec61987/iec61987.nsf/PropertiesAllVersions/0112-2---61987%23ABB341,https://cdd.iec.ch/cdd/iec61987/iec61987.nsf/PropertiesAllVersions/0112-2---61987%23ABA555,https://cdd.iec.ch/cdd/iec61987/iec61987.nsf/PropertiesAllVersions/0112-2---61987%23ABA910,https://cdd.iec.ch/cdd/iec61987/iec61987.nsf/PropertiesAllVersions/0112-2---61987%23ABA554,https://cdd.iec.ch/cdd/iec61987/iec61987.nsf/PropertiesAllVersions/0112-2---61987%23ABB343,https://cdd.iec.ch/cdd/iec61987/iec61987.nsf/PropertiesAllVersions/0112-2---61987%23ABA145,https://cdd.iec.ch/cdd/iec61987/iec61987.nsf/PropertiesAllVersions/0112-2---61987%23ABA590,https://cdd.iec.ch/cdd/iec61987/iec61987.nsf/PropertiesAllVersions/0112-2---61987%23ABB344,https://cdd.iec.ch/cdd/iec61987/iec61987.nsf/PropertiesAllVersions/0112-2---61987%23ABB345,https://cdd.iec.ch/cdd/iec61987/iec61987.nsf/PropertiesAllVersions/0112-2---61987%23ABD420,https://cdd.iec.ch/cdd/iec61987/iec61987.nsf/PropertiesAllVersions/0112-2---61987%23ABA911,https://cdd.iec.ch/cdd/iec61987/iec61987.nsf/PropertiesAllVersions/0112-2---61987%23ABB453,https://cdd.iec.ch/cdd/iec61987/iec61987.nsf/PropertiesAllVersions/0112-2---61987%23ABB521,https://cdd.iec.ch/cdd/iec61987/iec61987.nsf/PropertiesAllVersions/0112-2---61987%23ABB346,https://cdd.iec.ch/cdd/iec61987/iec61987.nsf/PropertiesAllVersions/0112-2---61987%23ABH293,https://cdd.iec.ch/cdd/iec61987/iec61987.nsf/PropertiesAllVersions/0112-2---61987%23ABE107 | 0112-2---61987#ABB339,0112-2---61987#ABA555,0112-2---61987#ABA554,0112-2---61987#ABA590,0112-2---61987#ABB345,0112-2---61987#ABB521,0112-2---61987#ABH293,0112-2---61987#ABB344,0112-2---61987#ABA911,0112-2---61987#ABB346,0112-2---61987#ABB337,0112-2---61987#ABB338,0112-2---61987#ABB340,0112-2---61987#ABB341,0112-2---61987#ABB453,0112-2---61987#ABE107,0112-2---61987#ABB336,0112-2---61987#ABA576,0112-2---61987#ABA591,0112-2---61987#ABA910,0112-2---61987#ABB343,0112-2---61987#ABA145,0112-2---61987#ABD420
0112/2///61987#ABD844 | 002 | 01 | 0112/2///61987#ABD844#002 | Design conditions for valve body assembly |  |  |  | properties characterizing the values to be taken into account when designing a control valve other than process cases, environmental conditions and process conditions |  |  |  |  | ITEM_CLASS | [5 empty] | 0112/2///61987#ABD950 - Operating conditions for device design [2] |  |  |  | Standard |  |  |  | 2018-03-28 | 2013-09-02 | 2018-03-20 | 2018-03-20 |  | SC65E – IEC 61987 | C00009 |  | 0112/2///61987#ABV501 | https://cdd.iec.ch/CDD/IEC61987/iec61987.nsf/Classes/0112-2---61987%23ABD844 | https://cdd.iec.ch/cdd/iec61987/iec61987.nsf/PropertiesAllVersions/0112-2---61987%23ABD628,https://cdd.iec.ch/cdd/iec61987/iec61987.nsf/PropertiesAllVersions/0112-2---61987%23ABD707,https://cdd.iec.ch/cdd/iec61987/iec61987.nsf/PropertiesAllVersions/0112-2---61987%23ABD575,https://cdd.iec.ch/cdd/iec61987/iec61987.nsf/PropertiesAllVersions/0112-2---61987%23ABD637,https://cdd.iec.ch/cdd/iec61987/iec61987.nsf/PropertiesAllVersions/0112-2---61987%23ABD583,https://cdd.iec.ch/cdd/iec61987/iec61987.nsf/PropertiesAllVersions/0112-2---61987%23ABD581,https://cdd.iec.ch/cdd/iec61987/iec61987.nsf/PropertiesAllVersions/0112-2---61987%23ABD582,https://cdd.iec.ch/cdd/iec61987/iec61987.nsf/PropertiesAllVersions/0112-2---61987%23ABD632,https://cdd.iec.ch/cdd/iec61987/iec61987.nsf/PropertiesAllVersions/0112-2---61987%23ABD648,https://cdd.iec.ch/cdd/iec61987/iec61987.nsf/PropertiesAllVersions/0112-2---61987%23ABD699,https://cdd.iec.ch/cdd/iec61987/iec61987.nsf/PropertiesAllVersions/0112-2---61987%23ABD736,https://cdd.iec.ch/cdd/iec61987/iec61987.nsf/PropertiesAllVersions/0112-2---61987%23ABD734,https://cdd.iec.ch/cdd/iec61987/iec61987.nsf/PropertiesAllVersions/0112-2---61987%23ABD643,https://cdd.iec.ch/cdd/iec61987/iec61987.nsf/PropertiesAllVersions/0112-2---61987%23ABD584,https://cdd.iec.ch/cdd/iec61987/iec61987.nsf/PropertiesAllVersions/0112-2---61987%23ABD592,https://cdd.iec.ch/cdd/iec61987/iec61987.nsf/PropertiesAllVersions/0112-2---61987%23ABD625,https://cdd.iec.ch/cdd/iec61987/iec61987.nsf/PropertiesAllVersions/0112-2---61987%23ABD653,https://cdd.iec.ch/cdd/iec61987/iec61987.nsf/PropertiesAllVersions/0112-2---61987%23ABD654,https://cdd.iec.ch/cdd/iec61987/iec61987.nsf/PropertiesAllVersions/0112-2---61987%23ABD622,https://cdd.iec.ch/cdd/iec61987/iec61987.nsf/PropertiesAllVersions/0112-2---61987%23ABD623,https://cdd.iec.ch/cdd/iec61987/iec61987.nsf/PropertiesAllVersions/0112-2---61987%23ABD627,https://cdd.iec.ch/cdd/iec61987/iec61987.nsf/PropertiesAllVersions/0112-2---61987%23ABD626,https://cdd.iec.ch/cdd/iec61987/iec61987.nsf/PropertiesAllVersions/0112-2---61987%23ABD624,https://cdd.iec.ch/cdd/iec61987/iec61987.nsf/PropertiesAllVersions/0112-2---61987%23ABD676,https://cdd.iec.ch/cdd/iec61987/iec61987.nsf/PropertiesAllVersions/0112-2---61987%23ABE294 | 0112-2---61987#ABD582,0112-2---61987#ABD632,0112-2---61987#ABD734,0112-2---61987#ABD643,0112-2---61987#ABD622,0112-2---61987#ABD626,0112-2---61987#ABD575,0112-2---61987#ABD581,0112-2---61987#ABD676,0112-2---61987#ABD592,0112-2---61987#ABD699,0112-2---61987#ABD584,0112-2---61987#ABD637,0112-2---61987#ABD654,0112-2---61987#ABD624,0112-2---61987#ABD628,0112-2---61987#ABD707,0112-2---61987#ABD736,0112-2---61987#ABD625,0112-2---61987#ABD653,0112-2---61987#ABD623,0112-2---61987#ABD627,0112-2---61987#ABE294,0112-2---61987#ABD583,0112-2---61987#ABD648
0112/2///61987#ABG386 | 001 | 01 | 0112/2///61987#ABG386#001 | Mechanical and electrical construction [bypass/measuring chamber] |  |  |  | properties characterizing the constructional details of the device and its parts |  |  | IEC 61987-1, 5.8 |  | ITEM_CLASS | [5 empty] | 0112/2///61987#ABE753 - Device LOP for bypass/measuring chamber |  |  |  | Standard |  | IEC 61987 | IEC | 2018-03-28 | 2014-12-17 | 2018-03-20 | 2018-03-20 |  | SC65E – IEC 61987 | C00018 | 001-01 (2018-03-28 07:26:09 by BATCH 00000762) standard | 0112/2///61987#ABV501 | https://cdd.iec.ch/CDD/IEC61987/iec61987.nsf/Classes/0112-2---61987%23ABG386 | https://cdd.iec.ch/cdd/iec61987/iec61987.nsf/PropertiesAllVersions/0112-2---61987%23ABD534,https://cdd.iec.ch/cdd/iec61987/iec61987.nsf/PropertiesAllVersions/0112-2---61987%23ABG991,https://cdd.iec.ch/cdd/iec61987/iec61987.nsf/PropertiesAllVersions/0112-2---61987%23ABC789 | 0112-2---61987#ABD534,0112-2---61987#ABG991,0112-2---61987#ABC789
0112/2///61987#ABP042 | 001 | 01 | 0112/2///61987#ABP042#001 | Influence of external quantities expressed for temperature [I/O module] |  |  |  | properties characterizing the influence of external quantities for temperature measurement devices of an I/O module that are not the subject of the measurement but whose change affects the relationship between the indication and the result of the measurement |  |  |  |  | ITEM_CLASS | [5 empty] | 0112/2///61987#ABP011 - Absolute performance for temperature [I/O module] |  |  | false | Standard |  | IEC 61987 | IEC | 2023-01-23 | 2023-01-23 | 2023-01-23 | 2023-01-23 |  | IEC/SC 65E | C00128 | 001-01 (2023-01-23 14:53:33 by BATCH 00000807) standard | 0112/2///61987#ABV501 | https://cdd.iec.ch/CDD/IEC61987/iec61987.nsf/Classes/0112-2---61987%23ABP042 | https://cdd.iec.ch/cdd/iec61987/iec61987.nsf/PropertiesAllVersions/0112-2---61987%23ABD447,https://cdd.iec.ch/cdd/iec61987/iec61987.nsf/PropertiesAllVersions/0112-2---61987%23ABD448 | 0112-2---61987#ABD447,0112-2---61987#ABD448
0112/2///61987#ABP071 | 001 | 01 | 0112/2///61987#ABP071#001 | Selectable RMS current input range |  |  |  | properties characterizing the selectable RMS current input range |  |  |  |  | ITEM_CLASS | [5 empty] | 0112/2///61987#ABP069 - RMS input |  |  | false | Standard |  | IEC 61987 | IEC | 2023-01-23 | 2023-01-23 | 2023-01-23 | 2023-01-23 |  | IEC/SC 65E | C00128 | 001-01 (2023-01-23 14:53:33 by BATCH 00000807) standard | 0112/2///61987#ABV501 | https://cdd.iec.ch/CDD/IEC61987/iec61987.nsf/Classes/0112-2---61987%23ABP071 | https://cdd.iec.ch/cdd/iec61987/iec61987.nsf/PropertiesAllVersions/0112-2---61987%23ABP187,https://cdd.iec.ch/cdd/iec61987/iec61987.nsf/PropertiesAllVersions/0112-2---61987%23ABP119,https://cdd.iec.ch/cdd/iec61987/iec61987.nsf/PropertiesAllVersions/0112-2---61987%23ABP178,https://cdd.iec.ch/cdd/iec61987/iec61987.nsf/PropertiesAllVersions/0112-2---61987%23ABP135 | 0112-2---61987#ABP178,0112-2---61987#ABP135,0112-2---61987#ABP187,0112-2---61987#ABP119
0112/2///61987#ABC433 | 002 | 01 | 0112/2///61987#ABC433#002 | Mechanical and electrical construction [variable area flow transmitter/gauge] |  |  |  | properties characterizing the constructional details of the device and its parts |  |  | IEC 61987-1, 5.8 |  | ITEM_CLASS | [5 empty] | 0112/2///61987#ABA020 - Device LOP for variable area flow transmitter/gauge |  |  |  | Standard |  |  |  | 2018-03-28 | 2013-08-27 | 2016-05-24 | 2016-05-24 |  | SC65E – IEC 61987 | C00004 |  | 0112/2///61987#ABV501 | https://cdd.iec.ch/CDD/IEC61987/iec61987.nsf/Classes/0112-2---61987%23ABC433 | https://cdd.iec.ch/cdd/iec61987/iec61987.nsf/PropertiesAllVersions/0112-2---61987%23ABD114,https://cdd.iec.ch/cdd/iec61987/iec61987.nsf/PropertiesAllVersions/0112-2---61987%23ABD240,https://cdd.iec.ch/cdd/iec61987/iec61987.nsf/PropertiesAllVersions/0112-2---61987%23ABB139,https://cdd.iec.ch/cdd/iec61987/iec61987.nsf/PropertiesAllVersions/0112-2---61987%23ABC862,https://cdd.iec.ch/cdd/iec61987/iec61987.nsf/PropertiesAllVersions/0112-2---61987%23ABC789 | 0112-2---61987#ABB139,0112-2---61987#ABC862,0112-2---61987#ABC789,0112-2---61987#ABD114,0112-2---61987#ABD240
0112/2///61987#ABF380 | 001 | 01 | 0112/2///61987#ABF380#001 | Structural design of a connection head |  |  |  | properties characterizing the constructional details of a connection head |  |  |  |  | ITEM_CLASS | [5 empty] | 0112/2///61987#ABG433 - Structural design [contact temperature transmitter]0112/2///61987#ABG437 - Structural design [temperature connection head] |  |  |  | Standard |  | IEC 61987 | IEC | 2018-03-28 | 2014-12-17 | 2016-05-24 | 2016-05-24 |  | SC65E – IEC 61987 | C00019 | 001-01 (2018-03-28 07:26:06 by BATCH 00000762) standard | 0112/2///61987#ABV501 | https://cdd.iec.ch/CDD/IEC61987/iec61987.nsf/Classes/0112-2---61987%23ABF380 | https://cdd.iec.ch/cdd/iec61987/iec61987.nsf/PropertiesAllVersions/0112-2---61987%23ABF381,https://cdd.iec.ch/cdd/iec61987/iec61987.nsf/PropertiesAllVersions/0112-2---61987%23ABF382,https://cdd.iec.ch/cdd/iec61987/iec61987.nsf/PropertiesAllVersions/0112-2---61987%23ABF379,https://cdd.iec.ch/cdd/iec61987/iec61987.nsf/PropertiesAllVersions/0112-2---61987%23ABF331,https://cdd.iec.ch/cdd/iec61987/iec61987.nsf/PropertiesAllVersions/0112-2---61987%23ABF332,https://cdd.iec.ch/cdd/iec61987/iec61987.nsf/PropertiesAllVersions/0112-2---61987%23ABF394,https://cdd.iec.ch/cdd/iec61987/iec61987.nsf/PropertiesAllVersions/0112-2---61987%23ABF384,https://cdd.iec.ch/cdd/iec61987/iec61987.nsf/PropertiesAllVersions/0112-2---61987%23ABF385,https://cdd.iec.ch/cdd/iec61987/iec61987.nsf/PropertiesAllVersions/0112-2---61987%23ABF386,https://cdd.iec.ch/cdd/iec61987/iec61987.nsf/PropertiesAllVersions/0112-2---61987%23ABF387,https://cdd.iec.ch/cdd/iec61987/iec61987.nsf/PropertiesAllVersions/0112-2---61987%23ABF388,https://cdd.iec.ch/cdd/iec61987/iec61987.nsf/PropertiesAllVersions/0112-2---61987%23ABB932,https://cdd.iec.ch/cdd/iec61987/iec61987.nsf/PropertiesAllVersions/0112-2---61987%23ABA910,https://cdd.iec.ch/cdd/iec61987/iec61987.nsf/PropertiesAllVersions/0112-2---61987%23ABA574,https://cdd.iec.ch/cdd/iec61987/iec61987.nsf/PropertiesAllVersions/0112-2---61987%23ABF383,https://cdd.iec.ch/cdd/iec61987/iec61987.nsf/PropertiesAllVersions/0112-2---61987%23ABF391,https://cdd.iec.ch/cdd/iec61987/iec61987.nsf/PropertiesAllVersions/0112-2---61987%23ABF019,https://cdd.iec.ch/cdd/iec61987/iec61987.nsf/PropertiesAllVersions/0112-2---61987%23ABA582,https://cdd.iec.ch/cdd/iec61987/iec61987.nsf/PropertiesAllVersions/0112-2---61987%23ABA917,https://cdd.iec.ch/cdd/iec61987/iec61987.nsf/PropertiesAllVersions/0112-2---61987%23ABA589,https://cdd.iec.ch/cdd/iec61987/iec61987.nsf/PropertiesAllVersions/0112-2---61987%23ABA558,https://cdd.iec.ch/cdd/iec61987/iec61987.nsf/PropertiesAllVersions/0112-2---61987%23ABA179,https://cdd.iec.ch/cdd/iec61987/iec61987.nsf/PropertiesAllVersions/0112-2---61987%23ABB386,https://cdd.iec.ch/cdd/iec61987/iec61987.nsf/PropertiesAllVersions/0112-2---61987%23ABF389,https://cdd.iec.ch/cdd/iec61987/iec61987.nsf/PropertiesAllVersions/0112-2---61987%23ABF390,https://cdd.iec.ch/cdd/iec61987/iec61987.nsf/PropertiesAllVersions/0112-2---61987%23ABF392,https://cdd.iec.ch/cdd/iec61987/iec61987.nsf/PropertiesAllVersions/0112-2---61987%23ABF395,https://cdd.iec.ch/cdd/iec61987/iec61987.nsf/PropertiesAllVersions/0112-2---61987%23ABF393,https://cdd.iec.ch/cdd/iec61987/iec61987.nsf/PropertiesAllVersions/0112-2---61987%23ABB103,https://cdd.iec.ch/cdd/iec61987/iec61987.nsf/PropertiesAllVersions/0112-2---61987%23ABC850,https://cdd.iec.ch/cdd/iec61987/iec61987.nsf/PropertiesAllVersions/0112-2---61987%23ABC010,https://cdd.iec.ch/cdd/iec61987/iec61987.nsf/PropertiesAllVersions/0112-2---61987%23ABC779,https://cdd.iec.ch/cdd/iec61987/iec61987.nsf/PropertiesAllVersions/0112-2---61987%23ABC012,https://cdd.iec.ch/cdd/iec61987/iec61987.nsf/PropertiesAllVersions/0112-2---61987%23ABC861 | 0112-2---61987#ABF394,0112-2---61987#ABF384,0112-2---61987#ABF386,0112-2---61987#ABF383,0112-2---61987#ABC850,0112-2---61987#ABC010,0112-2---61987#ABF332,0112-2---61987#ABB932,0112-2---61987#ABA910,0112-2---61987#ABF389,0112-2---61987#ABF390,0112-2---61987#ABB103,0112-2---61987#ABF385,0112-2---61987#ABF019,0112-2---61987#ABC012,0112-2---61987#ABB386,0112-2---61987#ABF395,0112-2---61987#ABA589,0112-2---61987#ABC861,0112-2---61987#ABF381,0112-2---61987#ABF382,0112-2---61987#ABA574,0112-2---61987#ABF391,0112-2---61987#ABA917,0112-2---61987#ABF392,0112-2---61987#ABF331,0112-2---61987#ABF387,0112-2---61987#ABA179,0112-2---61987#ABC779,0112-2---61987#ABF379,0112-2---61987#ABF388,0112-2---61987#ABA582,0112-2---61987#ABA558,0112-2---61987#ABF393
0112/2///61987#ABG461 | 001 | 01 | 0112/2///61987#ABG461#001 | Non-aqueous liquid phase [level] |  |  |  | properties characterizing the non-aqueous phase of a liquid fluid |  | Polymorphic element: ABG461, Id: 2 |  |  | ITEM_CLASS | [5 empty] | 0112/2///61987#ABG457 - Phase [level] |  |  |  | Standard |  | IEC 61987 | IEC | 2018-03-28 | 2018-03-28 | 2018-03-28 | 2018-03-28 |  | SC65E – IEC 61987 | C00018 | 001-01 (2018-03-28 07:26:11 by BATCH 00000762) standard | 0112/2///61987#ABV501 | https://cdd.iec.ch/CDD/IEC61987/iec61987.nsf/Classes/0112-2---61987%23ABG461 | https://cdd.iec.ch/cdd/iec61987/iec61987.nsf/PropertiesAllVersions/0112-2---61987%23ABH060,https://cdd.iec.ch/cdd/iec61987/iec61987.nsf/PropertiesAllVersions/0112-2---61987%23ABH061,https://cdd.iec.ch/cdd/iec61987/iec61987.nsf/PropertiesAllVersions/0112-2---61987%23ABH328,https://cdd.iec.ch/cdd/iec61987/iec61987.nsf/PropertiesAllVersions/0112-2---61987%23ABH327,https://cdd.iec.ch/cdd/iec61987/iec61987.nsf/PropertiesAllVersions/0112-2---61987%23ABA946,https://cdd.iec.ch/cdd/iec61987/iec61987.nsf/PropertiesAllVersions/0112-2---61987%23ABA557,https://cdd.iec.ch/cdd/iec61987/iec61987.nsf/PropertiesAllVersions/0112-2---61987%23ABB297,https://cdd.iec.ch/cdd/iec61987/iec61987.nsf/PropertiesAllVersions/0112-2---61987%23ABB298,https://cdd.iec.ch/cdd/iec61987/iec61987.nsf/PropertiesAllVersions/0112-2---61987%23ABB299,https://cdd.iec.ch/cdd/iec61987/iec61987.nsf/PropertiesAllVersions/0112-2---61987%23ABB067,https://cdd.iec.ch/cdd/iec61987/iec61987.nsf/PropertiesAllVersions/0112-2---61987%23ABB300,https://cdd.iec.ch/cdd/iec61987/iec61987.nsf/PropertiesAllVersions/0112-2---61987%23ABB180,https://cdd.iec.ch/cdd/iec61987/iec61987.nsf/PropertiesAllVersions/0112-2---61987%23ABB301,https://cdd.iec.ch/cdd/iec61987/iec61987.nsf/PropertiesAllVersions/0112-2---61987%23ABA561,https://cdd.iec.ch/cdd/iec61987/iec61987.nsf/PropertiesAllVersions/0112-2---61987%23ABA626,https://cdd.iec.ch/cdd/iec61987/iec61987.nsf/PropertiesAllVersions/0112-2---61987%23ABA560,https://cdd.iec.ch/cdd/iec61987/iec61987.nsf/PropertiesAllVersions/0112-2---61987%23ABH062,https://cdd.iec.ch/cdd/iec61987/iec61987.nsf/PropertiesAllVersions/0112-2---61987%23ABH063,https://cdd.iec.ch/cdd/iec61987/iec61987.nsf/PropertiesAllVersions/0112-2---61987%23ABA582,https://cdd.iec.ch/cdd/iec61987/iec61987.nsf/PropertiesAllVersions/0112-2---61987%23ABB094,https://cdd.iec.ch/cdd/iec61987/iec61987.nsf/PropertiesAllVersions/0112-2---61987%23ABH064,https://cdd.iec.ch/cdd/iec61987/iec61987.nsf/PropertiesAllVersions/0112-2---61987%23ABB066,https://cdd.iec.ch/cdd/iec61987/iec61987.nsf/PropertiesAllVersions/0112-2---61987%23ABH065,https://cdd.iec.ch/cdd/iec61987/iec61987.nsf/PropertiesAllVersions/0112-2---61987%23ABH066,https://cdd.iec.ch/cdd/iec61987/iec61987.nsf/PropertiesAllVersions/0112-2---61987%23ABB163,https://cdd.iec.ch/cdd/iec61987/iec61987.nsf/PropertiesAllVersions/0112-2---61987%23ABD099 | 0112-2---61987#ABB301,0112-2---61987#ABH062,0112-2---61987#ABH065,0112-2---61987#ABH061,0112-2---61987#ABH328,0112-2---61987#ABH327,0112-2---61987#ABB298,0112-2---61987#ABB180,0112-2---61987#ABD099,0112-2---61987#ABA582,0112-2---61987#ABH066,0112-2---61987#ABB297,0112-2---61987#ABB299,0112-2---61987#ABB300,0112-2---61987#ABA626,0112-2---61987#ABA560,0112-2---61987#ABA946,0112-2---61987#ABA557,0112-2---61987#ABH063,0112-2---61987#ABH064,0112-2---61987#ABB163,0112-2---61987#ABH060,0112-2---61987#ABB067,0112-2---61987#ABA561,0112-2---61987#ABB094,0112-2---61987#ABB066
0112/2///61987#ABG478 | 001 | 01 | 0112/2///61987#ABG478#001 | Process equipment [level] |  |  |  | properties characterizing the equipment where a device is deployed | For instance, these properties concern lines or nozzles and their end connections for flow, temperature, or pressure devices and equipment dimensions for level devices. |  |  |  | ITEM_CLASS | [5 empty] | 0112/2///61987#ABE727 - Operating LOP for level measuring equipment |  |  |  | Standard |  | IEC 61987 | IEC | 2018-03-28 | 2014-12-17 | 2018-03-20 | 2018-03-20 |  | SC65E – IEC 61987 | C00018 | 001-01 (2018-03-28 07:26:12 by BATCH 00000762) standard | 0112/2///61987#ABV501 | https://cdd.iec.ch/CDD/IEC61987/iec61987.nsf/Classes/0112-2---61987%23ABG478 | https://cdd.iec.ch/cdd/iec61987/iec61987.nsf/PropertiesAllVersions/0112-2---61987%23ABH087,https://cdd.iec.ch/cdd/iec61987/iec61987.nsf/PropertiesAllVersions/0112-2---61987%23ABH088,https://cdd.iec.ch/cdd/iec61987/iec61987.nsf/PropertiesAllVersions/0112-2---61987%23ABH089,https://cdd.iec.ch/cdd/iec61987/iec61987.nsf/PropertiesAllVersions/0112-2---61987%23ABA145,https://cdd.iec.ch/cdd/iec61987/iec61987.nsf/PropertiesAllVersions/0112-2---61987%23ABH090,https://cdd.iec.ch/cdd/iec61987/iec61987.nsf/PropertiesAllVersions/0112-2---61987%23ABH153,https://cdd.iec.ch/cdd/iec61987/iec61987.nsf/PropertiesAllVersions/0112-2---61987%23ABH284,https://cdd.iec.ch/cdd/iec61987/iec61987.nsf/PropertiesAllVersions/0112-2---61987%23ABH288,https://cdd.iec.ch/cdd/iec61987/iec61987.nsf/PropertiesAllVersions/0112-2---61987%23ABH112,https://cdd.iec.ch/cdd/iec61987/iec61987.nsf/PropertiesAllVersions/0112-2---61987%23ABH289,https://cdd.iec.ch/cdd/iec61987/iec61987.nsf/PropertiesAllVersions/0112-2---61987%23ABH290,https://cdd.iec.ch/cdd/iec61987/iec61987.nsf/PropertiesAllVersions/0112-2---61987%23ABH127,https://cdd.iec.ch/cdd/iec61987/iec61987.nsf/PropertiesAllVersions/0112-2---61987%23ABH291,https://cdd.iec.ch/cdd/iec61987/iec61987.nsf/PropertiesAllVersions/0112-2---61987%23ABH136,https://cdd.iec.ch/cdd/iec61987/iec61987.nsf/PropertiesAllVersions/0112-2---61987%23ABH294,https://cdd.iec.ch/cdd/iec61987/iec61987.nsf/PropertiesAllVersions/0112-2---61987%23ABH295,https://cdd.iec.ch/cdd/iec61987/iec61987.nsf/PropertiesAllVersions/0112-2---61987%23ABH296,https://cdd.iec.ch/cdd/iec61987/iec61987.nsf/PropertiesAllVersions/0112-2---61987%23ABH310,https://cdd.iec.ch/cdd/iec61987/iec61987.nsf/PropertiesAllVersions/0112-2---61987%23ABB335,https://cdd.iec.ch/cdd/iec61987/iec61987.nsf/PropertiesAllVersions/0112-2---61987%23ABC952,https://cdd.iec.ch/cdd/iec61987/iec61987.nsf/PropertiesAllVersions/0112-2---61987%23ABH157,https://cdd.iec.ch/cdd/iec61987/iec61987.nsf/PropertiesAllVersions/0112-2---61987%23ABH158 | 0112-2---61987#ABH294,0112-2---61987#ABH087,0112-2---61987#ABH136,0112-2---61987#ABH284,0112-2---61987#ABH290,0112-2---61987#ABH127,0112-2---61987#ABH291,0112-2---61987#ABB335,0112-2---61987#ABH089,0112-2---61987#ABH153,0112-2---61987#ABH296,0112-2---61987#ABH310,0112-2---61987#ABH157,0112-2---61987#ABH158,0112-2---61987#ABH090,0112-2---61987#ABH289,0112-2---61987#ABH288,0112-2---61987#ABH112,0112-2---61987#ABH295,0112-2---61987#ABC952,0112-2---61987#ABH088,0112-2---61987#ABA145
0112/2///61987#ABN610 | 001 | 01 | 0112/2///61987#ABN610#001 | Simulation |  |  |  | properties characterizing the simulation of a device signal |  |  |  |  | ITEM_CLASS | [5 empty] | 0112/2///61987#ABN606 - LOPD for general device parameters |  |  |  | Standard |  |  |  | 2020-02-24 |  | 2020-02-24 | 2020-02-24 |  | SC65E – IEC 61987 | C00092 | 001-01 (2020-02-24 12:37:11 by BATCH 00000778) standard | 0112/2///61987#ABV501 | https://cdd.iec.ch/CDD/IEC61987/iec61987.nsf/Classes/0112-2---61987%23ABN610 | https://cdd.iec.ch/cdd/iec61987/iec61987.nsf/PropertiesAllVersions/0112-2---61987%23ABN611,https://cdd.iec.ch/cdd/iec61987/iec61987.nsf/PropertiesAllVersions/0112-2---61987%23ABN729,https://cdd.iec.ch/cdd/iec61987/iec61987.nsf/PropertiesAllVersions/0112-2---61987%23ABN612,https://cdd.iec.ch/cdd/iec61987/iec61987.nsf/PropertiesAllVersions/0112-2---61987%23ABN613,https://cdd.iec.ch/cdd/iec61987/iec61987.nsf/PropertiesAllVersions/0112-2---61987%23ABN644,https://cdd.iec.ch/cdd/iec61987/iec61987.nsf/PropertiesAllVersions/0112-2---61987%23ABN634,https://cdd.iec.ch/cdd/iec61987/iec61987.nsf/PropertiesAllVersions/0112-2---61987%23ABN637,https://cdd.iec.ch/cdd/iec61987/iec61987.nsf/PropertiesAllVersions/0112-2---61987%23ABN646,https://cdd.iec.ch/cdd/iec61987/iec61987.nsf/PropertiesAllVersions/0112-2---61987%23ABN636,https://cdd.iec.ch/cdd/iec61987/iec61987.nsf/PropertiesAllVersions/0112-2---61987%23ABN632,https://cdd.iec.ch/cdd/iec61987/iec61987.nsf/PropertiesAllVersions/0112-2---61987%23ABN645,https://cdd.iec.ch/cdd/iec61987/iec61987.nsf/PropertiesAllVersions/0112-2---61987%23ABN635 | 0112-2---61987#ABN636,0112-2---61987#ABN632,0112-2---61987#ABN612,0112-2---61987#ABN613,0112-2---61987#ABN637,0112-2---61987#ABN646,0112-2---61987#ABN645,0112-2---61987#ABN635,0112-2---61987#ABN611,0112-2---61987#ABN729,0112-2---61987#ABN644,0112-2---61987#ABN634
0112/2///61987#ABN977 | 002 | 01 | 0112/2///61987#ABN977#002 | Infrastructure device |  |  |  | device, other than a measuring instrument or final control element, that performs a distinct task within an automation system architecture | Measuring instruments and final control elements are defined in separate characterization classes. |  |  |  | ITEM_CLASS | [8 empty] | false | Standard |  | IEC 61987-31 | IEC | 2023-01-23 | 2022-10-26 | 2023-01-23 | 2023-01-23 |  | IEC/SC 65E | C00128 |  | 0112/2///61987#ABV000 | https://cdd.iec.ch/CDD/IEC61987/iec61987.nsf/Classes/0112-2---61987%23ABN977 | https://cdd.iec.ch/cdd/iec61987/iec61987.nsf/PropertiesAllVersions/0112-2---61987%23ABP285 | 0112-2---61987#ABP285
0112/2///61987#ABO019 | 001 | 01 | 0112/2///61987#ABO019#001 | Optical-to-electric converter |  |  |  | optical signal converter that converts an optical input signal to an electrical (e.g. current, voltage) output signal |  |  |  |  | ITEM_CLASS |  |  |  |  | 0112/2///61987#ABP285 - reference to Operating LOP for infrastructure devices |  |  |  | true | Standard |  | IEC 61987-31 | IEC | 2022-10-26 | 2022-10-26 | 2022-10-26 | 2022-10-26 |  | IEC/SC 65E | C00127 | 001-01 (2022-10-26 07:15:16 by BATCH 00000802) standard | 0112/2///61987#ABO016 | https://cdd.iec.ch/CDD/IEC61987/iec61987.nsf/Classes/0112-2---61987%23ABO019
0112/2///61987#ABC409 | 002 | 01 | 0112/2///61987#ABC409#002 | Measured variable [3] |  |  |  | properties characterizing a measured variable, the size of which is to be acquired and indicated by the device |  |  |  |  | ITEM_CLASS | [5 empty] | 0112/2///61987#ABC292 - Input [3]0112/2///61987#ABC293 - Input [4]0112/2///61987#ABC294 - Input [5]0112/2///61987#ABC295 - Input [6]0112/2///61987#ABC296 - Input [7]0112/2///61987#ABC297 - Input [8] |  |  |  | Standard |  |  |  | 2018-03-28 | 2013-08-27 | 2016-05-24 | 2016-05-24 |  | SC65E – IEC 61987 | C00004 |  | 0112/2///61987#ABV501 | https://cdd.iec.ch/CDD/IEC61987/iec61987.nsf/Classes/0112-2---61987%23ABC409 | https://cdd.iec.ch/cdd/iec61987/iec61987.nsf/PropertiesAllVersions/0112-2---61987%23ABB271,https://cdd.iec.ch/cdd/iec61987/iec61987.nsf/PropertiesAllVersions/0112-2---61987%23ABA577,https://cdd.iec.ch/cdd/iec61987/iec61987.nsf/PropertiesAllVersions/0112-2---61987%23ABU206 | 0112-2---61987#ABB271,0112-2---61987#ABA577,0112-2---61987#ABU206
0112/2///61987#ABC425 | 002 | 01 | 0112/2///61987#ABC425#002 | Mechanical and electrical construction [electromagnetic flow transmitter] |  |  |  | properties characterizing the constructional details of the device and its parts |  |  | IEC 61987-1, 5.8 |  | ITEM_CLASS | [5 empty] | 0112/2///61987#ABA008 - Device LOP for electromagnetic flow transmitter |  |  |  | Standard |  |  |  | 2018-03-28 | 2013-08-27 | 2016-05-24 | 2016-05-24 |  | SC65E – IEC 61987 | C00004 |  | 0112/2///61987#ABV501 | https://cdd.iec.ch/CDD/IEC61987/iec61987.nsf/Classes/0112-2---61987%23ABC425 | https://cdd.iec.ch/cdd/iec61987/iec61987.nsf/PropertiesAllVersions/0112-2---61987%23ABD114,https://cdd.iec.ch/cdd/iec61987/iec61987.nsf/PropertiesAllVersions/0112-2---61987%23ABD232,https://cdd.iec.ch/cdd/iec61987/iec61987.nsf/PropertiesAllVersions/0112-2---61987%23ABB139,https://cdd.iec.ch/cdd/iec61987/iec61987.nsf/PropertiesAllVersions/0112-2---61987%23ABC862,https://cdd.iec.ch/cdd/iec61987/iec61987.nsf/PropertiesAllVersions/0112-2---61987%23ABC789 | 0112-2---61987#ABC789,0112-2---61987#ABD114,0112-2---61987#ABD232,0112-2---61987#ABB139,0112-2---61987#ABC862
0112/2///61987#ABE698 | 001 | 01 | 0112/2///61987#ABE698#001 | Type of performance variable [18] |  |  |  | administration block for polymorphism acting as proxy for the selected performance type |  |  |  |  | ITEM_CLASS | [5 empty] | 0112/2///61987#ABE696 - Performance variable [18] |  |  |  | Standard |  |  |  | 2018-03-28 | 2014-09-14 | 2018-03-20 | 2018-03-20 |  | SC65E – IEC 61987 | C00016 | 001-01 (2018-03-28 07:26:03 by BATCH 00000762) standard | 0112/2///61987#ABV501 | https://cdd.iec.ch/CDD/IEC61987/iec61987.nsf/Classes/0112-2---61987%23ABE698 | https://cdd.iec.ch/cdd/iec61987/iec61987.nsf/PropertiesAllVersions/0112-2---61987%23ABE701 | 0112-2---61987#ABE701
0112/2///61987#ABG356 | 001 | 01 | 0112/2///61987#ABG356#001 | Temperature measurement [2] |  |  |  | properties characterizing a temperature measurement |  |  |  |  | ITEM_CLASS | [5 empty] | 0112/2///61987#ABF989 - Type of measured variable [17] |  |  |  | Standard |  | IEC 61987 | IEC | 2018-03-28 | 2014-12-17 | 2017-09-18 | 2017-09-18 |  | SC65E – IEC 61987 | C00019 | 001-01 (2018-03-28 07:26:09 by BATCH 00000762) standard | 0112/2///61987#ABV501 | https://cdd.iec.ch/CDD/IEC61987/iec61987.nsf/Classes/0112-2---61987%23ABG356 | https://cdd.iec.ch/cdd/iec61987/iec61987.nsf/PropertiesAllVersions/0112-2---61987%23ABB197,https://cdd.iec.ch/cdd/iec61987/iec61987.nsf/PropertiesAllVersions/0112-2---61987%23ABB015,https://cdd.iec.ch/cdd/iec61987/iec61987.nsf/PropertiesAllVersions/0112-2---61987%23ABV231 | 0112-2---61987#ABB197,0112-2---61987#ABB015,0112-2---61987#ABV231
0112/2///61987#ABA801 | 003 | 01 | 0112/2///61987#ABA801#003 | Ultrasonic flow transmitter |  |  |  | velocity flow transmitter that uses the propagation of a ultrasonic sound wave in a fluid to measure flow |  |  |  |  | ITEM_CLASS |  |  |  |  | 0112/2///61987#ABU125 - reference to Operating LOP for flow measuring equipment |  |  |  |  | Standard |  |  |  | 2018-03-28 | 2013-08-27 | 2016-05-24 | 2016-05-24 |  | SC65E – IEC 61987 | C00004 |  | 0112/2///61987#ABA790 | https://cdd.iec.ch/CDD/IEC61987/iec61987.nsf/Classes/0112-2---61987%23ABA801 | https://cdd.iec.ch/cdd/iec61987/iec61987.nsf/PropertiesAllVersions/0112-2---61987%23ABU266 | 0112-2---61987#ABU266
0112/2///61987#ABA362 | 001 | 01 | 0112/2///61987#ABA362#001 | Document information |  |  |  | properties characterizing a document that is delivered with a device |  |  |  |  | ITEM_CLASS | [5 empty] | 0112/2///61987#ABA439 - Administrative information |  |  |  | Standard |  |  |  | 2019-03-08 | 2017-12-07 | 2019-03-08 | 2019-03-08 |  | SC65E – IEC 61987 | C00018 | 001-01 (2019-03-08 15:35:11 by BATCH 00000766) standard | 0112/2///61987#ABH525 | https://cdd.iec.ch/CDD/IEC61987/iec61987.nsf/Classes/0112-2---61987%23ABA362 | https://cdd.iec.ch/cdd/iec61987/iec61987.nsf/PropertiesAllVersions/0112-2---61987%23ABH494,https://cdd.iec.ch/cdd/iec61987/iec61987.nsf/PropertiesAllVersions/0112-2---61987%23ABA164,https://cdd.iec.ch/cdd/iec61987/iec61987.nsf/PropertiesAllVersions/0112-2---61987%23ABA168,https://cdd.iec.ch/cdd/iec61987/iec61987.nsf/PropertiesAllVersions/0112-2---61987%23ABA113,https://cdd.iec.ch/cdd/iec61987/iec61987.nsf/PropertiesAllVersions/0112-2---61987%23ABA274,https://cdd.iec.ch/cdd/iec61987/iec61987.nsf/PropertiesAllVersions/0112-2---61987%23ABH495,https://cdd.iec.ch/cdd/iec61987/iec61987.nsf/PropertiesAllVersions/0112-2---61987%23ABA272,https://cdd.iec.ch/cdd/iec61987/iec61987.nsf/PropertiesAllVersions/0112-2---61987%23ABA285,https://cdd.iec.ch/cdd/iec61987/iec61987.nsf/PropertiesAllVersions/0112-2---61987%23ABA087,https://cdd.iec.ch/cdd/iec61987/iec61987.nsf/PropertiesAllVersions/0112-2---61987%23ABA079,https://cdd.iec.ch/cdd/iec61987/iec61987.nsf/PropertiesAllVersions/0112-2---61987%23ABA121,https://cdd.iec.ch/cdd/iec61987/iec61987.nsf/PropertiesAllVersions/0112-2---61987%23ABA152,https://cdd.iec.ch/cdd/iec61987/iec61987.nsf/PropertiesAllVersions/0112-2---61987%23ABA126 | 0112-2---61987#ABH494,0112-2---61987#ABA168,0112-2---61987#ABA274,0112-2---61987#ABH495,0112-2---61987#ABA272,0112-2---61987#ABA285,0112-2---61987#ABA087,0112-2---61987#ABA079,0112-2---61987#ABA121,0112-2---61987#ABA152,0112-2---61987#ABA164,0112-2---61987#ABA113,0112-2---61987#ABA126
0112/2///61987#ABC158 | 006 | 01 | 0112/2///61987#ABC158#006 | CNG approval |  |  |  | properties characterizing certificates and approvals pertaining to usage in compressed natural gas application |  |  |  |  | ITEM_CLASS | [5 empty] | 0112/2///61987#ABC102 - Approval for use in special applications0112/2///61987#ABD804 - Approval for use in special applications [2]0112/2///61987#ABE722 - Approval for use in special applications [4]0112/2///61987#ABE724 - Approval for use in special applications [5] |  |  |  | Standard |  |  |  | 2018-03-28 | 2013-08-27 | 2018-03-20 | 2018-03-20 |  | SC65E – IEC 61987 | C00004 |  | 0112/2///61987#ABV501 | https://cdd.iec.ch/CDD/IEC61987/iec61987.nsf/Classes/0112-2---61987%23ABC158 | https://cdd.iec.ch/cdd/iec61987/iec61987.nsf/PropertiesAllVersions/0112-2---61987%23ABB954,https://cdd.iec.ch/cdd/iec61987/iec61987.nsf/PropertiesAllVersions/0112-2---61987%23ABB955 | 0112-2---61987#ABB954,0112-2---61987#ABB955
0112/2///61987#ABC264 | 005 | 01 | 0112/2///61987#ABC264#005 | Hardware configuration elements |  |  |  | properties characterizing the hardware configuration elements provided for configuring a device |  |  |  |  | ITEM_CLASS | [5 empty] | 0112/2///61987#ABC137 - Basic Configuration |  |  |  | Standard |  |  |  | 2018-03-28 | 2013-08-27 | 2018-03-20 | 2018-03-20 |  | SC65E – IEC 61987 | C00004 |  | 0112/2///61987#ABV501 | https://cdd.iec.ch/CDD/IEC61987/iec61987.nsf/Classes/0112-2---61987%23ABC264 | https://cdd.iec.ch/cdd/iec61987/iec61987.nsf/PropertiesAllVersions/0112-2---61987%23ABA473,https://cdd.iec.ch/cdd/iec61987/iec61987.nsf/PropertiesAllVersions/0112-2---61987%23ABC939,https://cdd.iec.ch/cdd/iec61987/iec61987.nsf/PropertiesAllVersions/0112-2---61987%23ABA478,https://cdd.iec.ch/cdd/iec61987/iec61987.nsf/PropertiesAllVersions/0112-2---61987%23ABC833,https://cdd.iec.ch/cdd/iec61987/iec61987.nsf/PropertiesAllVersions/0112-2---61987%23ABA488,https://cdd.iec.ch/cdd/iec61987/iec61987.nsf/PropertiesAllVersions/0112-2---61987%23ABD098 | 0112-2---61987#ABA473,0112-2---61987#ABC939,0112-2---61987#ABA478,0112-2---61987#ABC833,0112-2---61987#ABA488,0112-2---61987#ABD098
0112/2///61987#ABG266 | 001 | 01 | 0112/2///61987#ABG266#001 | Reference conditions for the performance variable [5] |  |  |  | properties characterizing the reference conditions under which the performance of a device was tested |  |  |  |  | ITEM_CLASS | [5 empty] | 0112/2///61987#ABG248 - Performance variable [8]0112/2///61987#ABG249 - Performance variable [9]0112/2///61987#ABG250 - Performance variable [10]0112/2///61987#ABG251 - Performance variable [11]0112/2///61987#ABG252 - Performance variable [12]0112/2///61987#ABG253 - Performance variable [13]0112/2///61987#ABG254 - Performance variable [14]0112/2///61987#ABG263 - Performance variable [23] |  |  |  | Standard |  | IEC 61987 | IEC | 2018-03-28 | 2014-12-17 | 2018-03-20 | 2018-03-20 |  | SC65E – IEC 61987 | C00018 | 001-01 (2018-03-28 07:26:08 by BATCH 00000762) standard | 0112/2///61987#ABV501 | https://cdd.iec.ch/CDD/IEC61987/iec61987.nsf/Classes/0112-2---61987%23ABG266 | https://cdd.iec.ch/cdd/iec61987/iec61987.nsf/PropertiesAllVersions/0112-2---61987%23ABD193,https://cdd.iec.ch/cdd/iec61987/iec61987.nsf/PropertiesAllVersions/0112-2---61987%23ABG801,https://cdd.iec.ch/cdd/iec61987/iec61987.nsf/PropertiesAllVersions/0112-2---61987%23ABG806 | 0112-2---61987#ABG801,0112-2---61987#ABG806,0112-2---61987#ABD193
0112/2///61987#ABF934 | 001 | 01 | 0112/2///61987#ABF934#001 | Input [27] |  |  |  | properties characterizing a measured variable, the size of which is to be acquired and indicated by the measurement as well as any auxiliary signal inputs |  |  | from IEC 61987-1, 5.4 |  | ITEM_CLASS | [5 empty] | 0112/2///61987#ABE764 - Device LOP for separate temperature transmitter |  |  |  | Standard |  | IEC 61987 | IEC | 2018-03-28 | 2014-12-17 | 2016-05-24 | 2016-05-24 |  | SC65E – IEC 61987 | C00019 | 001-01 (2018-03-28 07:26:06 by BATCH 00000762) standard | 0112/2///61987#ABV501 | https://cdd.iec.ch/CDD/IEC61987/iec61987.nsf/Classes/0112-2---61987%23ABF934 | https://cdd.iec.ch/cdd/iec61987/iec61987.nsf/PropertiesAllVersions/0112-2---61987%23ABB065,https://cdd.iec.ch/cdd/iec61987/iec61987.nsf/PropertiesAllVersions/0112-2---61987%23ABG511,https://cdd.iec.ch/cdd/iec61987/iec61987.nsf/PropertiesAllVersions/0112-2---61987%23ABF286,https://cdd.iec.ch/cdd/iec61987/iec61987.nsf/PropertiesAllVersions/0112-2---61987%23ABF768 | 0112-2---61987#ABF768,0112-2---61987#ABB065,0112-2---61987#ABG511,0112-2---61987#ABF286
0112/2///61987#ABF868 | 001 | 01 | 0112/2///61987#ABF868#001 | Operating LOP for density measuring equipment |  |  |  | list of properties characterizing the operating conditions of density measuring instruments |  |  |  |  | ITEM_CLASS | [5 empty] | 0112/2///61987#ABA754 - Density transmitter |  |  |  | Standard |  | IEC 61987 | IEC | 2018-03-28 | 2014-12-17 | 2018-03-20 | 2018-03-20 |  | SC65E – IEC 61987 | C00019 | 001-01 (2018-03-28 07:26:06 by BATCH 00000762) standard | 0112/2///61987#ABV503 | https://cdd.iec.ch/CDD/IEC61987/iec61987.nsf/Classes/0112-2---61987%23ABF868 | https://cdd.iec.ch/cdd/iec61987/iec61987.nsf/PropertiesAllVersions/0112-2---61987%23ABH440,https://cdd.iec.ch/cdd/iec61987/iec61987.nsf/PropertiesAllVersions/0112-2---61987%23ABE064,https://cdd.iec.ch/cdd/iec61987/iec61987.nsf/PropertiesAllVersions/0112-2---61987%23ABB164,https://cdd.iec.ch/cdd/iec61987/iec61987.nsf/PropertiesAllVersions/0112-2---61987%23ABH012,https://cdd.iec.ch/cdd/iec61987/iec61987.nsf/PropertiesAllVersions/0112-2---61987%23ABH029,https://cdd.iec.ch/cdd/iec61987/iec61987.nsf/PropertiesAllVersions/0112-2---61987%23ABD176,https://cdd.iec.ch/cdd/iec61987/iec61987.nsf/PropertiesAllVersions/0112-2---61987%23ABB348,https://cdd.iec.ch/cdd/iec61987/iec61987.nsf/PropertiesAllVersions/0112-2---61987%23ABD142 | 0112-2---61987#ABD142,0112-2---61987#ABH440,0112-2---61987#ABE064,0112-2---61987#ABB164,0112-2---61987#ABH012,0112-2---61987#ABH029,0112-2---61987#ABD176,0112-2---61987#ABB348
0112/2///61987#ABC351 | 001 | 02 | 0112/2///61987#ABC351#001 | Material of centering or dowel pins |  |  |  | properties characterizing the material of which the centering or dowel pins are made |  |  |  |  | ITEM_CLASS | [5 empty] | 0112/2///61987#ABC464 - Orifice flange or fitting |  |  |  | Standard |  |  |  | 2018-03-28 | 2013-08-27 | 2013-08-27 | 2014-06-18 |  | SC65E – IEC 61987 | C00019 |  | 0112/2///61987#ABV501 | https://cdd.iec.ch/CDD/IEC61987/iec61987.nsf/Classes/0112-2---61987%23ABC351 | https://cdd.iec.ch/cdd/iec61987/iec61987.nsf/PropertiesAllVersions/0112-2---61987%23ABB455,https://cdd.iec.ch/cdd/iec61987/iec61987.nsf/PropertiesAllVersions/0112-2---61987%23ABI460,https://cdd.iec.ch/cdd/iec61987/iec61987.nsf/PropertiesAllVersions/0112-2---61987%23ABA908,https://cdd.iec.ch/cdd/iec61987/iec61987.nsf/PropertiesAllVersions/0112-2---61987%23ABA907 | 0112-2---61987#ABI460,0112-2---61987#ABA908,0112-2---61987#ABA907,0112-2---61987#ABB455
0112/2///61987#ABP030 | 001 | 01 | 0112/2///61987#ABP030#001 | Frequency input [I/O module] |  |  |  | properties characterizing a frequency input for an I/O module |  |  |  |  | ITEM_CLASS | [5 empty] | 0112/2///61987#ABP044 - Input [I/O module] |  |  | false | Standard |  | IEC 61987 | IEC | 2023-01-23 | 2023-01-23 | 2023-01-23 | 2023-01-23 |  | IEC/SC 65E | C00128 | 001-01 (2023-01-23 14:53:33 by BATCH 00000807) standard | 0112/2///61987#ABV501 | https://cdd.iec.ch/CDD/IEC61987/iec61987.nsf/Classes/0112-2---61987%23ABP030 | https://cdd.iec.ch/cdd/iec61987/iec61987.nsf/PropertiesAllVersions/0112-2---61987%23ABP235 | 0112-2---61987#ABP235
0112/2///61987#ABO050 | 001 | 01 | 0112/2///61987#ABO050#001 | Bus coupler |  |  |  | gateway used in remote I/O systems, to convert analog and discrete signals and transfer them via communication protocols into a communication network | Provides connectivity to a network for e.g. I/O-modules and may be also integrated into other device-types as functionality. |  |  |  | ITEM_CLASS |  |  |  |  | 0112/2///61987#ABP285 - reference to Operating LOP for infrastructure devices |  |  |  | true | Standard |  | IEC 61987-31 | IEC | 2022-10-26 | 2022-10-26 | 2022-10-26 | 2022-10-26 |  | IEC/SC 65E | C00127 | 001-01 (2022-10-26 07:15:16 by BATCH 00000802) standard | 0112/2///61987#ABO049 | https://cdd.iec.ch/CDD/IEC61987/iec61987.nsf/Classes/0112-2---61987%23ABO050
0112/2///61987#ABE732 | 001 | 01 | 0112/2///61987#ABE732#001 | Device LOP for vibrating level switch |  |  |  | list of properties characterizing a vibrating level switch |  |  |  |  | ITEM_CLASS | [5 empty] | 0112/2///61987#ABA717 - Vibrating level switch |  |  |  | Standard |  | IEC 61987 | IEC | 2018-03-28 | 2014-12-17 | 2018-03-20 | 2018-03-20 |  | SC65E – IEC 61987 | C00018 | 001-01 (2018-03-28 07:26:04 by BATCH 00000762) standard | 0112/2///61987#ABV504 | https://cdd.iec.ch/CDD/IEC61987/iec61987.nsf/Classes/0112-2---61987%23ABE732 | https://cdd.iec.ch/cdd/iec61987/iec61987.nsf/PropertiesAllVersions/0112-2---61987%23ABC899,https://cdd.iec.ch/cdd/iec61987/iec61987.nsf/PropertiesAllVersions/0112-2---61987%23ABC730,https://cdd.iec.ch/cdd/iec61987/iec61987.nsf/PropertiesAllVersions/0112-2---61987%23ABU857,https://cdd.iec.ch/cdd/iec61987/iec61987.nsf/PropertiesAllVersions/0112-2---61987%23ABG490,https://cdd.iec.ch/cdd/iec61987/iec61987.nsf/PropertiesAllVersions/0112-2---61987%23ABB206,https://cdd.iec.ch/cdd/iec61987/iec61987.nsf/PropertiesAllVersions/0112-2---61987%23ABG691,https://cdd.iec.ch/cdd/iec61987/iec61987.nsf/PropertiesAllVersions/0112-2---61987%23ABC830,https://cdd.iec.ch/cdd/iec61987/iec61987.nsf/PropertiesAllVersions/0112-2---61987%23ABG778,https://cdd.iec.ch/cdd/iec61987/iec61987.nsf/PropertiesAllVersions/0112-2---61987%23ABG880,https://cdd.iec.ch/cdd/iec61987/iec61987.nsf/PropertiesAllVersions/0112-2---61987%23ABG938,https://cdd.iec.ch/cdd/iec61987/iec61987.nsf/PropertiesAllVersions/0112-2---61987%23ABD088,https://cdd.iec.ch/cdd/iec61987/iec61987.nsf/PropertiesAllVersions/0112-2---61987%23ABD153,https://cdd.iec.ch/cdd/iec61987/iec61987.nsf/PropertiesAllVersions/0112-2---61987%23ABC786,https://cdd.iec.ch/cdd/iec61987/iec61987.nsf/PropertiesAllVersions/0112-2---61987%23ABC795,https://cdd.iec.ch/cdd/iec61987/iec61987.nsf/PropertiesAllVersions/0112-2---61987%23ABA293,https://cdd.iec.ch/cdd/iec61987/iec61987.nsf/PropertiesAllVersions/0112-2---61987%23ABC710 | 0112-2---61987#ABG490,0112-2---61987#ABG691,0112-2---61987#ABD153,0112-2---61987#ABC730,0112-2---61987#ABG778,0112-2---61987#ABD088,0112-2---61987#ABC786,0112-2---61987#ABC710,0112-2---61987#ABG938,0112-2---61987#ABC795,0112-2---61987#ABA293,0112-2---61987#ABC899,0112-2---61987#ABU857,0112-2---61987#ABB206,0112-2---61987#ABC830,0112-2---61987#ABG880
0112/2///61987#ABC332 | 001 | 02 | 0112/2///61987#ABC332#001 | Manufacturer-specific input [2] |  |  |  | properties characterizing an auxiliary manufacturer-specific input |  | 2 ABC332.2 |  |  | ITEM_CLASS | [5 empty] | 0112/2///61987#ABC658 - Type of auxiliary input [8]0112/2///61987#ABC056 - Type of auxiliary input [5]0112/2///61987#ABC656 - Type of auxiliary input [6]0112/2///61987#ABC054 - Type of auxiliary input [3]0112/2///61987#ABC055 - Type of auxiliary input [4]0112/2///61987#ABC657 - Type of auxiliary input [7] |  |  |  | Standard |  |  |  | 2018-03-28 | 2013-08-27 | 2013-08-27 | 2014-06-18 |  | SC65E – IEC 61987 | C00019 |  | 0112/2///61987#ABV501 | https://cdd.iec.ch/CDD/IEC61987/iec61987.nsf/Classes/0112-2---61987%23ABC332 | https://cdd.iec.ch/cdd/iec61987/iec61987.nsf/PropertiesAllVersions/0112-2---61987%23ABB619,https://cdd.iec.ch/cdd/iec61987/iec61987.nsf/PropertiesAllVersions/0112-2---61987%23ABH442,https://cdd.iec.ch/cdd/iec61987/iec61987.nsf/PropertiesAllVersions/0112-2---61987%23ABH443,https://cdd.iec.ch/cdd/iec61987/iec61987.nsf/PropertiesAllVersions/0112-2---61987%23ABU210,https://cdd.iec.ch/cdd/iec61987/iec61987.nsf/PropertiesAllVersions/0112-2---61987%23ABC930,https://cdd.iec.ch/cdd/iec61987/iec61987.nsf/PropertiesAllVersions/0112-2---61987%23ABC965 | 0112-2---61987#ABU210,0112-2---61987#ABC930,0112-2---61987#ABC965,0112-2---61987#ABB619,0112-2---61987#ABH442,0112-2---61987#ABH443
0112/2///61987#ABE956 | 001 | 01 | 0112/2///61987#ABE956#001 | Influence of external quantities expressed for ullage | Influence of external quantities expressed for freeboard |  |  | properties characterizing the influence of external quantities for ullage measurement devices that are not the subject of the measurement but whose change affects the relationship between the indication and the result of the measurement |  |  |  |  | ITEM_CLASS | [5 empty] | 0112/2///61987#ABE939 - Absolute performance for ullage |  |  |  | Standard |  | IEC 61987 | IEC | 2018-03-28 | 2018-03-28 | 2018-03-28 | 2018-03-28 |  | SC65E – IEC 61987 | C00018 | 001-01 (2018-03-28 07:26:04 by BATCH 00000762) standard | 0112/2///61987#ABV501 | https://cdd.iec.ch/CDD/IEC61987/iec61987.nsf/Classes/0112-2---61987%23ABE956 | https://cdd.iec.ch/cdd/iec61987/iec61987.nsf/PropertiesAllVersions/0112-2---61987%23ABE957,https://cdd.iec.ch/cdd/iec61987/iec61987.nsf/PropertiesAllVersions/0112-2---61987%23ABE958,https://cdd.iec.ch/cdd/iec61987/iec61987.nsf/PropertiesAllVersions/0112-2---61987%23ABE959,https://cdd.iec.ch/cdd/iec61987/iec61987.nsf/PropertiesAllVersions/0112-2---61987%23ABE960,https://cdd.iec.ch/cdd/iec61987/iec61987.nsf/PropertiesAllVersions/0112-2---61987%23ABE961,https://cdd.iec.ch/cdd/iec61987/iec61987.nsf/PropertiesAllVersions/0112-2---61987%23ABE962 | 0112-2---61987#ABE958,0112-2---61987#ABE959,0112-2---61987#ABE960,0112-2---61987#ABE961,0112-2---61987#ABE962,0112-2---61987#ABE957
0112/2///61987#ABG340 | 001 | 01 | 0112/2///61987#ABG340#001 | Process design ratings [12] |  |  |  | properties characterizing the process conditions for which the device is designed |  |  |  |  | ITEM_CLASS | [5 empty] | 0112/2///61987#ABG328 - Rated operating conditions [23] |  |  |  | Standard |  | IEC 61987 | IEC | 2018-03-28 | 2014-12-17 | 2018-03-20 | 2018-03-20 |  | SC65E – IEC 61987 | C00018 | 001-01 (2018-03-28 07:26:09 by BATCH 00000762) standard | 0112/2///61987#ABV501 | https://cdd.iec.ch/CDD/IEC61987/iec61987.nsf/Classes/0112-2---61987%23ABG340 | https://cdd.iec.ch/cdd/iec61987/iec61987.nsf/PropertiesAllVersions/0112-2---61987%23ABH445,https://cdd.iec.ch/cdd/iec61987/iec61987.nsf/PropertiesAllVersions/0112-2---61987%23ABG907,https://cdd.iec.ch/cdd/iec61987/iec61987.nsf/PropertiesAllVersions/0112-2---61987%23ABC949,https://cdd.iec.ch/cdd/iec61987/iec61987.nsf/PropertiesAllVersions/0112-2---61987%23ABC938 | 0112-2---61987#ABH445,0112-2---61987#ABG907,0112-2---61987#ABC949,0112-2---61987#ABC938
0112/2///61987#ABG451 | 001 | 01 | 0112/2///61987#ABG451#001 | Process case [temperature] |  |  |  | properties characterizing a set of process case variables |  |  |  |  | ITEM_CLASS | [5 empty] | 0112/2///61987#ABF867 - Operating LOP for temperature measuring equipment |  |  |  | Standard |  | IEC 61987 | IEC | 2018-03-28 | 2014-12-17 | 2016-05-24 | 2016-05-24 |  | SC65E – IEC 61987 | C00019 | 001-01 (2018-03-28 07:26:11 by BATCH 00000762) standard | 0112/2///61987#ABV501 | https://cdd.iec.ch/CDD/IEC61987/iec61987.nsf/Classes/0112-2---61987%23ABG451 | https://cdd.iec.ch/cdd/iec61987/iec61987.nsf/PropertiesAllVersions/0112-2---61987%23ABB165,https://cdd.iec.ch/cdd/iec61987/iec61987.nsf/PropertiesAllVersions/0112-2---61987%23ABB376,https://cdd.iec.ch/cdd/iec61987/iec61987.nsf/PropertiesAllVersions/0112-2---61987%23ABB377,https://cdd.iec.ch/cdd/iec61987/iec61987.nsf/PropertiesAllVersions/0112-2---61987%23ABB288,https://cdd.iec.ch/cdd/iec61987/iec61987.nsf/PropertiesAllVersions/0112-2---61987%23ABH014 | 0112-2---61987#ABB165,0112-2---61987#ABB376,0112-2---61987#ABB377,0112-2---61987#ABB288,0112-2---61987#ABH014
0112/2///61987#ABH917 | 001 | 01 | 0112/2///61987#ABH917#001 | HART common practice parameters |  |  |  | properties characterizing HART common practice parameters |  |  |  |  | ITEM_CLASS | [5 empty] | 0112/2///61987#ABH911 - HART configuration parameter |  |  |  | Standard |  |  |  | 2018-03-28 | 2018-03-28 | 2018-03-28 | 2018-03-28 |  | SC65E – IEC 61987 | C00018 | 001-01 (2018-03-28 07:26:12 by BATCH 00000762) standard | 0112/2///61987#ABV501 | https://cdd.iec.ch/CDD/IEC61987/iec61987.nsf/Classes/0112-2---61987%23ABH917 | https://cdd.iec.ch/cdd/iec61987/iec61987.nsf/PropertiesAllVersions/0112-2---61987%23ABI044,https://cdd.iec.ch/cdd/iec61987/iec61987.nsf/PropertiesAllVersions/0112-2---61987%23ABI045,https://cdd.iec.ch/cdd/iec61987/iec61987.nsf/PropertiesAllVersions/0112-2---61987%23ABI207,https://cdd.iec.ch/cdd/iec61987/iec61987.nsf/PropertiesAllVersions/0112-2---61987%23ABI208,https://cdd.iec.ch/cdd/iec61987/iec61987.nsf/PropertiesAllVersions/0112-2---61987%23ABI046,https://cdd.iec.ch/cdd/iec61987/iec61987.nsf/PropertiesAllVersions/0112-2---61987%23ABI209,https://cdd.iec.ch/cdd/iec61987/iec61987.nsf/PropertiesAllVersions/0112-2---61987%23ABI308,https://cdd.iec.ch/cdd/iec61987/iec61987.nsf/PropertiesAllVersions/0112-2---61987%23ABI047,https://cdd.iec.ch/cdd/iec61987/iec61987.nsf/PropertiesAllVersions/0112-2---61987%23ABI048,https://cdd.iec.ch/cdd/iec61987/iec61987.nsf/PropertiesAllVersions/0112-2---61987%23ABI210,https://cdd.iec.ch/cdd/iec61987/iec61987.nsf/PropertiesAllVersions/0112-2---61987%23ABI211,https://cdd.iec.ch/cdd/iec61987/iec61987.nsf/PropertiesAllVersions/0112-2---61987%23ABI049,https://cdd.iec.ch/cdd/iec61987/iec61987.nsf/PropertiesAllVersions/0112-2---61987%23ABI212,https://cdd.iec.ch/cdd/iec61987/iec61987.nsf/PropertiesAllVersions/0112-2---61987%23ABI050,https://cdd.iec.ch/cdd/iec61987/iec61987.nsf/PropertiesAllVersions/0112-2---61987%23ABI051,https://cdd.iec.ch/cdd/iec61987/iec61987.nsf/PropertiesAllVersions/0112-2---61987%23ABI213,https://cdd.iec.ch/cdd/iec61987/iec61987.nsf/PropertiesAllVersions/0112-2---61987%23ABI214,https://cdd.iec.ch/cdd/iec61987/iec61987.nsf/PropertiesAllVersions/0112-2---61987%23ABI052,https://cdd.iec.ch/cdd/iec61987/iec61987.nsf/PropertiesAllVersions/0112-2---61987%23ABI215,https://cdd.iec.ch/cdd/iec61987/iec61987.nsf/PropertiesAllVersions/0112-2---61987%23ABI053,https://cdd.iec.ch/cdd/iec61987/iec61987.nsf/PropertiesAllVersions/0112-2---61987%23ABI054,https://cdd.iec.ch/cdd/iec61987/iec61987.nsf/PropertiesAllVersions/0112-2---61987%23ABI216,https://cdd.iec.ch/cdd/iec61987/iec61987.nsf/PropertiesAllVersions/0112-2---61987%23ABI217,https://cdd.iec.ch/cdd/iec61987/iec61987.nsf/PropertiesAllVersions/0112-2---61987%23ABI055,https://cdd.iec.ch/cdd/iec61987/iec61987.nsf/PropertiesAllVersions/0112-2---61987%23ABI218 | 0112-2---61987#ABI207,0112-2---61987#ABI053,0112-2---61987#ABI210,0112-2---61987#ABI049,0112-2---61987#ABI212,0112-2---61987#ABI214,0112-2---61987#ABI044,0112-2---61987#ABI046,0112-2---61987#ABI047,0112-2---61987#ABI048,0112-2---61987#ABI054,0112-2---61987#ABI217,0112-2---61987#ABI052,0112-2---61987#ABI215,0112-2---61987#ABI216,0112-2---61987#ABI055,0112-2---61987#ABI208,0112-2---61987#ABI209,0112-2---61987#ABI211,0112-2---61987#ABI050,0112-2---61987#ABI218,0112-2---61987#ABI045,0112-2---61987#ABI308,0112-2---61987#ABI051,0112-2---61987#ABI213
0112/2///61987#ABD829 | 002 | 01 | 0112/2///61987#ABD829#002 | Limiting process conditions [4] |  |  |  | properties characterizing extreme values which an process quantity can assume without damaging the device |  |  |  |  | ITEM_CLASS | [5 empty] | 0112/2///61987#ABD992 - Process design ratings [5] |  |  | false | Standard |  | IEC 61987 | IEC | 2022-12-09 | 2017-12-07 | 2022-12-09 | 2022-12-09 |  | IEC/SC 65E | C00112 |  | 0112/2///61987#ABV501 | https://cdd.iec.ch/CDD/IEC61987/iec61987.nsf/Classes/0112-2---61987%23ABD829 | https://cdd.iec.ch/cdd/iec61987/iec61987.nsf/PropertiesAllVersions/0112-2---61987%23ABA956,https://cdd.iec.ch/cdd/iec61987/iec61987.nsf/PropertiesAllVersions/0112-2---61987%23ABB186,https://cdd.iec.ch/cdd/iec61987/iec61987.nsf/PropertiesAllVersions/0112-2---61987%23ABA957,https://cdd.iec.ch/cdd/iec61987/iec61987.nsf/PropertiesAllVersions/0112-2---61987%23ABB187,https://cdd.iec.ch/cdd/iec61987/iec61987.nsf/PropertiesAllVersions/0112-2---61987%23ABA920,https://cdd.iec.ch/cdd/iec61987/iec61987.nsf/PropertiesAllVersions/0112-2---61987%23ABA921,https://cdd.iec.ch/cdd/iec61987/iec61987.nsf/PropertiesAllVersions/0112-2---61987%23ABB072,https://cdd.iec.ch/cdd/iec61987/iec61987.nsf/PropertiesAllVersions/0112-2---61987%23ABA117,https://cdd.iec.ch/cdd/iec61987/iec61987.nsf/PropertiesAllVersions/0112-2---61987%23ABB073,https://cdd.iec.ch/cdd/iec61987/iec61987.nsf/PropertiesAllVersions/0112-2---61987%23ABA118,https://cdd.iec.ch/cdd/iec61987/iec61987.nsf/PropertiesAllVersions/0112-2---61987%23ABA120 | 0112-2---61987#ABA120,0112-2---61987#ABB186,0112-2---61987#ABB187,0112-2---61987#ABB072,0112-2---61987#ABA921,0112-2---61987#ABA117,0112-2---61987#ABB073,0112-2---61987#ABA118,0112-2---61987#ABA956,0112-2---61987#ABA957,0112-2---61987#ABA920
0112/2///61987#ABE045 | 001 | 02 | 0112/2///61987#ABE045#001 | Vapor phase [valves] |  |  |  | properties characterizing a vapor phase of a fluid |  |  |  |  | ITEM_CLASS | [5 empty] | 0112/2///61987#ABD988 - Process conditions at the inlet0112/2///61987#ABD989 - Process conditions at the outlet |  |  |  | Standard |  |  |  | 2018-03-28 | 2013-09-02 | 2013-09-02 | 2014-06-18 |  | SC65E – IEC 61987 | C00009 |  | 0112/2///61987#ABV501 | https://cdd.iec.ch/CDD/IEC61987/iec61987.nsf/Classes/0112-2---61987%23ABE045 | https://cdd.iec.ch/cdd/iec61987/iec61987.nsf/PropertiesAllVersions/0112-2---61987%23ABA946,https://cdd.iec.ch/cdd/iec61987/iec61987.nsf/PropertiesAllVersions/0112-2---61987%23ABA557,https://cdd.iec.ch/cdd/iec61987/iec61987.nsf/PropertiesAllVersions/0112-2---61987%23ABD712,https://cdd.iec.ch/cdd/iec61987/iec61987.nsf/PropertiesAllVersions/0112-2---61987%23ABB312,https://cdd.iec.ch/cdd/iec61987/iec61987.nsf/PropertiesAllVersions/0112-2---61987%23ABB313,https://cdd.iec.ch/cdd/iec61987/iec61987.nsf/PropertiesAllVersions/0112-2---61987%23ABB314,https://cdd.iec.ch/cdd/iec61987/iec61987.nsf/PropertiesAllVersions/0112-2---61987%23ABB315,https://cdd.iec.ch/cdd/iec61987/iec61987.nsf/PropertiesAllVersions/0112-2---61987%23ABB316,https://cdd.iec.ch/cdd/iec61987/iec61987.nsf/PropertiesAllVersions/0112-2---61987%23ABB067,https://cdd.iec.ch/cdd/iec61987/iec61987.nsf/PropertiesAllVersions/0112-2---61987%23ABB300,https://cdd.iec.ch/cdd/iec61987/iec61987.nsf/PropertiesAllVersions/0112-2---61987%23ABA556,https://cdd.iec.ch/cdd/iec61987/iec61987.nsf/PropertiesAllVersions/0112-2---61987%23ABB272,https://cdd.iec.ch/cdd/iec61987/iec61987.nsf/PropertiesAllVersions/0112-2---61987%23ABA624,https://cdd.iec.ch/cdd/iec61987/iec61987.nsf/PropertiesAllVersions/0112-2---61987%23ABA597,https://cdd.iec.ch/cdd/iec61987/iec61987.nsf/PropertiesAllVersions/0112-2---61987%23ABA603,https://cdd.iec.ch/cdd/iec61987/iec61987.nsf/PropertiesAllVersions/0112-2---61987%23ABD578,https://cdd.iec.ch/cdd/iec61987/iec61987.nsf/PropertiesAllVersions/0112-2---61987%23ABD579 | 0112-2---61987#ABA603,0112-2---61987#ABD712,0112-2---61987#ABB312,0112-2---61987#ABD578,0112-2---61987#ABA557,0112-2---61987#ABB300,0112-2---61987#ABB316,0112-2---61987#ABB067,0112-2---61987#ABB272,0112-2---61987#ABA624,0112-2---61987#ABD579,0112-2---61987#ABA946,0112-2---61987#ABB314,0112-2---61987#ABA556,0112-2---61987#ABA597,0112-2---61987#ABB313,0112-2---61987#ABB315
0112/2///61987#ABE776 | 001 | 01 | 0112/2///61987#ABE776#001 | Pressure gauge input |  |  |  | properties characterizing an input for pressure gauges |  |  |  |  | ITEM_CLASS | [5 empty] | 0112/2///61987#ABE772 - Type of measured variable [18] |  |  |  | Standard |  |  |  | 2018-03-28 | 2014-09-19 | 2017-09-18 | 2017-09-18 |  | SC65E – IEC 61987 | C00018 | 001-01 (2018-03-28 07:26:04 by BATCH 00000762) standard | 0112/2///61987#ABV501 | https://cdd.iec.ch/CDD/IEC61987/iec61987.nsf/Classes/0112-2---61987%23ABE776 | https://cdd.iec.ch/cdd/iec61987/iec61987.nsf/PropertiesAllVersions/0112-2---61987%23ABB196,https://cdd.iec.ch/cdd/iec61987/iec61987.nsf/PropertiesAllVersions/0112-2---61987%23ABB015,https://cdd.iec.ch/cdd/iec61987/iec61987.nsf/PropertiesAllVersions/0112-2---61987%23ABE779 | 0112-2---61987#ABB196,0112-2---61987#ABB015,0112-2---61987#ABE779
0112/2///61987#ABE916 | 001 | 01 | 0112/2///61987#ABE916#001 | Assigned degree of filling pulse value |  |  |  | properties characterizing a pulse values configured at the factory for degree of filling |  | Polymorphic element: ABE916, Id: 9 |  |  | ITEM_CLASS | [5 empty] | 0112/2///61987#ABG099 - Assigned variable [19]0112/2///61987#ABG101 - Assigned variable [21] |  |  |  | Standard |  | IEC 61987 | IEC | 2018-03-28 | 2018-03-28 | 2018-03-28 | 2018-03-28 |  | SC65E – IEC 61987 | C00018 | 001-01 (2018-03-28 07:26:04 by BATCH 00000762) standard | 0112/2///61987#ABV501 | https://cdd.iec.ch/CDD/IEC61987/iec61987.nsf/Classes/0112-2---61987%23ABE916 | https://cdd.iec.ch/cdd/iec61987/iec61987.nsf/PropertiesAllVersions/0112-2---61987%23ABE923,https://cdd.iec.ch/cdd/iec61987/iec61987.nsf/PropertiesAllVersions/0112-2---61987%23ABE924,https://cdd.iec.ch/cdd/iec61987/iec61987.nsf/PropertiesAllVersions/0112-2---61987%23ABE925,https://cdd.iec.ch/cdd/iec61987/iec61987.nsf/PropertiesAllVersions/0112-2---61987%23ABE933,https://cdd.iec.ch/cdd/iec61987/iec61987.nsf/PropertiesAllVersions/0112-2---61987%23ABE934,https://cdd.iec.ch/cdd/iec61987/iec61987.nsf/PropertiesAllVersions/0112-2---61987%23ABE938 | 0112-2---61987#ABE923,0112-2---61987#ABE924,0112-2---61987#ABE925,0112-2---61987#ABE933,0112-2---61987#ABE934,0112-2---61987#ABE938
0112/2///61987#ABC504 | 002 | 01 | 0112/2///61987#ABC504#002 | Performance variable [2] |  |  |  | properties characterizing the performance of a device with respect to a particular process variable |  |  |  |  | ITEM_CLASS | [5 empty] | 0112/2///61987#ABC492 - Performance [2] |  |  |  | Standard |  |  |  | 2018-03-28 | 2013-08-27 | 2016-05-24 | 2016-05-24 |  | SC65E – IEC 61987 | C00004 |  | 0112/2///61987#ABV501 | https://cdd.iec.ch/CDD/IEC61987/iec61987.nsf/Classes/0112-2---61987%23ABC504 | https://cdd.iec.ch/cdd/iec61987/iec61987.nsf/PropertiesAllVersions/0112-2---61987%23ABB271,https://cdd.iec.ch/cdd/iec61987/iec61987.nsf/PropertiesAllVersions/0112-2---61987%23ABA577,https://cdd.iec.ch/cdd/iec61987/iec61987.nsf/PropertiesAllVersions/0112-2---61987%23ABD194,https://cdd.iec.ch/cdd/iec61987/iec61987.nsf/PropertiesAllVersions/0112-2---61987%23ABU181 | 0112-2---61987#ABB271,0112-2---61987#ABA577,0112-2---61987#ABD194,0112-2---61987#ABU181
0112/2///61987#ABF076 | 001 | 01 | 0112/2///61987#ABF076#001 | Absolute performance for resistance |  |  |  | properties characterizing the accuracy of a resistance measurement, expressed in engineering units |  | Polymorphic element: ABF076, Id: 4 |  |  | ITEM_CLASS | [5 empty] | 0112/2///61987#ABG282 - Type of performance variable [16] |  |  |  | Standard |  | IEC 61987 | IEC | 2018-03-28 | 2014-12-17 | 2017-09-18 | 2017-09-18 |  | SC65E – IEC 61987 | C00019 | 001-01 (2018-03-28 07:26:05 by BATCH 00000762) standard | 0112/2///61987#ABV501 | https://cdd.iec.ch/CDD/IEC61987/iec61987.nsf/Classes/0112-2---61987%23ABF076 | https://cdd.iec.ch/cdd/iec61987/iec61987.nsf/PropertiesAllVersions/0112-2---61987%23ABF078,https://cdd.iec.ch/cdd/iec61987/iec61987.nsf/PropertiesAllVersions/0112-2---61987%23ABD535,https://cdd.iec.ch/cdd/iec61987/iec61987.nsf/PropertiesAllVersions/0112-2---61987%23ABF080,https://cdd.iec.ch/cdd/iec61987/iec61987.nsf/PropertiesAllVersions/0112-2---61987%23ABF082,https://cdd.iec.ch/cdd/iec61987/iec61987.nsf/PropertiesAllVersions/0112-2---61987%23ABF084,https://cdd.iec.ch/cdd/iec61987/iec61987.nsf/PropertiesAllVersions/0112-2---61987%23ABF086,https://cdd.iec.ch/cdd/iec61987/iec61987.nsf/PropertiesAllVersions/0112-2---61987%23ABF088,https://cdd.iec.ch/cdd/iec61987/iec61987.nsf/PropertiesAllVersions/0112-2---61987%23ABF720,https://cdd.iec.ch/cdd/iec61987/iec61987.nsf/PropertiesAllVersions/0112-2---61987%23ABB519,https://cdd.iec.ch/cdd/iec61987/iec61987.nsf/PropertiesAllVersions/0112-2---61987%23ABB774,https://cdd.iec.ch/cdd/iec61987/iec61987.nsf/PropertiesAllVersions/0112-2---61987%23ABB775,https://cdd.iec.ch/cdd/iec61987/iec61987.nsf/PropertiesAllVersions/0112-2---61987%23ABB776,https://cdd.iec.ch/cdd/iec61987/iec61987.nsf/PropertiesAllVersions/0112-2---61987%23ABF722,https://cdd.iec.ch/cdd/iec61987/iec61987.nsf/PropertiesAllVersions/0112-2---61987%23ABC840,https://cdd.iec.ch/cdd/iec61987/iec61987.nsf/PropertiesAllVersions/0112-2---61987%23ABC954 | 0112-2---61987#ABF078,0112-2---61987#ABF084,0112-2---61987#ABB774,0112-2---61987#ABC954,0112-2---61987#ABF086,0112-2---61987#ABF720,0112-2---61987#ABB519,0112-2---61987#ABB776,0112-2---61987#ABD535,0112-2---61987#ABC840,0112-2---61987#ABF722,0112-2---61987#ABF080,0112-2---61987#ABF082,0112-2---61987#ABF088,0112-2---61987#ABB775
0112/2///61987#ABF642 | 001 | 01 | 0112/2///61987#ABF642#001 | Insertion ultrasonic density transmitter |  |  |  | properties characterizing an insertion-type ultrasonic density transmitter |  |  |  |  | ITEM_CLASS | [5 empty] | 0112/2///61987#ABF636 - Structural design of an ultrasonic density transmitter |  |  |  | Standard |  | IEC 61987 | IEC | 2018-03-28 | 2018-03-28 | 2018-03-28 | 2018-03-28 |  | SC65E – IEC 61987 | C00017 | 001-01 (2018-03-28 07:26:06 by BATCH 00000762) standard | 0112/2///61987#ABV501 | https://cdd.iec.ch/CDD/IEC61987/iec61987.nsf/Classes/0112-2---61987%23ABF642 | https://cdd.iec.ch/cdd/iec61987/iec61987.nsf/PropertiesAllVersions/0112-2---61987%23ABE884,https://cdd.iec.ch/cdd/iec61987/iec61987.nsf/PropertiesAllVersions/0112-2---61987%23ABB488,https://cdd.iec.ch/cdd/iec61987/iec61987.nsf/PropertiesAllVersions/0112-2---61987%23ABB486,https://cdd.iec.ch/cdd/iec61987/iec61987.nsf/PropertiesAllVersions/0112-2---61987%23ABB130,https://cdd.iec.ch/cdd/iec61987/iec61987.nsf/PropertiesAllVersions/0112-2---61987%23ABB487,https://cdd.iec.ch/cdd/iec61987/iec61987.nsf/PropertiesAllVersions/0112-2---61987%23ABB489,https://cdd.iec.ch/cdd/iec61987/iec61987.nsf/PropertiesAllVersions/0112-2---61987%23ABB490,https://cdd.iec.ch/cdd/iec61987/iec61987.nsf/PropertiesAllVersions/0112-2---61987%23ABB491,https://cdd.iec.ch/cdd/iec61987/iec61987.nsf/PropertiesAllVersions/0112-2---61987%23ABB007,https://cdd.iec.ch/cdd/iec61987/iec61987.nsf/PropertiesAllVersions/0112-2---61987%23ABA558,https://cdd.iec.ch/cdd/iec61987/iec61987.nsf/PropertiesAllVersions/0112-2---61987%23ABA179,https://cdd.iec.ch/cdd/iec61987/iec61987.nsf/PropertiesAllVersions/0112-2---61987%23ABB386,https://cdd.iec.ch/cdd/iec61987/iec61987.nsf/PropertiesAllVersions/0112-2---61987%23ABF856,https://cdd.iec.ch/cdd/iec61987/iec61987.nsf/PropertiesAllVersions/0112-2---61987%23ABD022,https://cdd.iec.ch/cdd/iec61987/iec61987.nsf/PropertiesAllVersions/0112-2---61987%23ABD021 | 0112-2---61987#ABB386,0112-2---61987#ABE884,0112-2---61987#ABB487,0112-2---61987#ABB007,0112-2---61987#ABB130,0112-2---61987#ABD022,0112-2---61987#ABD021,0112-2---61987#ABA179,0112-2---61987#ABF856,0112-2---61987#ABB488,0112-2---61987#ABB486,0112-2---61987#ABB489,0112-2---61987#ABB490,0112-2---61987#ABB491,0112-2---61987#ABA558
0112/2///61987#ABF976 | 001 | 01 | 0112/2///61987#ABF976#001 | Measured variable [40] | process variable |  |  | properties characterizing a measured variable, the size of which is to be acquired and indicated by the device |  |  |  |  | ITEM_CLASS | [5 empty] | 0112/2///61987#ABF932 - Input [25] |  |  |  | Standard |  | IEC 61987 | IEC | 2018-03-28 | 2014-12-17 | 2018-03-20 | 2018-03-20 |  | SC65E – IEC 61987 | C00018 | 001-01 (2018-03-28 07:26:07 by BATCH 00000762) standard | 0112/2///61987#ABV501 | https://cdd.iec.ch/CDD/IEC61987/iec61987.nsf/Classes/0112-2---61987%23ABF976 | https://cdd.iec.ch/cdd/iec61987/iec61987.nsf/PropertiesAllVersions/0112-2---61987%23ABB271,https://cdd.iec.ch/cdd/iec61987/iec61987.nsf/PropertiesAllVersions/0112-2---61987%23ABA577,https://cdd.iec.ch/cdd/iec61987/iec61987.nsf/PropertiesAllVersions/0112-2---61987%23ABU876 | 0112-2---61987#ABB271,0112-2---61987#ABA577,0112-2---61987#ABU876
0112/2///61987#ABG146 | 002 | 01 | 0112/2///61987#ABG146#002 | Type of output [16] |  |  |  | administration block for polymorphism acting as proxy for the selected output type |  | Polymorphic element: ABG146, Id: 2 |  |  | ITEM_CLASS | [5 empty] | 0112/2///61987#ABG131 - Output [16] |  |  |  | Standard |  | IEC 61987 | IEC | 2020-02-28 | 2017-12-07 | 2020-02-28 | 2020-02-28 |  | SC65E – IEC 61987 | C00018 |  | 0112/2///61987#ABV501 | https://cdd.iec.ch/CDD/IEC61987/iec61987.nsf/Classes/0112-2---61987%23ABG146 | https://cdd.iec.ch/cdd/iec61987/iec61987.nsf/PropertiesAllVersions/0112-2---61987%23ABU996,https://cdd.iec.ch/cdd/iec61987/iec61987.nsf/PropertiesAllVersions/0112-2---61987%23ABN981,https://cdd.iec.ch/cdd/iec61987/iec61987.nsf/PropertiesAllVersions/0112-2---61987%23ABN982,https://cdd.iec.ch/cdd/iec61987/iec61987.nsf/PropertiesAllVersions/0112-2---61987%23ABV002,https://cdd.iec.ch/cdd/iec61987/iec61987.nsf/PropertiesAllVersions/0112-2---61987%23ABV013,https://cdd.iec.ch/cdd/iec61987/iec61987.nsf/PropertiesAllVersions/0112-2---61987%23ABV014,https://cdd.iec.ch/cdd/iec61987/iec61987.nsf/PropertiesAllVersions/0112-2---61987%23ABV015,https://cdd.iec.ch/cdd/iec61987/iec61987.nsf/PropertiesAllVersions/0112-2---61987%23ABV016,https://cdd.iec.ch/cdd/iec61987/iec61987.nsf/PropertiesAllVersions/0112-2---61987%23ABV003 | 0112-2---61987#ABN981,0112-2---61987#ABN982,0112-2---61987#ABV003,0112-2---61987#ABV016,0112-2---61987#ABU996,0112-2---61987#ABV002,0112-2---61987#ABV013,0112-2---61987#ABV014,0112-2---61987#ABV015
0112/2///61987#ABG318 | 001 | 01 | 0112/2///61987#ABG318#001 | Absolute performance for density [2] |  |  |  | properties characterizing the accuracy of a density measurement, expressed in engineering units |  | Polymorphic element: ABG318, Id: 5 |  |  | ITEM_CLASS | [5 empty] | 0112/2///61987#ABG285 - Type of performance variable [19] |  |  |  | Standard |  | IEC 61987 | IEC | 2019-05-17 | 2019-05-17 | 2019-05-17 | 2019-05-17 |  | SC65E – IEC 61987 | C00017 |  | 0112/2///61987#ABV501 | https://cdd.iec.ch/CDD/IEC61987/iec61987.nsf/Classes/0112-2---61987%23ABG318 | https://cdd.iec.ch/cdd/iec61987/iec61987.nsf/PropertiesAllVersions/0112-2---61987%23ABB782,https://cdd.iec.ch/cdd/iec61987/iec61987.nsf/PropertiesAllVersions/0112-2---61987%23ABD535,https://cdd.iec.ch/cdd/iec61987/iec61987.nsf/PropertiesAllVersions/0112-2---61987%23ABB224,https://cdd.iec.ch/cdd/iec61987/iec61987.nsf/PropertiesAllVersions/0112-2---61987%23ABB741,https://cdd.iec.ch/cdd/iec61987/iec61987.nsf/PropertiesAllVersions/0112-2---61987%23ABB742,https://cdd.iec.ch/cdd/iec61987/iec61987.nsf/PropertiesAllVersions/0112-2---61987%23ABB770,https://cdd.iec.ch/cdd/iec61987/iec61987.nsf/PropertiesAllVersions/0112-2---61987%23ABB743,https://cdd.iec.ch/cdd/iec61987/iec61987.nsf/PropertiesAllVersions/0112-2---61987%23ABC700,https://cdd.iec.ch/cdd/iec61987/iec61987.nsf/PropertiesAllVersions/0112-2---61987%23ABB519,https://cdd.iec.ch/cdd/iec61987/iec61987.nsf/PropertiesAllVersions/0112-2---61987%23ABB774,https://cdd.iec.ch/cdd/iec61987/iec61987.nsf/PropertiesAllVersions/0112-2---61987%23ABB775,https://cdd.iec.ch/cdd/iec61987/iec61987.nsf/PropertiesAllVersions/0112-2---61987%23ABB776,https://cdd.iec.ch/cdd/iec61987/iec61987.nsf/PropertiesAllVersions/0112-2---61987%23ABI412,https://cdd.iec.ch/cdd/iec61987/iec61987.nsf/PropertiesAllVersions/0112-2---61987%23ABC840,https://cdd.iec.ch/cdd/iec61987/iec61987.nsf/PropertiesAllVersions/0112-2---61987%23ABC954 | 0112-2---61987#ABB775,0112-2---61987#ABB776,0112-2---61987#ABC840,0112-2---61987#ABB741,0112-2---61987#ABB224,0112-2---61987#ABB519,0112-2---61987#ABB774,0112-2---61987#ABB782,0112-2---61987#ABI412,0112-2---61987#ABC700,0112-2---61987#ABB742,0112-2---61987#ABB770,0112-2---61987#ABB743,0112-2---61987#ABC954,0112-2---61987#ABD535
0112/2///61987#ABN690 | 002 | 01 | 0112/2///61987#ABN690#002 | Specific environmental measurement variables |  |  |  | properties characterizing dynamic data which are the result of a measurement in the environment of an object |  |  |  |  | ITEM_CLASS | [5 empty] | 0112/2///61987#ABN682 - Continuous measurement variables |  |  | false | Standard |  | IEC 61987 | IEC | 2022-12-09 |  | 2022-12-09 | 2022-12-09 |  | IEC/SC 65E | C00112 |  | 0112/2///61987#ABV501 | https://cdd.iec.ch/CDD/IEC61987/iec61987.nsf/Classes/0112-2---61987%23ABN690 | https://cdd.iec.ch/cdd/iec61987/iec61987.nsf/PropertiesAllVersions/0112-2---61987%23ABN640,https://cdd.iec.ch/cdd/iec61987/iec61987.nsf/PropertiesAllVersions/0112-2---61987%23ABN707,https://cdd.iec.ch/cdd/iec61987/iec61987.nsf/PropertiesAllVersions/0112-2---61987%23ABN638,https://cdd.iec.ch/cdd/iec61987/iec61987.nsf/PropertiesAllVersions/0112-2---61987%23ABD710,https://cdd.iec.ch/cdd/iec61987/iec61987.nsf/PropertiesAllVersions/0112-2---61987%23ABN708,https://cdd.iec.ch/cdd/iec61987/iec61987.nsf/PropertiesAllVersions/0112-2---61987%23ABN709,https://cdd.iec.ch/cdd/iec61987/iec61987.nsf/PropertiesAllVersions/0112-2---61987%23ABN710,https://cdd.iec.ch/cdd/iec61987/iec61987.nsf/PropertiesAllVersions/0112-2---61987%23ABN711,https://cdd.iec.ch/cdd/iec61987/iec61987.nsf/PropertiesAllVersions/0112-2---61987%23ABN712 | 0112-2---61987#ABN638,0112-2---61987#ABN708,0112-2---61987#ABN710,0112-2---61987#ABN712,0112-2---61987#ABN711,0112-2---61987#ABN640,0112-2---61987#ABN707,0112-2---61987#ABD710,0112-2---61987#ABN709
0112/2///61987#ABA713 | 002 | 01 | 0112/2///61987#ABA713#002 | Rotary paddle switch |  |  |  | mechanical level switch that uses the rotation of a paddle to detect a level regime |  |  |  |  | ITEM_CLASS |  |  |  |  | 0112/2///61987#ABF910 - reference to Operating LOP for level measuring equipment |  |  |  |  | Standard |  |  |  | 2018-03-28 | 2013-08-27 | 2018-03-20 | 2018-03-20 |  | SC65E – IEC 61987 | C00018 |  | 0112/2///61987#ABA712 | https://cdd.iec.ch/CDD/IEC61987/iec61987.nsf/Classes/0112-2---61987%23ABA713 | https://cdd.iec.ch/cdd/iec61987/iec61987.nsf/PropertiesAllVersions/0112-2---61987%23ABF879 | 0112-2---61987#ABF879
0112/2///61987#ABC623 | 002 | 01 | 0112/2///61987#ABC623#002 | Structural design [remote seal] |  |  |  | properties characterizing the constructional details of a device |  |  |  |  | ITEM_CLASS | [5 empty] | 0112/2///61987#ABC442 - Mechanical and electrical construction [remote seal] |  |  |  | Standard |  |  |  | 2018-03-28 | 2013-09-27 | 2016-05-24 | 2016-05-24 |  | SC65E – IEC 61987 | C00004 |  | 0112/2///61987#ABV501 | https://cdd.iec.ch/CDD/IEC61987/iec61987.nsf/Classes/0112-2---61987%23ABC623 | https://cdd.iec.ch/cdd/iec61987/iec61987.nsf/PropertiesAllVersions/0112-2---61987%23ABD257,https://cdd.iec.ch/cdd/iec61987/iec61987.nsf/PropertiesAllVersions/0112-2---61987%23ABD289,https://cdd.iec.ch/cdd/iec61987/iec61987.nsf/PropertiesAllVersions/0112-2---61987%23ABD284 | 0112-2---61987#ABD257,0112-2---61987#ABD289,0112-2---61987#ABD284
0112/2///61987#ABH531 | 001 | 01 | 0112/2///61987#ABH531#001 | Output signal processing variable |  |  |  | properties characterizing the processing of an output variable |  |  |  |  | ITEM_CLASS | [5 empty] | 0112/2///61987#ABH529 - Output signal processing |  |  |  | Standard |  |  |  | 2019-03-08 | 2017-12-07 | 2019-03-08 | 2019-03-08 |  | SC65E – IEC 61987 | C00018 | 001-01 (2019-03-08 15:35:12 by BATCH 00000766) standard | 0112/2///61987#ABV501 | https://cdd.iec.ch/CDD/IEC61987/iec61987.nsf/Classes/0112-2---61987%23ABH531 | https://cdd.iec.ch/cdd/iec61987/iec61987.nsf/PropertiesAllVersions/0112-2---61987%23ABH712,https://cdd.iec.ch/cdd/iec61987/iec61987.nsf/PropertiesAllVersions/0112-2---61987%23ABH713,https://cdd.iec.ch/cdd/iec61987/iec61987.nsf/PropertiesAllVersions/0112-2---61987%23ABH526,https://cdd.iec.ch/cdd/iec61987/iec61987.nsf/PropertiesAllVersions/0112-2---61987%23ABB023,https://cdd.iec.ch/cdd/iec61987/iec61987.nsf/PropertiesAllVersions/0112-2---61987%23ABH527,https://cdd.iec.ch/cdd/iec61987/iec61987.nsf/PropertiesAllVersions/0112-2---61987%23ABH528,https://cdd.iec.ch/cdd/iec61987/iec61987.nsf/PropertiesAllVersions/0112-2---61987%23ABH777,https://cdd.iec.ch/cdd/iec61987/iec61987.nsf/PropertiesAllVersions/0112-2---61987%23ABH595,https://cdd.iec.ch/cdd/iec61987/iec61987.nsf/PropertiesAllVersions/0112-2---61987%23ABH721,https://cdd.iec.ch/cdd/iec61987/iec61987.nsf/PropertiesAllVersions/0112-2---61987%23ABH714,https://cdd.iec.ch/cdd/iec61987/iec61987.nsf/PropertiesAllVersions/0112-2---61987%23ABH778,https://cdd.iec.ch/cdd/iec61987/iec61987.nsf/PropertiesAllVersions/0112-2---61987%23ABH780 | 0112-2---61987#ABH713,0112-2---61987#ABH526,0112-2---61987#ABH528,0112-2---61987#ABH595,0112-2---61987#ABH721,0112-2---61987#ABH714,0112-2---61987#ABH778,0112-2---61987#ABH712,0112-2---61987#ABH527,0112-2---61987#ABH777,0112-2---61987#ABH780,0112-2---61987#ABB023
0112/2///61987#ABD342 | 001 | 01 | 0112/2///61987#ABD342#001 | Valve body assembly |  |  |  | that part of a control valve/automated on/off cut-off valve that forms a pressure retaining envelope which contains a closure member for changing the flow rate |  |  | IEC 60534-1 MOD |  | ITEM_CLASS | [9 empty] | Standard |  |  |  | 2018-03-28 | 2013-09-02 | 2016-05-02 | 2016-05-02 |  | SC65E – IEC 61987 | C00009 | 001-01 (2018-03-28 07:25:59 by BATCH 00000762) standard | 0112/2///61987#ABD341 | https://cdd.iec.ch/CDD/IEC61987/iec61987.nsf/Classes/0112-2---61987%23ABD342 | https://cdd.iec.ch/cdd/iec61987/iec61987.nsf/PropertiesAllVersions/0112-2---61987%23ABU515 | 0112-2---61987#ABU515
0112/2///61987#ABD919 | 001 | 02 | 0112/2///61987#ABD919#001 | Material of shaft |  |  |  | properties characterizing the material of which a shaft is made |  |  |  |  | ITEM_CLASS | [5 empty] | - |  |  |  | Standard |  |  |  | 2018-03-28 | 2013-09-02 | 2013-09-02 | 2014-06-18 |  | SC65E – IEC 61987 | C00009 |  | 0112/2///61987#ABV501 | https://cdd.iec.ch/CDD/IEC61987/iec61987.nsf/Classes/0112-2---61987%23ABD919 | https://cdd.iec.ch/cdd/iec61987/iec61987.nsf/PropertiesAllVersions/0112-2---61987%23ABB455,https://cdd.iec.ch/cdd/iec61987/iec61987.nsf/PropertiesAllVersions/0112-2---61987%23ABI460,https://cdd.iec.ch/cdd/iec61987/iec61987.nsf/PropertiesAllVersions/0112-2---61987%23ABA908,https://cdd.iec.ch/cdd/iec61987/iec61987.nsf/PropertiesAllVersions/0112-2---61987%23ABA907 | 0112-2---61987#ABB455,0112-2---61987#ABI460,0112-2---61987#ABA908,0112-2---61987#ABA907
0112/2///61987#ABE038 | 002 | 01 | 0112/2///61987#ABE038#002 | Test criterium for functional safety |  |  |  | properties characterizing a criterium to be taken into account when testing a device for functional safety applications |  |  |  |  | ITEM_CLASS | [5 empty] | 0112/2///61987#ABD844 - Design conditions for valve body assembly |  |  |  | Standard |  |  |  | 2018-03-28 | 2013-09-02 | 2018-03-20 | 2018-03-20 |  | SC65E – IEC 61987 | C00009 |  | 0112/2///61987#ABV501 | https://cdd.iec.ch/CDD/IEC61987/iec61987.nsf/Classes/0112-2---61987%23ABE038 | https://cdd.iec.ch/cdd/iec61987/iec61987.nsf/PropertiesAllVersions/0112-2---61987%23ABB911,https://cdd.iec.ch/cdd/iec61987/iec61987.nsf/PropertiesAllVersions/0112-2---61987%23ABD735 | 0112-2---61987#ABB911,0112-2---61987#ABD735
0112/2///61987#ABP037 | 001 | 01 | 0112/2///61987#ABP037#001 | Influence of external quantities expressed for current [I/O module] |  |  |  | properties characterizing the influence of external quantities for current measurement of an I/O module that are not the subject of the measurement but whose change affects the relationship between the indication and the result of the measurement |  |  |  |  | ITEM_CLASS | [5 empty] | 0112/2///61987#ABP006 - Absolute performance for current [I/O module] |  |  | false | Standard |  | IEC 61987 | IEC | 2023-01-23 | 2023-01-23 | 2023-01-23 | 2023-01-23 |  | IEC/SC 65E | C00128 | 001-01 (2023-01-23 14:53:33 by BATCH 00000807) standard | 0112/2///61987#ABV501 | https://cdd.iec.ch/CDD/IEC61987/iec61987.nsf/Classes/0112-2---61987%23ABP037 | https://cdd.iec.ch/cdd/iec61987/iec61987.nsf/PropertiesAllVersions/0112-2---61987%23ABP103,https://cdd.iec.ch/cdd/iec61987/iec61987.nsf/PropertiesAllVersions/0112-2---61987%23ABP125 | 0112-2---61987#ABP103,0112-2---61987#ABP125
0112/2///61987#ABP064 | 001 | 01 | 0112/2///61987#ABP064#001 | Reference ambient conditions [I/O module] |  |  |  | properties characterizing the reference conditions of the ambient under which the performance of an I/O module was tested |  |  |  |  | ITEM_CLASS | [5 empty] | 0112/2///61987#ABP065 - Reference conditions for the performance variable [I/O module]0112/2///61987#ABP066 - Reference conditions of the device [I/O module] |  |  | false | Standard |  | IEC 61987 | IEC | 2023-01-23 | 2023-01-23 | 2023-01-23 | 2023-01-23 |  | IEC/SC 65E | C00128 | 001-01 (2023-01-23 14:53:33 by BATCH 00000807) standard | 0112/2///61987#ABV501 | https://cdd.iec.ch/CDD/IEC61987/iec61987.nsf/Classes/0112-2---61987%23ABP064 | https://cdd.iec.ch/cdd/iec61987/iec61987.nsf/PropertiesAllVersions/0112-2---61987%23ABB277,https://cdd.iec.ch/cdd/iec61987/iec61987.nsf/PropertiesAllVersions/0112-2---61987%23ABB798,https://cdd.iec.ch/cdd/iec61987/iec61987.nsf/PropertiesAllVersions/0112-2---61987%23ABB638,https://cdd.iec.ch/cdd/iec61987/iec61987.nsf/PropertiesAllVersions/0112-2---61987%23ABB639,https://cdd.iec.ch/cdd/iec61987/iec61987.nsf/PropertiesAllVersions/0112-2---61987%23ABB640,https://cdd.iec.ch/cdd/iec61987/iec61987.nsf/PropertiesAllVersions/0112-2---61987%23ABB642,https://cdd.iec.ch/cdd/iec61987/iec61987.nsf/PropertiesAllVersions/0112-2---61987%23ABB278 | 0112-2---61987#ABB642,0112-2---61987#ABB278,0112-2---61987#ABB277,0112-2---61987#ABB798,0112-2---61987#ABB638,0112-2---61987#ABB639,0112-2---61987#ABB640
0112/2///61987#ABC536 | 002 | 01 | 0112/2///61987#ABC536#002 | Process case variables [pressure] |  |  |  | properties characterizing the measured variables, phases, operating state conditions, physical properties of a process material |  |  |  |  | ITEM_CLASS | [5 empty] | 0112/2///61987#ABC268 - High/single pressure side process case variables0112/2///61987#ABC327 - Low pressure side process case variables |  |  |  | Standard |  |  |  | 2018-03-28 | 2013-09-27 | 2016-05-24 | 2016-05-24 |  | SC65E – IEC 61987 | C00004 |  | 0112/2///61987#ABV501 | https://cdd.iec.ch/CDD/IEC61987/iec61987.nsf/Classes/0112-2---61987%23ABC536 | https://cdd.iec.ch/cdd/iec61987/iec61987.nsf/PropertiesAllVersions/0112-2---61987%23ABD279,https://cdd.iec.ch/cdd/iec61987/iec61987.nsf/PropertiesAllVersions/0112-2---61987%23ABB295,https://cdd.iec.ch/cdd/iec61987/iec61987.nsf/PropertiesAllVersions/0112-2---61987%23ABU137 | 0112-2---61987#ABD279,0112-2---61987#ABB295,0112-2---61987#ABU137
0112/2///61987#ABD957 | 001 | 02 | 0112/2///61987#ABD957#001 | Output [8] |  |  |  | properties characterizing the outputs provided by the device, the variables assigned to them and their electrical properties |  |  | from IEC 61987-1, 5.5 |  | ITEM_CLASS | [5 empty] | 0112/2///61987#ABE321 - Device LOP for positioner |  |  |  | Standard |  |  |  | 2018-03-28 | 2013-09-02 | 2013-09-02 | 2014-06-18 |  | SC65E – IEC 61987 | C00004 |  | 0112/2///61987#ABV501 | https://cdd.iec.ch/CDD/IEC61987/iec61987.nsf/Classes/0112-2---61987%23ABD957 | https://cdd.iec.ch/cdd/iec61987/iec61987.nsf/PropertiesAllVersions/0112-2---61987%23ABB271,https://cdd.iec.ch/cdd/iec61987/iec61987.nsf/PropertiesAllVersions/0112-2---61987%23ABA577,https://cdd.iec.ch/cdd/iec61987/iec61987.nsf/PropertiesAllVersions/0112-2---61987%23ABA342,https://cdd.iec.ch/cdd/iec61987/iec61987.nsf/PropertiesAllVersions/0112-2---61987%23ABU531 | 0112-2---61987#ABB271,0112-2---61987#ABA577,0112-2---61987#ABA342,0112-2---61987#ABU531
0112/2///61987#ABF089 | 001 | 01 | 0112/2///61987#ABF089#001 | Accuracy for a subrange of voltage |  |  |  | properties characterizing the accuracy of a voltage measurement for a subrange of ideal span |  |  |  |  | ITEM_CLASS | [5 empty] | 0112/2///61987#ABF075 - Absolute performance for voltage |  |  |  | Standard |  | IEC 61987 | IEC | 2018-03-28 | 2017-09-22 | 2017-09-22 | 2017-09-22 |  | SC65E – IEC 61987 | C00019 | 001-01 (2018-03-28 07:26:05 by BATCH 00000762) standard | 0112/2///61987#ABV501 | https://cdd.iec.ch/CDD/IEC61987/iec61987.nsf/Classes/0112-2---61987%23ABF089 | https://cdd.iec.ch/cdd/iec61987/iec61987.nsf/PropertiesAllVersions/0112-2---61987%23ABF091,https://cdd.iec.ch/cdd/iec61987/iec61987.nsf/PropertiesAllVersions/0112-2---61987%23ABF093,https://cdd.iec.ch/cdd/iec61987/iec61987.nsf/PropertiesAllVersions/0112-2---61987%23ABF077,https://cdd.iec.ch/cdd/iec61987/iec61987.nsf/PropertiesAllVersions/0112-2---61987%23ABF079,https://cdd.iec.ch/cdd/iec61987/iec61987.nsf/PropertiesAllVersions/0112-2---61987%23ABF081 | 0112-2---61987#ABF081,0112-2---61987#ABF091,0112-2---61987#ABF093,0112-2---61987#ABF077,0112-2---61987#ABF079
0112/2///61987#ABE361 | 001 | 01 | 0112/2///61987#ABE361#001 | Thermographic device with matrix detector |  |  |  | area temperature measuring device with a two-dimensional array of individual detectors that samples radiation simultaneously across an area by electronic means | As with single-element detectors, a distinction can be made, according to the operating principle, between (mostly) cooled photoelectric matrix detectors. |  |  |  | ITEM_CLASS |  |  |  |  | 0112/2///61987#ABF896 - reference to Operating LOP for temperature measuring equipment |  |  |  |  | Standard |  |  |  | 2018-03-28 |  | 2016-05-24 | 2016-05-24 |  | SC65E – IEC 61987 | C00004 | 001-01 (2018-03-28 07:26:02 by BATCH 00000762) standard | 0112/2///61987#ABE358 | https://cdd.iec.ch/CDD/IEC61987/iec61987.nsf/Classes/0112-2---61987%23ABE361
0112/2///61987#ABD468 | 001 | 02 | 0112/2///61987#ABD468#001 | Measuring range for flow velocity |  |  |  | properties characterizing a flow velocity measuring range |  |  |  |  | ITEM_CLASS | [5 empty] | 0112/2///61987#ABD488 - Flow velocity measurement |  |  |  | Standard |  |  |  | 2018-03-28 | 2013-09-27 | 2014-03-13 | 2014-06-18 |  | SC65E – IEC 61987 | C00014 |  | 0112/2///61987#ABV501 | https://cdd.iec.ch/CDD/IEC61987/iec61987.nsf/Classes/0112-2---61987%23ABD468 | https://cdd.iec.ch/cdd/iec61987/iec61987.nsf/PropertiesAllVersions/0112-2---61987%23ABD430,https://cdd.iec.ch/cdd/iec61987/iec61987.nsf/PropertiesAllVersions/0112-2---61987%23ABD431,https://cdd.iec.ch/cdd/iec61987/iec61987.nsf/PropertiesAllVersions/0112-2---61987%23ABD432,https://cdd.iec.ch/cdd/iec61987/iec61987.nsf/PropertiesAllVersions/0112-2---61987%23ABA967 | 0112-2---61987#ABD431,0112-2---61987#ABD432,0112-2---61987#ABA967,0112-2---61987#ABD430
0112/2///61987#ABF199 | 001 | 01 | 0112/2///61987#ABF199#001 | Material of extension |  |  |  | properties characterizing the material of which an extension piece is made |  |  |  |  | ITEM_CLASS | [5 empty] | 0112/2///61987#ABF191 - Structural design of a rotary paddle switch0112/2///61987#ABF285 - Structural design of a thermal level switch |  |  |  | Standard |  | IEC 61987 | IEC | 2018-03-28 | 2018-03-28 | 2018-03-28 | 2018-03-28 |  | SC65E – IEC 61987 | C00018 | 001-01 (2018-03-28 07:26:05 by BATCH 00000762) standard | 0112/2///61987#ABV501 | https://cdd.iec.ch/CDD/IEC61987/iec61987.nsf/Classes/0112-2---61987%23ABF199 | https://cdd.iec.ch/cdd/iec61987/iec61987.nsf/PropertiesAllVersions/0112-2---61987%23ABB455,https://cdd.iec.ch/cdd/iec61987/iec61987.nsf/PropertiesAllVersions/0112-2---61987%23ABI460,https://cdd.iec.ch/cdd/iec61987/iec61987.nsf/PropertiesAllVersions/0112-2---61987%23ABA908,https://cdd.iec.ch/cdd/iec61987/iec61987.nsf/PropertiesAllVersions/0112-2---61987%23ABA907 | 0112-2---61987#ABB455,0112-2---61987#ABI460,0112-2---61987#ABA908,0112-2---61987#ABA907
0112/2///61987#ABF364 | 001 | 01 | 0112/2///61987#ABF364#001 | Material of torsion rod |  |  |  | properties characterizing the material of which a torsion rod is made |  |  |  |  | ITEM_CLASS | [5 empty] | 0112/2///61987#ABF360 - Displacer |  |  |  | Standard |  | IEC 61987 | IEC | 2018-03-28 | 2018-03-28 | 2018-03-28 | 2018-03-28 |  | SC65E – IEC 61987 | C00018 | 001-01 (2018-03-28 07:26:05 by BATCH 00000762) standard | 0112/2///61987#ABV501 | https://cdd.iec.ch/CDD/IEC61987/iec61987.nsf/Classes/0112-2---61987%23ABF364 | https://cdd.iec.ch/cdd/iec61987/iec61987.nsf/PropertiesAllVersions/0112-2---61987%23ABB455,https://cdd.iec.ch/cdd/iec61987/iec61987.nsf/PropertiesAllVersions/0112-2---61987%23ABI460,https://cdd.iec.ch/cdd/iec61987/iec61987.nsf/PropertiesAllVersions/0112-2---61987%23ABA908,https://cdd.iec.ch/cdd/iec61987/iec61987.nsf/PropertiesAllVersions/0112-2---61987%23ABA907 | 0112-2---61987#ABB455,0112-2---61987#ABI460,0112-2---61987#ABA908,0112-2---61987#ABA907
0112/2///61987#ABF953 | 001 | 01 | 0112/2///61987#ABF953#001 | Measured variable [17] | process variable |  |  | properties characterizing a measured variable, the size of which is to be acquired and indicated by the device |  |  |  |  | ITEM_CLASS | [5 empty] | 0112/2///61987#ABF936 - Input [29] |  |  |  | Standard |  | IEC 61987 | IEC | 2018-03-28 | 2014-12-17 | 2016-05-24 | 2016-05-24 |  | SC65E – IEC 61987 | C00019 | 001-01 (2018-03-28 07:26:07 by BATCH 00000762) standard | 0112/2///61987#ABV501 | https://cdd.iec.ch/CDD/IEC61987/iec61987.nsf/Classes/0112-2---61987%23ABF953 | https://cdd.iec.ch/cdd/iec61987/iec61987.nsf/PropertiesAllVersions/0112-2---61987%23ABB271,https://cdd.iec.ch/cdd/iec61987/iec61987.nsf/PropertiesAllVersions/0112-2---61987%23ABA577,https://cdd.iec.ch/cdd/iec61987/iec61987.nsf/PropertiesAllVersions/0112-2---61987%23ABV220 | 0112-2---61987#ABB271,0112-2---61987#ABA577,0112-2---61987#ABV220
0112/2///61987#ABG448 | 001 | 01 | 0112/2///61987#ABG448#001 | Structural design [microwave density transmitter] |  |  |  | properties characterizing the constructional details of a device |  |  |  |  | ITEM_CLASS | [5 empty] | 0112/2///61987#ABG403 - Mechanical and electrical construction [microwave density transmitter] |  |  |  | Standard |  | IEC 61987 | IEC | 2018-03-28 | 2014-12-17 | 2018-03-20 | 2018-03-20 |  | SC65E – IEC 61987 | C00017 | 001-01 (2018-03-28 07:26:11 by BATCH 00000762) standard | 0112/2///61987#ABV501 | https://cdd.iec.ch/CDD/IEC61987/iec61987.nsf/Classes/0112-2---61987%23ABG448 | https://cdd.iec.ch/cdd/iec61987/iec61987.nsf/PropertiesAllVersions/0112-2---61987%23ABC876,https://cdd.iec.ch/cdd/iec61987/iec61987.nsf/PropertiesAllVersions/0112-2---61987%23ABF853,https://cdd.iec.ch/cdd/iec61987/iec61987.nsf/PropertiesAllVersions/0112-2---61987%23ABD286,https://cdd.iec.ch/cdd/iec61987/iec61987.nsf/PropertiesAllVersions/0112-2---61987%23ABA177,https://cdd.iec.ch/cdd/iec61987/iec61987.nsf/PropertiesAllVersions/0112-2---61987%23ABD290,https://cdd.iec.ch/cdd/iec61987/iec61987.nsf/PropertiesAllVersions/0112-2---61987%23ABD284 | 0112-2---61987#ABC876,0112-2---61987#ABF853,0112-2---61987#ABD286,0112-2---61987#ABA177,0112-2---61987#ABD290,0112-2---61987#ABD284
0112/2///61987#ABE335 | 001 | 01 | 0112/2///61987#ABE335#001 | Photon detector |  |  |  | infrared radiation detector that uses a photosensitive sensing element to sense temperature |  |  |  |  | ITEM_CLASS | [9 empty] | Standard |  |  |  | 2018-03-28 |  | 2016-05-24 | 2016-05-24 |  | SC65E – IEC 61987 | C00004 | 001-01 (2018-03-28 07:26:01 by BATCH 00000762) standard | 0112/2///61987#ABE334 | https://cdd.iec.ch/CDD/IEC61987/iec61987.nsf/Classes/0112-2---61987%23ABE335
0112/2///61987#ABE448 | 001 | 01 | 0112/2///61987#ABE448#001 | Field-mounted temperature transmitter |  |  |  | separate temperature transmitter designed for mounting in the field |  |  |  |  | ITEM_CLASS |  |  |  |  | 0112/2///61987#ABE645 - reference to Generic OLOP for system components0112/2///61987#ABF899 - reference to Device LOP for separate temperature transmitter |  |  |  |  | Standard |  |  |  | 2018-03-28 |  | 2016-05-24 | 2016-05-24 |  | SC65E – IEC 61987 | C00004 | 001-01 (2018-03-28 07:26:02 by BATCH 00000762) standard | 0112/2///61987#ABE446 | https://cdd.iec.ch/CDD/IEC61987/iec61987.nsf/Classes/0112-2---61987%23ABE448 |  | 0112-2---61987#ABF899
0112/2///61987#ABH664 | 001 | 01 | 0112/2///61987#ABH664#001 | Output values of other variable |  |  |  | properties characterizing the readings of other variable output signals |  |  |  |  | ITEM_CLASS | [5 empty] | 0112/2///61987#ABH646 - Calibration point of other variable |  |  |  | Standard |  |  |  | 2019-03-08 | 2017-12-07 | 2019-03-08 | 2019-03-08 |  | SC65E – IEC 61987 | C00018 | 001-01 (2019-03-08 15:35:12 by BATCH 00000766) standard | 0112/2///61987#ABV501 | https://cdd.iec.ch/CDD/IEC61987/iec61987.nsf/Classes/0112-2---61987%23ABH664 | https://cdd.iec.ch/cdd/iec61987/iec61987.nsf/PropertiesAllVersions/0112-2---61987%23ABH566,https://cdd.iec.ch/cdd/iec61987/iec61987.nsf/PropertiesAllVersions/0112-2---61987%23ABH567,https://cdd.iec.ch/cdd/iec61987/iec61987.nsf/PropertiesAllVersions/0112-2---61987%23ABH568,https://cdd.iec.ch/cdd/iec61987/iec61987.nsf/PropertiesAllVersions/0112-2---61987%23ABH684,https://cdd.iec.ch/cdd/iec61987/iec61987.nsf/PropertiesAllVersions/0112-2---61987%23ABH685,https://cdd.iec.ch/cdd/iec61987/iec61987.nsf/PropertiesAllVersions/0112-2---61987%23ABB580 | 0112-2---61987#ABH567,0112-2---61987#ABH568,0112-2---61987#ABH684,0112-2---61987#ABH685,0112-2---61987#ABB580,0112-2---61987#ABH566
0112/2///61987#ABA646 | 003 | 01 | 0112/2///61987#ABA646#003 | Oval gear flow gauge |  |  |  | positive displacement flow gauge that uses oval gears to divide and meter the flow |  |  |  |  | ITEM_CLASS |  |  |  |  | 0112/2///61987#ABU125 - reference to Operating LOP for flow measuring equipment0112/2///61987#ABU291 - reference to Device LOP for positive displacement flow transmitter/gauge |  |  |  |  | Standard |  |  |  | 2018-03-28 | 2013-08-27 | 2016-05-24 | 2016-05-24 |  | SC65E – IEC 61987 | C00004 |  | 0112/2///61987#ABA645 | https://cdd.iec.ch/CDD/IEC61987/iec61987.nsf/Classes/0112-2---61987%23ABA646 |  | 0112-2---61987#ABU291
0112/2///61987#ABE348 | 001 | 01 | 0112/2///61987#ABE348#001 | Ratio radiation thermometer with filter wheel |  |  |  | ratio radiation thermometer with a single detector in which the radiation is interrupted periodically by a modulator with two filters |  |  |  |  | ITEM_CLASS |  |  |  |  | 0112/2///61987#ABF896 - reference to Operating LOP for temperature measuring equipment0112/2///61987#ABF898 - reference to Device LOP for radiation thermometer |  |  |  |  | Standard |  |  |  | 2018-03-28 |  | 2016-05-24 | 2016-05-24 |  | SC65E – IEC 61987 | C00004 | 001-01 (2018-03-28 07:26:02 by BATCH 00000762) standard | 0112/2///61987#ABE347 | https://cdd.iec.ch/CDD/IEC61987/iec61987.nsf/Classes/0112-2---61987%23ABE348
0112/2///61987#ABE750 | 001 | 01 | 0112/2///61987#ABE750#001 | Device LOP for sight level indicator |  |  |  | list of properties characterizing a sight level indicator |  |  |  |  | ITEM_CLASS | [5 empty] | 0112/2///61987#ABA693 - Sight level indicator |  |  |  | Standard |  | IEC 61987 | IEC | 2018-03-28 | 2014-12-17 | 2018-03-20 | 2018-03-20 |  | SC65E – IEC 61987 | C00018 | 001-01 (2018-03-28 07:26:04 by BATCH 00000762) standard | 0112/2///61987#ABV504 | https://cdd.iec.ch/CDD/IEC61987/iec61987.nsf/Classes/0112-2---61987%23ABE750 | https://cdd.iec.ch/cdd/iec61987/iec61987.nsf/PropertiesAllVersions/0112-2---61987%23ABC899,https://cdd.iec.ch/cdd/iec61987/iec61987.nsf/PropertiesAllVersions/0112-2---61987%23ABC730,https://cdd.iec.ch/cdd/iec61987/iec61987.nsf/PropertiesAllVersions/0112-2---61987%23ABU857,https://cdd.iec.ch/cdd/iec61987/iec61987.nsf/PropertiesAllVersions/0112-2---61987%23ABG880,https://cdd.iec.ch/cdd/iec61987/iec61987.nsf/PropertiesAllVersions/0112-2---61987%23ABG942,https://cdd.iec.ch/cdd/iec61987/iec61987.nsf/PropertiesAllVersions/0112-2---61987%23ABD153,https://cdd.iec.ch/cdd/iec61987/iec61987.nsf/PropertiesAllVersions/0112-2---61987%23ABC786,https://cdd.iec.ch/cdd/iec61987/iec61987.nsf/PropertiesAllVersions/0112-2---61987%23ABC795,https://cdd.iec.ch/cdd/iec61987/iec61987.nsf/PropertiesAllVersions/0112-2---61987%23ABA293,https://cdd.iec.ch/cdd/iec61987/iec61987.nsf/PropertiesAllVersions/0112-2---61987%23ABC710 | 0112-2---61987#ABC730,0112-2---61987#ABU857,0112-2---61987#ABG942,0112-2---61987#ABD153,0112-2---61987#ABC899,0112-2---61987#ABG880,0112-2---61987#ABC786,0112-2---61987#ABC795,0112-2---61987#ABA293,0112-2---61987#ABC710
0112/2///61987#ABC129 | 003 | 01 | 0112/2///61987#ABC129#003 | Auxiliary input [4] |  |  |  | properties characterizing a device auxiliary input that acquires values from external instrumentation |  |  |  |  | ITEM_CLASS | [5 empty] | 0112/2///61987#ABC293 - Input [4] |  |  | false | Standard |  | IEC 61987 | IEC | 2022-12-09 | 2017-12-07 | 2022-12-09 | 2022-12-09 |  | IEC/SC 65E | C00112 |  | 0112/2///61987#ABV501 | https://cdd.iec.ch/CDD/IEC61987/iec61987.nsf/Classes/0112-2---61987%23ABC129 | https://cdd.iec.ch/cdd/iec61987/iec61987.nsf/PropertiesAllVersions/0112-2---61987%23ABB271,https://cdd.iec.ch/cdd/iec61987/iec61987.nsf/PropertiesAllVersions/0112-2---61987%23ABA577,https://cdd.iec.ch/cdd/iec61987/iec61987.nsf/PropertiesAllVersions/0112-2---61987%23ABB095,https://cdd.iec.ch/cdd/iec61987/iec61987.nsf/PropertiesAllVersions/0112-2---61987%23ABA342,https://cdd.iec.ch/cdd/iec61987/iec61987.nsf/PropertiesAllVersions/0112-2---61987%23ABU207 | 0112-2---61987#ABA342,0112-2---61987#ABU207,0112-2---61987#ABB271,0112-2---61987#ABA577,0112-2---61987#ABB095
0112/2///61987#ABD987 | 001 | 02 | 0112/2///61987#ABD987#001 | Process case [valves] |  |  |  | properties characterizing a set of process case variables |  |  |  |  | ITEM_CLASS | [5 empty] | 0112/2///61987#ABE307 - Operating LOP for valve body assembly and process pressure regulator |  |  |  | Standard |  |  |  | 2018-03-28 | 2013-09-02 | 2013-09-02 | 2014-06-18 |  | SC65E – IEC 61987 | C00004 |  | 0112/2///61987#ABV501 | https://cdd.iec.ch/CDD/IEC61987/iec61987.nsf/Classes/0112-2---61987%23ABD987 | https://cdd.iec.ch/cdd/iec61987/iec61987.nsf/PropertiesAllVersions/0112-2---61987%23ABB165,https://cdd.iec.ch/cdd/iec61987/iec61987.nsf/PropertiesAllVersions/0112-2---61987%23ABE246,https://cdd.iec.ch/cdd/iec61987/iec61987.nsf/PropertiesAllVersions/0112-2---61987%23ABB322,https://cdd.iec.ch/cdd/iec61987/iec61987.nsf/PropertiesAllVersions/0112-2---61987%23ABD102 | 0112-2---61987#ABD102,0112-2---61987#ABB165,0112-2---61987#ABE246,0112-2---61987#ABB322
0112/2///61987#ABE606 | 001 | 01 | 0112/2///61987#ABE606#001 | Structural design of a solenoid valve |  |  |  | properties characterizing the constructional details of a solenoid valve |  |  |  |  | ITEM_CLASS | [5 empty] | 0112/2///61987#ABE604 - Structural design [solenoid valve] |  |  |  | Standard |  | IEC 61987 | IEC | 2018-03-28 | 2014-07-25 | 2018-03-20 | 2018-03-20 |  | SC65E – IEC 61987 | C00016 | 001-01 (2018-03-28 07:26:03 by BATCH 00000762) standard | 0112/2///61987#ABV501 | https://cdd.iec.ch/CDD/IEC61987/iec61987.nsf/Classes/0112-2---61987%23ABE606 | https://cdd.iec.ch/cdd/iec61987/iec61987.nsf/PropertiesAllVersions/0112-2---61987%23ABE536,https://cdd.iec.ch/cdd/iec61987/iec61987.nsf/PropertiesAllVersions/0112-2---61987%23ABE646,https://cdd.iec.ch/cdd/iec61987/iec61987.nsf/PropertiesAllVersions/0112-2---61987%23ABE647,https://cdd.iec.ch/cdd/iec61987/iec61987.nsf/PropertiesAllVersions/0112-2---61987%23ABE648,https://cdd.iec.ch/cdd/iec61987/iec61987.nsf/PropertiesAllVersions/0112-2---61987%23ABE670,https://cdd.iec.ch/cdd/iec61987/iec61987.nsf/PropertiesAllVersions/0112-2---61987%23ABE198,https://cdd.iec.ch/cdd/iec61987/iec61987.nsf/PropertiesAllVersions/0112-2---61987%23ABA608,https://cdd.iec.ch/cdd/iec61987/iec61987.nsf/PropertiesAllVersions/0112-2---61987%23ABD722,https://cdd.iec.ch/cdd/iec61987/iec61987.nsf/PropertiesAllVersions/0112-2---61987%23ABE537,https://cdd.iec.ch/cdd/iec61987/iec61987.nsf/PropertiesAllVersions/0112-2---61987%23ABE538,https://cdd.iec.ch/cdd/iec61987/iec61987.nsf/PropertiesAllVersions/0112-2---61987%23ABE539 | 0112-2---61987#ABE536,0112-2---61987#ABE646,0112-2---61987#ABE670,0112-2---61987#ABE198,0112-2---61987#ABA608,0112-2---61987#ABD722,0112-2---61987#ABE537,0112-2---61987#ABE538,0112-2---61987#ABE647,0112-2---61987#ABE648,0112-2---61987#ABE539
0112/2///61987#ABE915 | 001 | 01 | 0112/2///61987#ABE915#001 | Assigned volume pulse value |  |  |  | properties characterizing a pulse values configured at the factory for volume |  | Polymorphic element: ABE915, Id: 9 |  |  | ITEM_CLASS | [5 empty] | 0112/2///61987#ABG099 - Assigned variable [19]0112/2///61987#ABG101 - Assigned variable [21] |  |  |  | Standard |  | IEC 61987 | IEC | 2018-03-28 | 2018-03-28 | 2018-03-28 | 2018-03-28 |  | SC65E – IEC 61987 | C00018 | 001-01 (2018-03-28 07:26:04 by BATCH 00000762) standard | 0112/2///61987#ABV501 | https://cdd.iec.ch/CDD/IEC61987/iec61987.nsf/Classes/0112-2---61987%23ABE915 | https://cdd.iec.ch/cdd/iec61987/iec61987.nsf/PropertiesAllVersions/0112-2---61987%23ABE921,https://cdd.iec.ch/cdd/iec61987/iec61987.nsf/PropertiesAllVersions/0112-2---61987%23ABE922,https://cdd.iec.ch/cdd/iec61987/iec61987.nsf/PropertiesAllVersions/0112-2---61987%23ABE882,https://cdd.iec.ch/cdd/iec61987/iec61987.nsf/PropertiesAllVersions/0112-2---61987%23ABE931,https://cdd.iec.ch/cdd/iec61987/iec61987.nsf/PropertiesAllVersions/0112-2---61987%23ABE932,https://cdd.iec.ch/cdd/iec61987/iec61987.nsf/PropertiesAllVersions/0112-2---61987%23ABE937 | 0112-2---61987#ABE921,0112-2---61987#ABE922,0112-2---61987#ABE882,0112-2---61987#ABE931,0112-2---61987#ABE932,0112-2---61987#ABE937
0112/2///61987#ABC676 | 002 | 01 | 0112/2///61987#ABC676#002 | Type of performance variable [6] |  |  |  | administration block for polymorphism acting as proxy for the selected performance type |  | 15 ABC676.15 |  |  | ITEM_CLASS | [5 empty] | 0112/2///61987#ABC508 - Performance variable [6] |  |  |  | Standard |  |  |  | 2018-03-28 | 2013-08-27 | 2016-05-24 | 2016-05-24 |  | SC65E – IEC 61987 | C00004 |  | 0112/2///61987#ABV501 | https://cdd.iec.ch/CDD/IEC61987/iec61987.nsf/Classes/0112-2---61987%23ABC676 | https://cdd.iec.ch/cdd/iec61987/iec61987.nsf/PropertiesAllVersions/0112-2---61987%23ABU427,https://cdd.iec.ch/cdd/iec61987/iec61987.nsf/PropertiesAllVersions/0112-2---61987%23ABU439,https://cdd.iec.ch/cdd/iec61987/iec61987.nsf/PropertiesAllVersions/0112-2---61987%23ABU440 | 0112-2---61987#ABU427,0112-2---61987#ABU439,0112-2---61987#ABU440
0112/2///61987#ABD980 | 001 | 02 | 0112/2///61987#ABD980#001 | Pneumatic/hydraulic output for positioner |  |  |  | properties characterizing a pneumatic or hydraulic output of the positioner |  | 2 ABD980.2 |  |  | ITEM_CLASS | [5 empty] | 0112/2///61987#ABE042 - Type of output [8] |  |  |  | Standard |  |  |  | 2018-03-28 | 2013-09-02 | 2013-09-02 | 2014-06-18 |  | SC65E – IEC 61987 | C00009 |  | 0112/2///61987#ABV501 | https://cdd.iec.ch/CDD/IEC61987/iec61987.nsf/Classes/0112-2---61987%23ABD980 | https://cdd.iec.ch/cdd/iec61987/iec61987.nsf/PropertiesAllVersions/0112-2---61987%23ABE237 | 0112-2---61987#ABE237
0112/2///61987#ABF348 | 001 | 01 | 0112/2///61987#ABF348#001 | Immersible probe or transmitter |  |  |  | properties characterizing the immersible probe or transmitter of a hydrostatic pressure level transmitter |  |  |  |  | ITEM_CLASS | [5 empty] | 0112/2///61987#ABF341 - Structural design of a hydrostatic pressure level transmitter |  |  |  | Standard |  | IEC 61987 | IEC | 2018-03-28 | 2018-03-28 | 2018-03-28 | 2018-03-28 |  | SC65E – IEC 61987 | C00018 | 001-01 (2018-03-28 07:26:05 by BATCH 00000762) standard | 0112/2///61987#ABV501 | https://cdd.iec.ch/CDD/IEC61987/iec61987.nsf/Classes/0112-2---61987%23ABF348 | https://cdd.iec.ch/cdd/iec61987/iec61987.nsf/PropertiesAllVersions/0112-2---61987%23ABF349,https://cdd.iec.ch/cdd/iec61987/iec61987.nsf/PropertiesAllVersions/0112-2---61987%23ABF350,https://cdd.iec.ch/cdd/iec61987/iec61987.nsf/PropertiesAllVersions/0112-2---61987%23ABA640,https://cdd.iec.ch/cdd/iec61987/iec61987.nsf/PropertiesAllVersions/0112-2---61987%23ABB932,https://cdd.iec.ch/cdd/iec61987/iec61987.nsf/PropertiesAllVersions/0112-2---61987%23ABF784,https://cdd.iec.ch/cdd/iec61987/iec61987.nsf/PropertiesAllVersions/0112-2---61987%23ABF330,https://cdd.iec.ch/cdd/iec61987/iec61987.nsf/PropertiesAllVersions/0112-2---61987%23ABA558,https://cdd.iec.ch/cdd/iec61987/iec61987.nsf/PropertiesAllVersions/0112-2---61987%23ABA179,https://cdd.iec.ch/cdd/iec61987/iec61987.nsf/PropertiesAllVersions/0112-2---61987%23ABB386,https://cdd.iec.ch/cdd/iec61987/iec61987.nsf/PropertiesAllVersions/0112-2---61987%23ABB510,https://cdd.iec.ch/cdd/iec61987/iec61987.nsf/PropertiesAllVersions/0112-2---61987%23ABF352,https://cdd.iec.ch/cdd/iec61987/iec61987.nsf/PropertiesAllVersions/0112-2---61987%23ABF785 | 0112-2---61987#ABA558,0112-2---61987#ABA179,0112-2---61987#ABB510,0112-2---61987#ABB932,0112-2---61987#ABF784,0112-2---61987#ABF330,0112-2---61987#ABB386,0112-2---61987#ABF352,0112-2---61987#ABF785,0112-2---61987#ABF349,0112-2---61987#ABF350,0112-2---61987#ABA640
0112/2///61987#ABH458 | 002 | 01 | 0112/2///61987#ABH458#002 | Rated operating conditions [27] |  |  |  | properties characterizing the conditions that must be fulfilled during operation in order that a device or assembly performs as designed |  |  |  |  | ITEM_CLASS | [5 empty] | 0112/2///61987#ABA010 - Device LOP for orifice/differential pressure flow transmitter |  |  | false | Standard |  | IEC 61987 | IEC | 2022-12-09 | 2018-03-21 | 2022-12-09 | 2022-12-09 |  | IEC/SC 65E | C00112 |  | 0112/2///61987#ABV501 | https://cdd.iec.ch/CDD/IEC61987/iec61987.nsf/Classes/0112-2---61987%23ABH458 | https://cdd.iec.ch/cdd/iec61987/iec61987.nsf/PropertiesAllVersions/0112-2---61987%23ABC933,https://cdd.iec.ch/cdd/iec61987/iec61987.nsf/PropertiesAllVersions/0112-2---61987%23ABC859,https://cdd.iec.ch/cdd/iec61987/iec61987.nsf/PropertiesAllVersions/0112-2---61987%23ABH461,https://cdd.iec.ch/cdd/iec61987/iec61987.nsf/PropertiesAllVersions/0112-2---61987%23ABD163 | 0112-2---61987#ABD163,0112-2---61987#ABC933,0112-2---61987#ABC859,0112-2---61987#ABH461
0112/2///61987#ABN693 | 002 | 01 | 0112/2///61987#ABN693#002 | Specific distance variables |  |  |  | properties characterizing dynamic data which are of a with a distinct distance meaning |  |  |  |  | ITEM_CLASS | [5 empty] | 0112/2///61987#ABN682 - Continuous measurement variables |  |  | false | Standard |  | IEC 61987 | IEC | 2022-12-09 |  | 2022-12-09 | 2022-12-09 |  | IEC/SC 65E | C00112 |  | 0112/2///61987#ABV501 | https://cdd.iec.ch/CDD/IEC61987/iec61987.nsf/Classes/0112-2---61987%23ABN693 | https://cdd.iec.ch/cdd/iec61987/iec61987.nsf/PropertiesAllVersions/0112-2---61987%23ABA640,https://cdd.iec.ch/cdd/iec61987/iec61987.nsf/PropertiesAllVersions/0112-2---61987%23ABA573,https://cdd.iec.ch/cdd/iec61987/iec61987.nsf/PropertiesAllVersions/0112-2---61987%23ABA195,https://cdd.iec.ch/cdd/iec61987/iec61987.nsf/PropertiesAllVersions/0112-2---61987%23ABA574,https://cdd.iec.ch/cdd/iec61987/iec61987.nsf/PropertiesAllVersions/0112-2---61987%23ABB952 | 0112-2---61987#ABA640,0112-2---61987#ABA573,0112-2---61987#ABA195,0112-2---61987#ABA574,0112-2---61987#ABB952
0112/2///61987#ABO052 | 001 | 01 | 0112/2///61987#ABO052#001 | Hub |  |  |  | network component in a communication network configured as a star network which broadcasts data packages to all connected devices | In OSI conforming communication networks, a hub operates at the physical layer (= layer 1). |  |  |  | ITEM_CLASS |  |  |  |  | 0112/2///61987#ABP285 - reference to Operating LOP for infrastructure devices |  |  |  | true | Standard |  | IEC 61987-31 | IEC | 2022-10-26 | 2022-10-26 | 2022-10-26 | 2022-10-26 |  | IEC/SC 65E | C00127 | 001-01 (2022-10-26 07:15:17 by BATCH 00000802) standard | 0112/2///61987#ABO045 | https://cdd.iec.ch/CDD/IEC61987/iec61987.nsf/Classes/0112-2---61987%23ABO052
0112/2///61987#ABC072 | 001 | 02 | 0112/2///61987#ABC072#001 | Accuracy for a subrange of flow velocity |  |  |  | properties characterizing the accuracy of a flow velocity measurement for a subrange of ideal span |  |  |  |  | ITEM_CLASS | [5 empty] | 0112/2///61987#ABC060 - Absolute performance for flow velocity |  |  |  | Standard |  |  |  | 2018-03-28 | 2013-08-27 | 2013-08-27 | 2014-06-18 |  | SC65E – IEC 61987 | C00004 |  | 0112/2///61987#ABV501 | https://cdd.iec.ch/CDD/IEC61987/iec61987.nsf/Classes/0112-2---61987%23ABC072 | https://cdd.iec.ch/cdd/iec61987/iec61987.nsf/PropertiesAllVersions/0112-2---61987%23ABB765,https://cdd.iec.ch/cdd/iec61987/iec61987.nsf/PropertiesAllVersions/0112-2---61987%23ABB766,https://cdd.iec.ch/cdd/iec61987/iec61987.nsf/PropertiesAllVersions/0112-2---61987%23ABB759,https://cdd.iec.ch/cdd/iec61987/iec61987.nsf/PropertiesAllVersions/0112-2---61987%23ABB760,https://cdd.iec.ch/cdd/iec61987/iec61987.nsf/PropertiesAllVersions/0112-2---61987%23ABB761 | 0112-2---61987#ABB765,0112-2---61987#ABB766,0112-2---61987#ABB759,0112-2---61987#ABB760,0112-2---61987#ABB761
0112/2///61987#ABE591 | 002 | 01 | 0112/2///61987#ABE591#002 | Installation conditions [11] |  |  |  | properties characterizing the installation conditions necessary to obtain the specified performance of the device |  |  |  |  | ITEM_CLASS | [5 empty] | 0112/2///61987#ABE590 - Rated operating conditions [14] |  |  | false | Standard |  | IEC 61987 | IEC | 2022-12-09 | 2017-12-07 | 2022-12-09 | 2022-12-09 |  | IEC/SC 65E | C00112 |  | 0112/2///61987#ABV501 | https://cdd.iec.ch/CDD/IEC61987/iec61987.nsf/Classes/0112-2---61987%23ABE591 | https://cdd.iec.ch/cdd/iec61987/iec61987.nsf/PropertiesAllVersions/0112-2---61987%23ABE510 | 0112-2---61987#ABE510
0112/2///61987#ABF363 | 001 | 01 | 0112/2///61987#ABF363#001 | Material of displacer spring |  |  |  | properties characterizing the material of which a displacer spring is made |  |  |  |  | ITEM_CLASS | [5 empty] | 0112/2///61987#ABF360 - Displacer |  |  |  | Standard |  | IEC 61987 | IEC | 2018-03-28 | 2018-03-28 | 2018-03-28 | 2018-03-28 |  | SC65E – IEC 61987 | C00018 | 001-01 (2018-03-28 07:26:05 by BATCH 00000762) standard | 0112/2///61987#ABV501 | https://cdd.iec.ch/CDD/IEC61987/iec61987.nsf/Classes/0112-2---61987%23ABF363 | https://cdd.iec.ch/cdd/iec61987/iec61987.nsf/PropertiesAllVersions/0112-2---61987%23ABB455,https://cdd.iec.ch/cdd/iec61987/iec61987.nsf/PropertiesAllVersions/0112-2---61987%23ABI460,https://cdd.iec.ch/cdd/iec61987/iec61987.nsf/PropertiesAllVersions/0112-2---61987%23ABA908,https://cdd.iec.ch/cdd/iec61987/iec61987.nsf/PropertiesAllVersions/0112-2---61987%23ABA907 | 0112-2---61987#ABB455,0112-2---61987#ABI460,0112-2---61987#ABA908,0112-2---61987#ABA907
0112/2///61987#ABG211 | 002 | 01 | 0112/2///61987#ABG211#002 | Manufacturer-specific output [18] |  |  |  | properties characterizing a manufacturer-specific output |  | Polymorphic element: ABG211, Id: 2 |  |  | ITEM_CLASS | [5 empty] | 0112/2///61987#ABG155 - Type of output [25] |  |  | false | Standard |  | IEC 61987 | IEC | 2022-12-09 | 2017-12-07 | 2022-12-09 | 2022-12-09 |  | IEC/SC 65E | C00112 |  | 0112/2///61987#ABV501 | https://cdd.iec.ch/CDD/IEC61987/iec61987.nsf/Classes/0112-2---61987%23ABG211 | https://cdd.iec.ch/cdd/iec61987/iec61987.nsf/PropertiesAllVersions/0112-2---61987%23ABB631,https://cdd.iec.ch/cdd/iec61987/iec61987.nsf/PropertiesAllVersions/0112-2---61987%23ABU974,https://cdd.iec.ch/cdd/iec61987/iec61987.nsf/PropertiesAllVersions/0112-2---61987%23ABC965 | 0112-2---61987#ABB631,0112-2---61987#ABU974,0112-2---61987#ABC965
0112/2///61987#ABE764 | 001 | 01 | 0112/2///61987#ABE764#001 | Device LOP for separate temperature transmitter |  |  |  | list of properties characterizing a separate temperature transmitter |  |  |  |  | ITEM_CLASS | [5 empty] | 0112/2///61987#ABE446 - Separate temperature transmitter |  |  |  | Standard |  | IEC 61987 | IEC | 2018-03-28 | 2014-12-17 | 2016-05-24 | 2016-05-24 |  | SC65E – IEC 61987 | C00019 | 001-01 (2018-03-28 07:26:04 by BATCH 00000762) standard | 0112/2///61987#ABV504 | https://cdd.iec.ch/CDD/IEC61987/iec61987.nsf/Classes/0112-2---61987%23ABE764 | https://cdd.iec.ch/cdd/iec61987/iec61987.nsf/PropertiesAllVersions/0112-2---61987%23ABC899,https://cdd.iec.ch/cdd/iec61987/iec61987.nsf/PropertiesAllVersions/0112-2---61987%23ABC730,https://cdd.iec.ch/cdd/iec61987/iec61987.nsf/PropertiesAllVersions/0112-2---61987%23ABV159,https://cdd.iec.ch/cdd/iec61987/iec61987.nsf/PropertiesAllVersions/0112-2---61987%23ABG494,https://cdd.iec.ch/cdd/iec61987/iec61987.nsf/PropertiesAllVersions/0112-2---61987%23ABB206,https://cdd.iec.ch/cdd/iec61987/iec61987.nsf/PropertiesAllVersions/0112-2---61987%23ABG695,https://cdd.iec.ch/cdd/iec61987/iec61987.nsf/PropertiesAllVersions/0112-2---61987%23ABC830,https://cdd.iec.ch/cdd/iec61987/iec61987.nsf/PropertiesAllVersions/0112-2---61987%23ABG787,https://cdd.iec.ch/cdd/iec61987/iec61987.nsf/PropertiesAllVersions/0112-2---61987%23ABG885,https://cdd.iec.ch/cdd/iec61987/iec61987.nsf/PropertiesAllVersions/0112-2---61987%23ABG950,https://cdd.iec.ch/cdd/iec61987/iec61987.nsf/PropertiesAllVersions/0112-2---61987%23ABD088,https://cdd.iec.ch/cdd/iec61987/iec61987.nsf/PropertiesAllVersions/0112-2---61987%23ABD153,https://cdd.iec.ch/cdd/iec61987/iec61987.nsf/PropertiesAllVersions/0112-2---61987%23ABC786,https://cdd.iec.ch/cdd/iec61987/iec61987.nsf/PropertiesAllVersions/0112-2---61987%23ABC795,https://cdd.iec.ch/cdd/iec61987/iec61987.nsf/PropertiesAllVersions/0112-2---61987%23ABA293,https://cdd.iec.ch/cdd/iec61987/iec61987.nsf/PropertiesAllVersions/0112-2---61987%23ABC710 | 0112-2---61987#ABC730,0112-2---61987#ABV159,0112-2---61987#ABG885,0112-2---61987#ABA293,0112-2---61987#ABG695,0112-2---61987#ABD153,0112-2---61987#ABC786,0112-2---61987#ABC710,0112-2---61987#ABG494,0112-2---61987#ABC830,0112-2---61987#ABG787,0112-2---61987#ABD088,0112-2---61987#ABC899,0112-2---61987#ABB206,0112-2---61987#ABG950,0112-2---61987#ABC795
0112/2///61987#ABC330 | 002 | 01 | 0112/2///61987#ABC330#002 | Manufacturer identification |  |  |  | properties characterizing the information necessary for unambiguous identification of the device or a component thereof |  |  | IEC 61987-1 |  | ITEM_CLASS | [5 empty] | 0112/2///61987#ABC044 - Transmitter body [1]0112/2///61987#ABC045 - Transmitter body [2]0112/2///61987#ABC046 - Transmitter body [3]0112/2///61987#ABC047 - Transmitter body [4]0112/2///61987#ABC048 - Transmitter housing [1]0112/2///61987#ABC049 - Transmitter housing [2] |  |  | false | Standard |  | IEC 61987 | IEC | 2022-12-09 | 2017-12-07 | 2022-12-09 | 2022-12-09 |  | IEC/SC 65E | C00112 |  | 0112/2///61987#ABV501 | https://cdd.iec.ch/CDD/IEC61987/iec61987.nsf/Classes/0112-2---61987%23ABC330 | https://cdd.iec.ch/cdd/iec61987/iec61987.nsf/PropertiesAllVersions/0112-2---61987%23ABA565,https://cdd.iec.ch/cdd/iec61987/iec61987.nsf/PropertiesAllVersions/0112-2---61987%23ABB064,https://cdd.iec.ch/cdd/iec61987/iec61987.nsf/PropertiesAllVersions/0112-2---61987%23ABA567,https://cdd.iec.ch/cdd/iec61987/iec61987.nsf/PropertiesAllVersions/0112-2---61987%23ABA566,https://cdd.iec.ch/cdd/iec61987/iec61987.nsf/PropertiesAllVersions/0112-2---61987%23ABA300,https://cdd.iec.ch/cdd/iec61987/iec61987.nsf/PropertiesAllVersions/0112-2---61987%23ABA950,https://cdd.iec.ch/cdd/iec61987/iec61987.nsf/PropertiesAllVersions/0112-2---61987%23ABA581,https://cdd.iec.ch/cdd/iec61987/iec61987.nsf/PropertiesAllVersions/0112-2---61987%23ABA587,https://cdd.iec.ch/cdd/iec61987/iec61987.nsf/PropertiesAllVersions/0112-2---61987%23ABA301,https://cdd.iec.ch/cdd/iec61987/iec61987.nsf/PropertiesAllVersions/0112-2---61987%23ABA601,https://cdd.iec.ch/cdd/iec61987/iec61987.nsf/PropertiesAllVersions/0112-2---61987%23ABA926,https://cdd.iec.ch/cdd/iec61987/iec61987.nsf/PropertiesAllVersions/0112-2---61987%23ABA302,https://cdd.iec.ch/cdd/iec61987/iec61987.nsf/PropertiesAllVersions/0112-2---61987%23ABB062,https://cdd.iec.ch/cdd/iec61987/iec61987.nsf/PropertiesAllVersions/0112-2---61987%23ABA951,https://cdd.iec.ch/cdd/iec61987/iec61987.nsf/PropertiesAllVersions/0112-2---61987%23ABB757,https://cdd.iec.ch/cdd/iec61987/iec61987.nsf/PropertiesAllVersions/0112-2---61987%23ABP000 | 0112-2---61987#ABA300,0112-2---61987#ABB062,0112-2---61987#ABB064,0112-2---61987#ABA950,0112-2---61987#ABA926,0112-2---61987#ABA587,0112-2---61987#ABA301,0112-2---61987#ABA302,0112-2---61987#ABB757,0112-2---61987#ABA567,0112-2---61987#ABA566,0112-2---61987#ABA581,0112-2---61987#ABP000,0112-2---61987#ABA565,0112-2---61987#ABA601,0112-2---61987#ABA951
0112/2///61987#ABD894 | 002 | 01 | 0112/2///61987#ABD894#002 | Input [11] |  |  |  | properties characterizing a measured variable, the size of which is to be acquired and indicated by the measurement as well as any auxiliary signal inputs |  |  | from IEC 61987-1, 5.4 |  | ITEM_CLASS | [5 empty] | 0112/2///61987#ABE321 - Device LOP for positioner |  |  |  | Standard |  |  |  | 2018-03-28 | 2013-09-02 | 2016-05-02 | 2016-05-02 |  | SC65E – IEC 61987 | C00009 |  | 0112/2///61987#ABV501 | https://cdd.iec.ch/CDD/IEC61987/iec61987.nsf/Classes/0112-2---61987%23ABD894 | https://cdd.iec.ch/cdd/iec61987/iec61987.nsf/PropertiesAllVersions/0112-2---61987%23ABE324,https://cdd.iec.ch/cdd/iec61987/iec61987.nsf/PropertiesAllVersions/0112-2---61987%23ABE062,https://cdd.iec.ch/cdd/iec61987/iec61987.nsf/PropertiesAllVersions/0112-2---61987%23ABB065,https://cdd.iec.ch/cdd/iec61987/iec61987.nsf/PropertiesAllVersions/0112-2---61987%23ABE466,https://cdd.iec.ch/cdd/iec61987/iec61987.nsf/PropertiesAllVersions/0112-2---61987%23ABA340,https://cdd.iec.ch/cdd/iec61987/iec61987.nsf/PropertiesAllVersions/0112-2---61987%23ABE394 | 0112-2---61987#ABE324,0112-2---61987#ABE062,0112-2---61987#ABB065,0112-2---61987#ABE466,0112-2---61987#ABA340,0112-2---61987#ABE394
0112/2///61987#ABD902 | 001 | 02 | 0112/2///61987#ABD902#001 | Material of bonnet [2] |  |  |  | properties characterizing the material of which the bonnet is made |  |  |  |  | ITEM_CLASS | [5 empty] | - |  |  |  | Standard |  |  |  | 2018-03-28 | 2013-09-02 | 2013-09-02 | 2014-06-18 |  | SC65E – IEC 61987 | C00004 |  | 0112/2///61987#ABV501 | https://cdd.iec.ch/CDD/IEC61987/iec61987.nsf/Classes/0112-2---61987%23ABD902 | https://cdd.iec.ch/cdd/iec61987/iec61987.nsf/PropertiesAllVersions/0112-2---61987%23ABB455,https://cdd.iec.ch/cdd/iec61987/iec61987.nsf/PropertiesAllVersions/0112-2---61987%23ABI460,https://cdd.iec.ch/cdd/iec61987/iec61987.nsf/PropertiesAllVersions/0112-2---61987%23ABA908,https://cdd.iec.ch/cdd/iec61987/iec61987.nsf/PropertiesAllVersions/0112-2---61987%23ABA907 | 0112-2---61987#ABA907,0112-2---61987#ABB455,0112-2---61987#ABI460,0112-2---61987#ABA908
0112/2///61987#ABD936 | 002 | 01 | 0112/2///61987#ABD936#002 | Mechanical and electrical construction [diaphragm/pinch valve] |  |  |  | properties characterizing the constructional details of the device and its parts |  |  | IEC 61987-1, 5.8 |  | ITEM_CLASS | [5 empty] | 0112/2///61987#ABE313 - Device LOP for diaphragm valve0112/2///61987#ABE313 - Device LOP for diaphragm/pinch valve |  |  |  | Standard |  |  |  | 2018-03-28 | 2013-09-02 | 2016-05-02 | 2016-05-02 |  | SC65E – IEC 61987 | C00019 |  | 0112/2///61987#ABV501 | https://cdd.iec.ch/CDD/IEC61987/iec61987.nsf/Classes/0112-2---61987%23ABD936 | https://cdd.iec.ch/cdd/iec61987/iec61987.nsf/PropertiesAllVersions/0112-2---61987%23ABE392,https://cdd.iec.ch/cdd/iec61987/iec61987.nsf/PropertiesAllVersions/0112-2---61987%23ABE272,https://cdd.iec.ch/cdd/iec61987/iec61987.nsf/PropertiesAllVersions/0112-2---61987%23ABB139,https://cdd.iec.ch/cdd/iec61987/iec61987.nsf/PropertiesAllVersions/0112-2---61987%23ABE112,https://cdd.iec.ch/cdd/iec61987/iec61987.nsf/PropertiesAllVersions/0112-2---61987%23ABE075 | 0112-2---61987#ABE392,0112-2---61987#ABE272,0112-2---61987#ABB139,0112-2---61987#ABE112,0112-2---61987#ABE075
0112/2///61987#ABH422 | 001 | 01 | 0112/2///61987#ABH422#001 | Material of extension |  |  |  | properties characterizing the material of which an extension made |  |  |  |  | ITEM_CLASS | [5 empty] | 0112/2///61987#ABH421 - Float extension |  |  |  | Standard |  |  |  | 2018-03-28 | 2018-03-28 | 2018-03-28 | 2018-03-28 |  | SC65E – IEC 61987 | C00018 | 001-01 (2018-03-28 07:26:12 by BATCH 00000762) standard | 0112/2///61987#ABV501 | https://cdd.iec.ch/CDD/IEC61987/iec61987.nsf/Classes/0112-2---61987%23ABH422 | https://cdd.iec.ch/cdd/iec61987/iec61987.nsf/PropertiesAllVersions/0112-2---61987%23ABB455,https://cdd.iec.ch/cdd/iec61987/iec61987.nsf/PropertiesAllVersions/0112-2---61987%23ABI460,https://cdd.iec.ch/cdd/iec61987/iec61987.nsf/PropertiesAllVersions/0112-2---61987%23ABA908,https://cdd.iec.ch/cdd/iec61987/iec61987.nsf/PropertiesAllVersions/0112-2---61987%23ABA907 | 0112-2---61987#ABB455,0112-2---61987#ABI460,0112-2---61987#ABA908,0112-2---61987#ABA907
0112/2///61987#ABE340 | 001 | 01 | 0112/2///61987#ABE340#001 | Point temperature measuring device |  |  |  | radiation temperature transmitter that measures the temperature at one point on the surface of an object |  |  |  |  | ITEM_CLASS |  |  |  |  | 0112/2///61987#ABF896 - reference to Operating LOP for temperature measuring equipment |  |  |  |  | Standard |  |  |  | 2018-03-28 |  | 2016-05-24 | 2016-05-24 |  | SC65E – IEC 61987 | C00004 | 001-01 (2018-03-28 07:26:02 by BATCH 00000762) standard | 0112/2///61987#ABA836 | https://cdd.iec.ch/CDD/IEC61987/iec61987.nsf/Classes/0112-2---61987%23ABE340
0112/2///61987#ABC059 | 001 | 02 | 0112/2///61987#ABC059#001 | Absolute performance for dynamic viscosity |  |  |  | properties characterizing the accuracy of a dynamic viscosity measurement, expressed in engineering units |  | 15 ABC059.15 |  |  | ITEM_CLASS | [5 empty] | 0112/2///61987#ABC672 - Type of performance variable [2] |  |  |  | Standard |  |  |  | 2018-03-28 | 2013-08-27 | 2013-08-27 | 2014-06-18 |  | SC65E – IEC 61987 | C00004 |  | 0112/2///61987#ABV501 | https://cdd.iec.ch/CDD/IEC61987/iec61987.nsf/Classes/0112-2---61987%23ABC059 | https://cdd.iec.ch/cdd/iec61987/iec61987.nsf/PropertiesAllVersions/0112-2---61987%23ABB225,https://cdd.iec.ch/cdd/iec61987/iec61987.nsf/PropertiesAllVersions/0112-2---61987%23ABD535,https://cdd.iec.ch/cdd/iec61987/iec61987.nsf/PropertiesAllVersions/0112-2---61987%23ABB201,https://cdd.iec.ch/cdd/iec61987/iec61987.nsf/PropertiesAllVersions/0112-2---61987%23ABB750,https://cdd.iec.ch/cdd/iec61987/iec61987.nsf/PropertiesAllVersions/0112-2---61987%23ABB751,https://cdd.iec.ch/cdd/iec61987/iec61987.nsf/PropertiesAllVersions/0112-2---61987%23ABB773,https://cdd.iec.ch/cdd/iec61987/iec61987.nsf/PropertiesAllVersions/0112-2---61987%23ABB752,https://cdd.iec.ch/cdd/iec61987/iec61987.nsf/PropertiesAllVersions/0112-2---61987%23ABC701,https://cdd.iec.ch/cdd/iec61987/iec61987.nsf/PropertiesAllVersions/0112-2---61987%23ABB519,https://cdd.iec.ch/cdd/iec61987/iec61987.nsf/PropertiesAllVersions/0112-2---61987%23ABB774,https://cdd.iec.ch/cdd/iec61987/iec61987.nsf/PropertiesAllVersions/0112-2---61987%23ABB775,https://cdd.iec.ch/cdd/iec61987/iec61987.nsf/PropertiesAllVersions/0112-2---61987%23ABB776,https://cdd.iec.ch/cdd/iec61987/iec61987.nsf/PropertiesAllVersions/0112-2---61987%23ABC908,https://cdd.iec.ch/cdd/iec61987/iec61987.nsf/PropertiesAllVersions/0112-2---61987%23ABC840,https://cdd.iec.ch/cdd/iec61987/iec61987.nsf/PropertiesAllVersions/0112-2---61987%23ABC954 | 0112-2---61987#ABC701,0112-2---61987#ABB775,0112-2---61987#ABC908,0112-2---61987#ABC840,0112-2---61987#ABB225,0112-2---61987#ABD535,0112-2---61987#ABB201,0112-2---61987#ABB750,0112-2---61987#ABB751,0112-2---61987#ABB773,0112-2---61987#ABB519,0112-2---61987#ABB774,0112-2---61987#ABB752,0112-2---61987#ABB776,0112-2---61987#ABC954
0112/2///61987#ABC203 | 001 | 02 | 0112/2///61987#ABC203#001 | DIP switch |  |  |  | properties characterizing the DIP switches provided for configuring a device |  |  |  |  | ITEM_CLASS | [5 empty] | 0112/2///61987#ABC264 - Hardware configuration elements |  |  |  | Standard |  |  |  | 2018-03-28 | 2013-08-27 | 2013-08-27 | 2014-06-18 |  | SC65E – IEC 61987 | C00004 |  | 0112/2///61987#ABV501 | https://cdd.iec.ch/CDD/IEC61987/iec61987.nsf/Classes/0112-2---61987%23ABC203 | https://cdd.iec.ch/cdd/iec61987/iec61987.nsf/PropertiesAllVersions/0112-2---61987%23ABA479,https://cdd.iec.ch/cdd/iec61987/iec61987.nsf/PropertiesAllVersions/0112-2---61987%23ABA480,https://cdd.iec.ch/cdd/iec61987/iec61987.nsf/PropertiesAllVersions/0112-2---61987%23ABA481,https://cdd.iec.ch/cdd/iec61987/iec61987.nsf/PropertiesAllVersions/0112-2---61987%23ABA482,https://cdd.iec.ch/cdd/iec61987/iec61987.nsf/PropertiesAllVersions/0112-2---61987%23ABA483,https://cdd.iec.ch/cdd/iec61987/iec61987.nsf/PropertiesAllVersions/0112-2---61987%23ABA484,https://cdd.iec.ch/cdd/iec61987/iec61987.nsf/PropertiesAllVersions/0112-2---61987%23ABD273 | 0112-2---61987#ABA479,0112-2---61987#ABA480,0112-2---61987#ABA481,0112-2---61987#ABA482,0112-2---61987#ABA483,0112-2---61987#ABA484,0112-2---61987#ABD273
0112/2///61987#ABC250 | 002 | 01 | 0112/2///61987#ABC250#002 | Frequency output [1] |  |  |  | properties characterizing the parameters of the frequency output |  | 8 ABC250.8 |  |  | ITEM_CLASS | [5 empty] | 0112/2///61987#ABC665 - Type of output [2]0112/2///61987#ABC668 - Type of output [5] |  |  |  | Standard |  |  |  | 2018-03-28 | 2013-08-27 | 2016-05-24 | 2016-05-24 |  | SC65E – IEC 61987 | C00004 |  | 0112/2///61987#ABV501 | https://cdd.iec.ch/CDD/IEC61987/iec61987.nsf/Classes/0112-2---61987%23ABC250 | https://cdd.iec.ch/cdd/iec61987/iec61987.nsf/PropertiesAllVersions/0112-2---61987%23ABU190,https://cdd.iec.ch/cdd/iec61987/iec61987.nsf/PropertiesAllVersions/0112-2---61987%23ABD185 | 0112-2---61987#ABU190,0112-2---61987#ABD185
0112/2///61987#ABC472 | 004 | 01 | 0112/2///61987#ABC472#004 | Other process case variable |  |  |  | properties characterizing process case variables that are not foreseen as standard in the operating list of properties |  |  |  |  | ITEM_CLASS | [5 empty] | 0112/2///61987#ABC268 - High/single pressure side process case variables0112/2///61987#ABC327 - Low pressure side process case variables0112/2///61987#ABC534 - Process case [flow]0112/2///61987#ABD987 - Process case [valves]0112/2///61987#ABE662 - Process case [flow modification accessory]0112/2///61987#ABG450 - Process case [level]0112/2///61987#ABG452 - Process case [density] |  |  |  | Standard |  |  |  | 2018-03-28 | 2013-08-27 | 2018-03-20 | 2018-03-20 |  | SC65E – IEC 61987 | C00004 |  | 0112/2///61987#ABV501 | https://cdd.iec.ch/CDD/IEC61987/iec61987.nsf/Classes/0112-2---61987%23ABC472 | https://cdd.iec.ch/cdd/iec61987/iec61987.nsf/PropertiesAllVersions/0112-2---61987%23ABB323,https://cdd.iec.ch/cdd/iec61987/iec61987.nsf/PropertiesAllVersions/0112-2---61987%23ABB324 | 0112-2---61987#ABB324,0112-2---61987#ABB323
0112/2///61987#ABC528 | 001 | 02 | 0112/2///61987#ABC528#001 | Pressure measurement |  |  |  | properties characterizing a pressure measurement |  | 1 ABC528.1 |  |  | ITEM_CLASS | [5 empty] | 0112/2///61987#ABC661 - Type of measured variable [2]0112/2///61987#ABC662 - Type of measured variable [3]0112/2///61987#ABC663 - Type of measured variable [4]0112/2///61987#ABG011 - Type of measured variable [39]0112/2///61987#ABF979 - Type of measured variable [7]0112/2///61987#ABF981 - Type of measured variable [9]0112/2///61987#ABF984 - Type of measured variable [12]0112/2///61987#ABG012 - Type of measured variable [40]0112/2///61987#ABG013 - Type of measured variable [41] |  |  |  | Standard |  |  |  | 2018-03-28 | 2013-08-27 | 2013-08-27 | 2014-06-18 |  | SC65E – IEC 61987 | C00004 |  | 0112/2///61987#ABV501 | https://cdd.iec.ch/CDD/IEC61987/iec61987.nsf/Classes/0112-2---61987%23ABC528 | https://cdd.iec.ch/cdd/iec61987/iec61987.nsf/PropertiesAllVersions/0112-2---61987%23ABB196,https://cdd.iec.ch/cdd/iec61987/iec61987.nsf/PropertiesAllVersions/0112-2---61987%23ABB015,https://cdd.iec.ch/cdd/iec61987/iec61987.nsf/PropertiesAllVersions/0112-2---61987%23ABD050 | 0112-2---61987#ABB196,0112-2---61987#ABB015,0112-2---61987#ABD050
0112/2///61987#ABG341 | 001 | 01 | 0112/2///61987#ABG341#001 | Process design ratings [13] |  |  |  | properties characterizing the process conditions for which the device is designed |  |  |  |  | ITEM_CLASS | [5 empty] | 0112/2///61987#ABG326 - Rated operating conditions [21] |  |  |  | Standard |  | IEC 61987 | IEC | 2018-03-28 | 2014-12-17 | 2018-03-20 | 2018-03-20 |  | SC65E – IEC 61987 | C00018 | 001-01 (2018-03-28 07:26:09 by BATCH 00000762) standard | 0112/2///61987#ABV501 | https://cdd.iec.ch/CDD/IEC61987/iec61987.nsf/Classes/0112-2---61987%23ABG341 | https://cdd.iec.ch/cdd/iec61987/iec61987.nsf/PropertiesAllVersions/0112-2---61987%23ABG904,https://cdd.iec.ch/cdd/iec61987/iec61987.nsf/PropertiesAllVersions/0112-2---61987%23ABG910,https://cdd.iec.ch/cdd/iec61987/iec61987.nsf/PropertiesAllVersions/0112-2---61987%23ABC938 | 0112-2---61987#ABG904,0112-2---61987#ABG910,0112-2---61987#ABC938
0112/2///61987#ABE754 | 001 | 01 | 0112/2///61987#ABE754#001 | Level switch (generic) |  |  |  | level switch with undefined measuring principle |  |  |  |  | ITEM_CLASS |  |  |  |  | 0112/2///61987#ABF910 - reference to Operating LOP for level measuring equipment |  |  |  |  | Standard |  |  |  | 2018-03-28 |  | 2018-03-20 | 2018-03-20 |  | SC65E – IEC 61987 | C00018 | 001-01 (2018-03-28 07:26:04 by BATCH 00000762) standard | 0112/2///61987#ABA703 | https://cdd.iec.ch/CDD/IEC61987/iec61987.nsf/Classes/0112-2---61987%23ABE754 | https://cdd.iec.ch/cdd/iec61987/iec61987.nsf/PropertiesAllVersions/0112-2---61987%23ABF893 | 0112-2---61987#ABF893,0112-2---61987#ABF910
0112/2///61987#ABC182 | 003 | 01 | 0112/2///61987#ABC182#003 | Deployment conditions [1] |  |  |  | properties characterizing the deployment of the device in the pipe or vessel in order to obtain the specified performance |  |  |  |  | ITEM_CLASS | [5 empty] | 0112/2///61987#ABC303 - Installation conditions [1] |  |  | false | Standard |  | IEC 61987 | IEC | 2022-12-09 | 2017-12-07 | 2022-12-09 | 2022-12-09 |  | IEC/SC 65E | C00112 |  | 0112/2///61987#ABV501 | https://cdd.iec.ch/CDD/IEC61987/iec61987.nsf/Classes/0112-2---61987%23ABC182 | https://cdd.iec.ch/cdd/iec61987/iec61987.nsf/PropertiesAllVersions/0112-2---61987%23ABA590,https://cdd.iec.ch/cdd/iec61987/iec61987.nsf/PropertiesAllVersions/0112-2---61987%23ABD532,https://cdd.iec.ch/cdd/iec61987/iec61987.nsf/PropertiesAllVersions/0112-2---61987%23ABB052,https://cdd.iec.ch/cdd/iec61987/iec61987.nsf/PropertiesAllVersions/0112-2---61987%23ABB053,https://cdd.iec.ch/cdd/iec61987/iec61987.nsf/PropertiesAllVersions/0112-2---61987%23ABB054,https://cdd.iec.ch/cdd/iec61987/iec61987.nsf/PropertiesAllVersions/0112-2---61987%23ABA632,https://cdd.iec.ch/cdd/iec61987/iec61987.nsf/PropertiesAllVersions/0112-2---61987%23ABB096,https://cdd.iec.ch/cdd/iec61987/iec61987.nsf/PropertiesAllVersions/0112-2---61987%23ABB190,https://cdd.iec.ch/cdd/iec61987/iec61987.nsf/PropertiesAllVersions/0112-2---61987%23ABA088,https://cdd.iec.ch/cdd/iec61987/iec61987.nsf/PropertiesAllVersions/0112-2---61987%23ABB024 | 0112-2---61987#ABA590,0112-2---61987#ABD532,0112-2---61987#ABB054,0112-2---61987#ABB024,0112-2---61987#ABB052,0112-2---61987#ABB053,0112-2---61987#ABA632,0112-2---61987#ABB096,0112-2---61987#ABB190,0112-2---61987#ABA088
0112/2///61987#ABC543 | 002 | 01 | 0112/2///61987#ABC543#002 | Process design ratings [3] |  |  |  | properties characterizing the process conditions for which the device is designed |  |  |  |  | ITEM_CLASS | [5 empty] | 0112/2///61987#ABC560 - Rated Operating Conditions [4]0112/2///61987#ABC560 - Rated operating conditions [4]0112/2///61987#ABD516 - Rated Operating Conditions [8]0112/2///61987#ABD516 - Rated operating conditions [8] |  |  |  | Standard |  |  |  | 2018-03-28 | 2013-08-27 | 2016-05-24 | 2016-05-24 |  | SC65E – IEC 61987 | C00018 |  | 0112/2///61987#ABV501 | https://cdd.iec.ch/CDD/IEC61987/iec61987.nsf/Classes/0112-2---61987%23ABC543 | https://cdd.iec.ch/cdd/iec61987/iec61987.nsf/PropertiesAllVersions/0112-2---61987%23ABH445,https://cdd.iec.ch/cdd/iec61987/iec61987.nsf/PropertiesAllVersions/0112-2---61987%23ABD082,https://cdd.iec.ch/cdd/iec61987/iec61987.nsf/PropertiesAllVersions/0112-2---61987%23ABC950,https://cdd.iec.ch/cdd/iec61987/iec61987.nsf/PropertiesAllVersions/0112-2---61987%23ABC938 | 0112-2---61987#ABH445,0112-2---61987#ABD082,0112-2---61987#ABC950,0112-2---61987#ABC938
0112/2///61987#ABA662 | 003 | 01 | 0112/2///61987#ABA662#003 | Gauge pressure gauge |  |  |  | pressure gauge that measures and indicates a pressure relative to atmospheric pressure |  |  |  |  | ITEM_CLASS |  |  |  |  | 0112/2///61987#ABU134 - reference to Operating LOP for pressure measuring equipment |  |  |  |  | Standard |  |  |  | 2018-03-28 | 2013-08-27 | 2016-05-24 | 2016-05-24 |  | SC65E – IEC 61987 | C00004 |  | 0112/2///61987#ABA652 | https://cdd.iec.ch/CDD/IEC61987/iec61987.nsf/Classes/0112-2---61987%23ABA662 | https://cdd.iec.ch/cdd/iec61987/iec61987.nsf/PropertiesAllVersions/0112-2---61987%23ABU421 | 0112-2---61987#ABU421,0112-2---61987#ABU134
0112/2///61987#ABC045 | 002 | 01 | 0112/2///61987#ABC045#002 | Transmitter body [2] |  |  |  | properties characterizing the wetted parts of a device | Typically the process connections are attached to the body and it may include the sensing element |  |  |  | ITEM_CLASS | [5 empty] | 0112/2///61987#ABC609 - Structural design [(oval) gear flow transmitter/gauge]0112/2///61987#ABC610 - Structural design [piston flow transmitter/gauge]0112/2///61987#ABC612 - Structural design [rotating element flow transmitter/gauge]0112/2///61987#ABC616 - Structural design [positive displacement flow transmitter/gauge] |  |  |  | Standard |  |  |  | 2018-03-28 | 2013-08-27 | 2016-05-24 | 2016-05-24 |  | SC65E – IEC 61987 | C00019 |  | 0112/2///61987#ABV501 | https://cdd.iec.ch/CDD/IEC61987/iec61987.nsf/Classes/0112-2---61987%23ABC045 | https://cdd.iec.ch/cdd/iec61987/iec61987.nsf/PropertiesAllVersions/0112-2---61987%23ABC960,https://cdd.iec.ch/cdd/iec61987/iec61987.nsf/PropertiesAllVersions/0112-2---61987%23ABB102,https://cdd.iec.ch/cdd/iec61987/iec61987.nsf/PropertiesAllVersions/0112-2---61987%23ABU453,https://cdd.iec.ch/cdd/iec61987/iec61987.nsf/PropertiesAllVersions/0112-2---61987%23ABB234,https://cdd.iec.ch/cdd/iec61987/iec61987.nsf/PropertiesAllVersions/0112-2---61987%23ABB179,https://cdd.iec.ch/cdd/iec61987/iec61987.nsf/PropertiesAllVersions/0112-2---61987%23ABA553,https://cdd.iec.ch/cdd/iec61987/iec61987.nsf/PropertiesAllVersions/0112-2---61987%23ABA640,https://cdd.iec.ch/cdd/iec61987/iec61987.nsf/PropertiesAllVersions/0112-2---61987%23ABA573,https://cdd.iec.ch/cdd/iec61987/iec61987.nsf/PropertiesAllVersions/0112-2---61987%23ABA574,https://cdd.iec.ch/cdd/iec61987/iec61987.nsf/PropertiesAllVersions/0112-2---61987%23ABB932,https://cdd.iec.ch/cdd/iec61987/iec61987.nsf/PropertiesAllVersions/0112-2---61987%23ABA910,https://cdd.iec.ch/cdd/iec61987/iec61987.nsf/PropertiesAllVersions/0112-2---61987%23ABB950,https://cdd.iec.ch/cdd/iec61987/iec61987.nsf/PropertiesAllVersions/0112-2---61987%23ABA582,https://cdd.iec.ch/cdd/iec61987/iec61987.nsf/PropertiesAllVersions/0112-2---61987%23ABC976,https://cdd.iec.ch/cdd/iec61987/iec61987.nsf/PropertiesAllVersions/0112-2---61987%23ABA184,https://cdd.iec.ch/cdd/iec61987/iec61987.nsf/PropertiesAllVersions/0112-2---61987%23ABA916,https://cdd.iec.ch/cdd/iec61987/iec61987.nsf/PropertiesAllVersions/0112-2---61987%23ABA917,https://cdd.iec.ch/cdd/iec61987/iec61987.nsf/PropertiesAllVersions/0112-2---61987%23ABB010,https://cdd.iec.ch/cdd/iec61987/iec61987.nsf/PropertiesAllVersions/0112-2---61987%23ABA558,https://cdd.iec.ch/cdd/iec61987/iec61987.nsf/PropertiesAllVersions/0112-2---61987%23ABA179,https://cdd.iec.ch/cdd/iec61987/iec61987.nsf/PropertiesAllVersions/0112-2---61987%23ABB386,https://cdd.iec.ch/cdd/iec61987/iec61987.nsf/PropertiesAllVersions/0112-2---61987%23ABA589,https://cdd.iec.ch/cdd/iec61987/iec61987.nsf/PropertiesAllVersions/0112-2---61987%23ABB009,https://cdd.iec.ch/cdd/iec61987/iec61987.nsf/PropertiesAllVersions/0112-2---61987%23ABB969,https://cdd.iec.ch/cdd/iec61987/iec61987.nsf/PropertiesAllVersions/0112-2---61987%23ABA155,https://cdd.iec.ch/cdd/iec61987/iec61987.nsf/PropertiesAllVersions/0112-2---61987%23ABB398,https://cdd.iec.ch/cdd/iec61987/iec61987.nsf/PropertiesAllVersions/0112-2---61987%23ABB388,https://cdd.iec.ch/cdd/iec61987/iec61987.nsf/PropertiesAllVersions/0112-2---61987%23ABB389,https://cdd.iec.ch/cdd/iec61987/iec61987.nsf/PropertiesAllVersions/0112-2---61987%23ABB383,https://cdd.iec.ch/cdd/iec61987/iec61987.nsf/PropertiesAllVersions/0112-2---61987%23ABD007,https://cdd.iec.ch/cdd/iec61987/iec61987.nsf/PropertiesAllVersions/0112-2---61987%23ABC804,https://cdd.iec.ch/cdd/iec61987/iec61987.nsf/PropertiesAllVersions/0112-2---61987%23ABB177,https://cdd.iec.ch/cdd/iec61987/iec61987.nsf/PropertiesAllVersions/0112-2---61987%23ABC803,https://cdd.iec.ch/cdd/iec61987/iec61987.nsf/PropertiesAllVersions/0112-2---61987%23ABC012,https://cdd.iec.ch/cdd/iec61987/iec61987.nsf/PropertiesAllVersions/0112-2---61987%23ABC861 | 0112-2---61987#ABB102,0112-2---61987#ABB950,0112-2---61987#ABA582,0112-2---61987#ABC803,0112-2---61987#ABC960,0112-2---61987#ABA184,0112-2---61987#ABA553,0112-2---61987#ABA916,0112-2---61987#ABB009,0112-2---61987#ABB388,0112-2---61987#ABB389,0112-2---61987#ABB234,0112-2---61987#ABA179,0112-2---61987#ABB398,0112-2---61987#ABA640,0112-2---61987#ABB932,0112-2---61987#ABA558,0112-2---61987#ABB177,0112-2---61987#ABC012,0112-2---61987#ABU453,0112-2---61987#ABA573,0112-2---61987#ABA910,0112-2---61987#ABA589,0112-2---61987#ABB383,0112-2---61987#ABC861,0112-2---61987#ABB386,0112-2---61987#ABC804,0112-2---61987#ABB179,0112-2---61987#ABA574,0112-2---61987#ABC976,0112-2---61987#ABA917,0112-2---61987#ABB010,0112-2---61987#ABB969,0112-2---61987#ABA155,0112-2---61987#ABD007
0112/2///61987#ABC308 | 005 | 01 | 0112/2///61987#ABC308#005 | Internal cleaning in place conditions |  |  |  | properties characterizing the in-line cleaning of the device |  |  |  |  | ITEM_CLASS | [5 empty] | 0112/2///61987#ABC541 - Process design ratings [1]0112/2///61987#ABC542 - Process design ratings [2]0112/2///61987#ABC543 - Process design ratings [3]0112/2///61987#ABC544 - Process design ratings [4]0112/2///61987#ABD992 - Process design ratings [5]0112/2///61987#ABE593 - Process design ratings [6]0112/2///61987#ABG335 - Process design ratings [7]0112/2///61987#ABG336 - Process design ratings [8]0112/2///61987#ABG337 - Process design ratings [9]0112/2///61987#ABG339 - Process design ratings [11]0112/2///61987#ABG340 - Process design ratings [12]0112/2///61987#ABG341 - Process design ratings [13]0112/2///61987#ABG342 - Process design ratings [14]0112/2///61987#ABH460 - Process design ratings [15] |  |  |  | Standard |  |  |  | 2018-03-28 | 2013-08-27 | 2018-03-20 | 2018-03-20 |  | SC65E – IEC 61987 | C00004 |  | 0112/2///61987#ABV501 | https://cdd.iec.ch/CDD/IEC61987/iec61987.nsf/Classes/0112-2---61987%23ABC308 | https://cdd.iec.ch/cdd/iec61987/iec61987.nsf/PropertiesAllVersions/0112-2---61987%23ABA125,https://cdd.iec.ch/cdd/iec61987/iec61987.nsf/PropertiesAllVersions/0112-2---61987%23ABA127,https://cdd.iec.ch/cdd/iec61987/iec61987.nsf/PropertiesAllVersions/0112-2---61987%23ABA128,https://cdd.iec.ch/cdd/iec61987/iec61987.nsf/PropertiesAllVersions/0112-2---61987%23ABA131,https://cdd.iec.ch/cdd/iec61987/iec61987.nsf/PropertiesAllVersions/0112-2---61987%23ABA132,https://cdd.iec.ch/cdd/iec61987/iec61987.nsf/PropertiesAllVersions/0112-2---61987%23ABA599 | 0112-2---61987#ABA125,0112-2---61987#ABA127,0112-2---61987#ABA128,0112-2---61987#ABA131,0112-2---61987#ABA132,0112-2---61987#ABA599
0112/2///61987#ABC605 | 002 | 01 | 0112/2///61987#ABC605#002 | Structural design [swirl flow transmitter] |  |  |  | properties characterizing the constructional details of a device |  |  |  |  | ITEM_CLASS | [5 empty] | 0112/2///61987#ABC424 - Mechanical and electrical construction [swirl flow transmitter] |  |  |  | Standard |  |  |  | 2018-03-28 | 2013-08-27 | 2016-05-24 | 2016-05-24 |  | SC65E – IEC 61987 | C00004 |  | 0112/2///61987#ABV501 | https://cdd.iec.ch/CDD/IEC61987/iec61987.nsf/Classes/0112-2---61987%23ABC605 | https://cdd.iec.ch/cdd/iec61987/iec61987.nsf/PropertiesAllVersions/0112-2---61987%23ABC876,https://cdd.iec.ch/cdd/iec61987/iec61987.nsf/PropertiesAllVersions/0112-2---61987%23ABD260,https://cdd.iec.ch/cdd/iec61987/iec61987.nsf/PropertiesAllVersions/0112-2---61987%23ABD286,https://cdd.iec.ch/cdd/iec61987/iec61987.nsf/PropertiesAllVersions/0112-2---61987%23ABA177,https://cdd.iec.ch/cdd/iec61987/iec61987.nsf/PropertiesAllVersions/0112-2---61987%23ABD290,https://cdd.iec.ch/cdd/iec61987/iec61987.nsf/PropertiesAllVersions/0112-2---61987%23ABA182,https://cdd.iec.ch/cdd/iec61987/iec61987.nsf/PropertiesAllVersions/0112-2---61987%23ABD281,https://cdd.iec.ch/cdd/iec61987/iec61987.nsf/PropertiesAllVersions/0112-2---61987%23ABD284 | 0112-2---61987#ABC876,0112-2---61987#ABD260,0112-2---61987#ABD286,0112-2---61987#ABA177,0112-2---61987#ABD290,0112-2---61987#ABA182,0112-2---61987#ABD281,0112-2---61987#ABD284
0112/2///61987#ABD533 | 005 | 01 | 0112/2///61987#ABD533#005 | Overall dimensions and weight [1] |  |  |  | properties characterizing general mechanical properties of the device |  |  |  |  | ITEM_CLASS | [5 empty] | 0112/2///61987#ABC426 - Mechanical and electrical construction [electromagnetic insertion flow transmitter]0112/2///61987#ABC437 - Mechanical and electrical construction [remote/separate transmitter]0112/2///61987#ABC438 - Mechanical and electrical construction [absolute/gauge pressure transmitter]0112/2///61987#ABC439 - Mechanical and electrical construction [differential pressure transmitter]0112/2///61987#ABC440 - Mechanical and electrical construction [absolute/gauge pressure gauge]0112/2///61987#ABC441 - Mechanical and electrical construction [differential pressure gauge]0112/2///61987#ABC443 - Mechanical and electrical construction [manifold]0112/2///61987#ABD932 - Mechanical and electrical construction [positioner]0112/2///61987#ABD934 - Mechanical and electrical construction [pneumatic rotary actuator]0112/2///61987#ABD938 - Mechanical and electrical construction [pneumatic linear actuator]0112/2///61987#ABE596 - Mechanical and electrical construction [position transmitter]0112/2///61987#ABE599 - Mechanical and electrical construction [limit switch]0112/2///61987#ABE603 - Mechanical and electrical construction [solenoid valve]0112/2///61987#ABE608 - Mechanical and electrical construction [filter regulator]0112/2///61987#ABE616 - Mechanical and electrical construction [I/P converter]0112/2///61987#ABG360 - Mechanical and electrical construction [level transmitter]0112/2///61987#ABG361 - Mechanical and electrical construction [level switch]0112/2///61987#ABG362 - Mechanical and electrical construction [hydrostatic pressure level transmitter]0112/2///61987#ABG363 - Mechanical and electrical construction [displacer level transmitter/switch]0112/2///61987#ABG364 - Mechanical and electrical construction [guided-wave radar level transmitter/switch]0112/2///61987#ABG365 - Mechanical and electrical construction [float level transmitter/switch]0112/2///61987#ABG366 - Mechanical and electrical construction [capacitance level transmitter/switch]0112/2///61987#ABG367 - Mechanical and electrical construction [conductance level transmitter/switch]0112/2///61987#ABG368 - Mechanical and electrical construction [magnetic level gauge]0112/2///61987#ABG369 - Mechanical and electrical construction [nuclear level transmitter/switch]0112/2///61987#ABG370 - Mechanical and electrical construction [free-space radar level transmitter]0112/2///61987#ABG371 - Mechanical and electrical construction [plumb bob level transmitter]0112/2///61987#ABG372 - Mechanical and electrical construction [ultrasonic level transmitter]0112/2///61987#ABG373 - Mechanical and electrical construction [laser level transmitter]0112/2///61987#ABG374 - Mechanical and electrical construction [servo level transmitter ]0112/2///61987#ABG375 - Mechanical and electrical construction [separate level transmitter/switching unit]0112/2///61987#ABG376 - Mechanical and electrical construction [optical level switch]0112/2///61987#ABG377 - Mechanical and electrical construction [rotary paddle switch]0112/2///61987#ABG378 - Mechanical and electrical construction [vibrating level switch]0112/2///61987#ABG379 - Mechanical and electrical construction [ultrasonic level switch]0112/2///61987#ABG380 - Mechanical and electrical construction [microwave level switch]0112/2///61987#ABG381 - Mechanical and electrical construction [thermal level switch]0112/2///61987#ABG382 - Mechanical and electrical construction [sight level indicator]0112/2///61987#ABG383 - Mechanical and electrical construction [sight level gauge]0112/2///61987#ABG384 - Mechanical and electrical construction [stilling well]0112/2///61987#ABG385 - Mechanical and electrical construction [window]0112/2///61987#ABG386 - Mechanical and electrical construction [bypass/measuring chamber]0112/2///61987#ABG387 - Mechanical and electrical construction [temperature transmitter]0112/2///61987#ABG388 - Mechanical and electrical construction [contact temperature transmitter]0112/2///61987#ABG389 - Mechanical and electrical construction [radiation thermometer]0112/2///61987#ABG390 - Mechanical and electrical construction [separate temperature transmitter]0112/2///61987#ABG391 - Mechanical and electrical construction [insert/element]0112/2///61987#ABG392 - Mechanical and electrical construction [temperature connection head]0112/2///61987#ABG393 - Mechanical and electrical construction [thermowell extension]0112/2///61987#ABG394 - Mechanical and electrical construction [thermowell]0112/2///61987#ABG395 - Mechanical and electrical construction [temperature gauge]0112/2///61987#ABG404 - Mechanical and electrical construction [separate density transmitter]0112/2///61987#ABP049 - Mechanical and electrical construction [I/O module] |  |  |  | Standard |  |  |  | 2018-03-28 | 2013-09-27 | 2018-03-20 | 2018-03-20 |  | SC65E – IEC 61987 | C00004 |  | 0112/2///61987#ABV501 | https://cdd.iec.ch/CDD/IEC61987/iec61987.nsf/Classes/0112-2---61987%23ABD533 | https://cdd.iec.ch/cdd/iec61987/iec61987.nsf/PropertiesAllVersions/0112-2---61987%23ABA553,https://cdd.iec.ch/cdd/iec61987/iec61987.nsf/PropertiesAllVersions/0112-2---61987%23ABA640,https://cdd.iec.ch/cdd/iec61987/iec61987.nsf/PropertiesAllVersions/0112-2---61987%23ABA573,https://cdd.iec.ch/cdd/iec61987/iec61987.nsf/PropertiesAllVersions/0112-2---61987%23ABA574,https://cdd.iec.ch/cdd/iec61987/iec61987.nsf/PropertiesAllVersions/0112-2---61987%23ABA144 | 0112-2---61987#ABA574,0112-2---61987#ABA144,0112-2---61987#ABA553,0112-2---61987#ABA640,0112-2---61987#ABA573
0112/2///61987#ABE326 | 001 | 01 | 0112/2///61987#ABE326#001 | Type of control input |  |  |  | administration block for polymorphism acting as proxy for the selected control input type |  | 1 ABE326.1 |  |  | ITEM_CLASS | [5 empty] | 0112/2///61987#ABD806 - Control input |  |  |  | Standard |  |  |  | 2018-03-28 | 2013-09-02 | 2016-05-02 | 2016-05-02 |  | SC65E – IEC 61987 | C00009 | 001-01 (2018-03-28 07:26:01 by BATCH 00000762) standard | 0112/2///61987#ABV501 | https://cdd.iec.ch/CDD/IEC61987/iec61987.nsf/Classes/0112-2---61987%23ABE326 | https://cdd.iec.ch/cdd/iec61987/iec61987.nsf/PropertiesAllVersions/0112-2---61987%23ABU530,https://cdd.iec.ch/cdd/iec61987/iec61987.nsf/PropertiesAllVersions/0112-2---61987%23ABU544,https://cdd.iec.ch/cdd/iec61987/iec61987.nsf/PropertiesAllVersions/0112-2---61987%23ABU545,https://cdd.iec.ch/cdd/iec61987/iec61987.nsf/PropertiesAllVersions/0112-2---61987%23ABU546 | 0112-2---61987#ABU530,0112-2---61987#ABU544,0112-2---61987#ABU545,0112-2---61987#ABU546
0112/2///61987#ABF635 | 001 | 01 | 0112/2///61987#ABF635#001 | Structural design of a vibrating fork/rod density transmitter |  |  |  | properties characterizing the constructional details of a vibrating fork/rod density transmitter |  |  |  |  | ITEM_CLASS | [5 empty] | 0112/2///61987#ABG446 - Structural design [vibrating fork/rod density transmitter] |  |  |  | Standard |  | IEC 61987 | IEC | 2018-03-28 | 2014-12-17 | 2018-03-20 | 2018-03-20 |  | SC65E – IEC 61987 | C00017 | 001-01 (2018-03-28 07:26:06 by BATCH 00000762) standard | 0112/2///61987#ABV501 | https://cdd.iec.ch/CDD/IEC61987/iec61987.nsf/Classes/0112-2---61987%23ABF635 | https://cdd.iec.ch/cdd/iec61987/iec61987.nsf/PropertiesAllVersions/0112-2---61987%23ABU431,https://cdd.iec.ch/cdd/iec61987/iec61987.nsf/PropertiesAllVersions/0112-2---61987%23ABH359,https://cdd.iec.ch/cdd/iec61987/iec61987.nsf/PropertiesAllVersions/0112-2---61987%23ABE884,https://cdd.iec.ch/cdd/iec61987/iec61987.nsf/PropertiesAllVersions/0112-2---61987%23ABF744,https://cdd.iec.ch/cdd/iec61987/iec61987.nsf/PropertiesAllVersions/0112-2---61987%23ABF745,https://cdd.iec.ch/cdd/iec61987/iec61987.nsf/PropertiesAllVersions/0112-2---61987%23ABH393,https://cdd.iec.ch/cdd/iec61987/iec61987.nsf/PropertiesAllVersions/0112-2---61987%23ABA633,https://cdd.iec.ch/cdd/iec61987/iec61987.nsf/PropertiesAllVersions/0112-2---61987%23ABB140,https://cdd.iec.ch/cdd/iec61987/iec61987.nsf/PropertiesAllVersions/0112-2---61987%23ABB396,https://cdd.iec.ch/cdd/iec61987/iec61987.nsf/PropertiesAllVersions/0112-2---61987%23ABB915,https://cdd.iec.ch/cdd/iec61987/iec61987.nsf/PropertiesAllVersions/0112-2---61987%23ABD033,https://cdd.iec.ch/cdd/iec61987/iec61987.nsf/PropertiesAllVersions/0112-2---61987%23ABB457,https://cdd.iec.ch/cdd/iec61987/iec61987.nsf/PropertiesAllVersions/0112-2---61987%23ABC969 | 0112-2---61987#ABH359,0112-2---61987#ABE884,0112-2---61987#ABF745,0112-2---61987#ABB396,0112-2---61987#ABB915,0112-2---61987#ABB457,0112-2---61987#ABU431,0112-2---61987#ABH393,0112-2---61987#ABA633,0112-2---61987#ABB140,0112-2---61987#ABD033,0112-2---61987#ABC969,0112-2---61987#ABF744
0112/2///61987#ABP024 | 001 | 01 | 0112/2///61987#ABP024#001 | Deployment conditions [infrastructure device] |  |  |  | properties characterizing the deployment of the device in order to obtain the specified performance of an infrastructure device |  |  |  |  | ITEM_CLASS | [5 empty] | 0112/2///61987#ABP045 - Installation conditions [infrastructure device] |  |  | false | Standard |  | IEC 61987 | IEC | 2023-01-23 | 2023-01-23 | 2023-01-23 | 2023-01-23 |  | IEC/SC 65E | C00128 | 001-01 (2023-01-23 14:53:33 by BATCH 00000807) standard | 0112/2///61987#ABV501 | https://cdd.iec.ch/CDD/IEC61987/iec61987.nsf/Classes/0112-2---61987%23ABP024 | https://cdd.iec.ch/cdd/iec61987/iec61987.nsf/PropertiesAllVersions/0112-2---61987%23ABA590,https://cdd.iec.ch/cdd/iec61987/iec61987.nsf/PropertiesAllVersions/0112-2---61987%23ABB024 | 0112-2---61987#ABB024,0112-2---61987#ABA590
0112/2///61987#ABU557 | 004 | 01 | 0112/2///61987#ABU557#004 | Function and system design [6] |  |  |  | properties characterizing the use and/or the dependability of a device as well as its behaviour within a system |  |  |  |  | ITEM_CLASS | [5 empty] | 0112/2///61987#ABE310 - Device LOP for valve body assembly0112/2///61987#ABE311 - Device LOP for globe valve0112/2///61987#ABE312 - Device LOP for gate valve0112/2///61987#ABE313 - Device LOP for diaphragm valve0112/2///61987#ABE313 - Device LOP for diaphragm/pinch valve0112/2///61987#ABE314 - Device LOP for butterfly valve0112/2///61987#ABE315 - Device LOP for eccentric plug valve0112/2///61987#ABE316 - Device LOP for plug valve0112/2///61987#ABE317 - Device LOP for ball valve0112/2///61987#ABE319 - Device LOP for pneumatic linear actuator0112/2///61987#ABE320 - Device LOP for pneumatic rotary actuator0112/2///61987#ABE632 - Device LOP for filter regulator |  |  | false | Standard |  | IEC 61987 | IEC | 2022-12-09 | 2017-12-07 | 2022-12-09 | 2022-12-09 |  | IEC/SC 65E | C00112 |  | 0112/2///61987#ABV501 | https://cdd.iec.ch/CDD/IEC61987/iec61987.nsf/Classes/0112-2---61987%23ABU557 | https://cdd.iec.ch/cdd/iec61987/iec61987.nsf/PropertiesAllVersions/0112-2---61987%23ABB028,https://cdd.iec.ch/cdd/iec61987/iec61987.nsf/PropertiesAllVersions/0112-2---61987%23ABN592,https://cdd.iec.ch/cdd/iec61987/iec61987.nsf/PropertiesAllVersions/0112-2---61987%23ABN593,https://cdd.iec.ch/cdd/iec61987/iec61987.nsf/PropertiesAllVersions/0112-2---61987%23ABA310,https://cdd.iec.ch/cdd/iec61987/iec61987.nsf/PropertiesAllVersions/0112-2---61987%23ABE084 | 0112-2---61987#ABN593,0112-2---61987#ABA310,0112-2---61987#ABE084,0112-2---61987#ABB028,0112-2---61987#ABN592
0112/2///61987#ABA810 | 002 | 01 | 0112/2///61987#ABA810#002 | Magnetostrictive level transmitter |  |  |  | is a float level transmitter that uses the magnetostrictive effect to determine the position of the float |  |  |  |  | ITEM_CLASS |  |  |  |  | 0112/2///61987#ABF870 - reference to Device LOP for float level transmitter/switch0112/2///61987#ABF910 - reference to Operating LOP for level measuring equipment |  |  |  |  | Standard |  |  |  | 2018-03-28 | 2013-08-27 | 2016-05-24 | 2016-05-24 |  | SC65E – IEC 61987 | C00004 |  | 0112/2///61987#ABA809 | https://cdd.iec.ch/CDD/IEC61987/iec61987.nsf/Classes/0112-2---61987%23ABA810 |  | 0112-2---61987#ABF870
0112/2///61987#ABE330 | 002 | 01 | 0112/2///61987#ABE330#002 | Valve body assembly (generic) |  |  |  | valve body assembly with undefined with undefined motion |  |  | IEC 60534-1 MOD |  | ITEM_CLASS |  |  |  |  | 0112/2///61987#ABU515 - reference to Operating LOP for valve body assembly and process pressure regulator |  |  |  |  | Standard |  |  |  | 2020-02-28 | 2017-12-07 | 2020-02-28 | 2020-02-28 |  | SC65E – IEC 61987 | C00009 |  | 0112/2///61987#ABD342 | https://cdd.iec.ch/CDD/IEC61987/iec61987.nsf/Classes/0112-2---61987%23ABE330 | https://cdd.iec.ch/cdd/iec61987/iec61987.nsf/PropertiesAllVersions/0112-2---61987%23ABN980 | 0112-2---61987#ABU515,0112-2---61987#ABN980
0112/2///61987#ABO032 | 001 | 01 | 0112/2///61987#ABO032#001 | Pulse input module |  |  |  | input module that provides an pulse signal to another device | Some pulse inputs interpret pulse rates and are called frequency inputs. |  |  |  | ITEM_CLASS |  |  |  |  | 0112/2///61987#ABP230 - reference to Device LOP for I/O modules0112/2///61987#ABP285 - reference to Operating LOP for infrastructure devices |  |  |  | true | Standard |  | IEC 61987-31 | IEC | 2022-10-26 | 2022-10-26 | 2022-10-26 | 2022-10-26 |  | IEC/SC 65E | C00127 | 001-01 (2022-10-26 07:15:16 by BATCH 00000802) standard | 0112/2///61987#ABO029 | https://cdd.iec.ch/CDD/IEC61987/iec61987.nsf/Classes/0112-2---61987%23ABO032
0112/2///61987#ABC163 | 005 | 01 | 0112/2///61987#ABC163#005 | Communication variable |  |  |  | properties characterizing the attributes of a communication variable |  |  |  |  | ITEM_CLASS | [5 empty] | 0112/2///61987#ABC201 - Digital communication interface |  |  |  | Standard |  |  |  | 2018-03-28 | 2013-08-27 | 2018-03-20 | 2018-03-20 |  | SC65E – IEC 61987 | C00004 |  | 0112/2///61987#ABV501 | https://cdd.iec.ch/CDD/IEC61987/iec61987.nsf/Classes/0112-2---61987%23ABC163 | https://cdd.iec.ch/cdd/iec61987/iec61987.nsf/PropertiesAllVersions/0112-2---61987%23ABB271,https://cdd.iec.ch/cdd/iec61987/iec61987.nsf/PropertiesAllVersions/0112-2---61987%23ABA577,https://cdd.iec.ch/cdd/iec61987/iec61987.nsf/PropertiesAllVersions/0112-2---61987%23ABA048,https://cdd.iec.ch/cdd/iec61987/iec61987.nsf/PropertiesAllVersions/0112-2---61987%23ABA049,https://cdd.iec.ch/cdd/iec61987/iec61987.nsf/PropertiesAllVersions/0112-2---61987%23ABA051,https://cdd.iec.ch/cdd/iec61987/iec61987.nsf/PropertiesAllVersions/0112-2---61987%23ABA054,https://cdd.iec.ch/cdd/iec61987/iec61987.nsf/PropertiesAllVersions/0112-2---61987%23ABD204 | 0112-2---61987#ABA049,0112-2---61987#ABA051,0112-2---61987#ABA054,0112-2---61987#ABD204,0112-2---61987#ABB271,0112-2---61987#ABA577,0112-2---61987#ABA048
0112/2///61987#ABC390 | 001 | 02 | 0112/2///61987#ABC390#001 | Material of sensor |  |  |  | properties characterizing the material of which the sensing element is made |  |  |  |  | ITEM_CLASS | [5 empty] | 0112/2///61987#ABC590 - Sensor of a thermal mass flow transmitter |  |  |  | Standard |  |  |  | 2018-03-28 | 2013-08-27 | 2013-08-27 | 2014-06-18 |  | SC65E – IEC 61987 | C00019 |  | 0112/2///61987#ABV501 | https://cdd.iec.ch/CDD/IEC61987/iec61987.nsf/Classes/0112-2---61987%23ABC390 | https://cdd.iec.ch/cdd/iec61987/iec61987.nsf/PropertiesAllVersions/0112-2---61987%23ABB455,https://cdd.iec.ch/cdd/iec61987/iec61987.nsf/PropertiesAllVersions/0112-2---61987%23ABI460,https://cdd.iec.ch/cdd/iec61987/iec61987.nsf/PropertiesAllVersions/0112-2---61987%23ABA908,https://cdd.iec.ch/cdd/iec61987/iec61987.nsf/PropertiesAllVersions/0112-2---61987%23ABA907 | 0112-2---61987#ABB455,0112-2---61987#ABI460,0112-2---61987#ABA908,0112-2---61987#ABA907
0112/2///61987#ABC564 | 002 | 01 | 0112/2///61987#ABC564#002 | Reference conditions for the performance variable [1] |  |  |  | properties characterizing the reference conditions under which the performance of a device regarding a performance variable was tested |  |  |  |  | ITEM_CLASS | [5 empty] | 0112/2///61987#ABC503 - Performance variable [1]0112/2///61987#ABC504 - Performance variable [2]0112/2///61987#ABC505 - Performance variable [3]0112/2///61987#ABC507 - Performance variable [5] |  |  |  | Standard |  |  |  | 2018-03-28 | 2013-09-27 | 2016-05-24 | 2016-05-24 |  | SC65E – IEC 61987 | C00004 |  | 0112/2///61987#ABV501 | https://cdd.iec.ch/CDD/IEC61987/iec61987.nsf/Classes/0112-2---61987%23ABC564 | https://cdd.iec.ch/cdd/iec61987/iec61987.nsf/PropertiesAllVersions/0112-2---61987%23ABD193,https://cdd.iec.ch/cdd/iec61987/iec61987.nsf/PropertiesAllVersions/0112-2---61987%23ABD198,https://cdd.iec.ch/cdd/iec61987/iec61987.nsf/PropertiesAllVersions/0112-2---61987%23ABD200 | 0112-2---61987#ABD193,0112-2---61987#ABD198,0112-2---61987#ABD200
0112/2///61987#ABG375 | 001 | 01 | 0112/2///61987#ABG375#001 | Mechanical and electrical construction [separate level transmitter/switching unit] |  |  |  | properties characterizing the constructional details of the device and its parts |  |  | IEC 61987-1, 5.8 |  | ITEM_CLASS | [5 empty] | 0112/2///61987#ABE756 - Device LOP for separate level transmitter/switching unit |  |  |  | Standard |  | IEC 61987 | IEC | 2018-03-28 | 2014-12-17 | 2018-03-20 | 2018-03-20 |  | SC65E – IEC 61987 | C00018 | 001-01 (2018-03-28 07:26:09 by BATCH 00000762) standard | 0112/2///61987#ABV501 | https://cdd.iec.ch/CDD/IEC61987/iec61987.nsf/Classes/0112-2---61987%23ABG375 | https://cdd.iec.ch/cdd/iec61987/iec61987.nsf/PropertiesAllVersions/0112-2---61987%23ABD534,https://cdd.iec.ch/cdd/iec61987/iec61987.nsf/PropertiesAllVersions/0112-2---61987%23ABG980,https://cdd.iec.ch/cdd/iec61987/iec61987.nsf/PropertiesAllVersions/0112-2---61987%23ABB139,https://cdd.iec.ch/cdd/iec61987/iec61987.nsf/PropertiesAllVersions/0112-2---61987%23ABC862,https://cdd.iec.ch/cdd/iec61987/iec61987.nsf/PropertiesAllVersions/0112-2---61987%23ABC790 | 0112-2---61987#ABB139,0112-2---61987#ABC862,0112-2---61987#ABC790,0112-2---61987#ABD534,0112-2---61987#ABG980
0112/2///61987#ABA749 | 002 | 01 | 0112/2///61987#ABA749#002 | Weight switch |  |  |  | switch that outputs a discrete signal to detect a weight regime |  |  |  |  | ITEM_CLASS | [9 empty] | Standard |  |  |  | 2018-03-28 | 2013-08-27 | 2016-05-24 | 2016-05-24 |  | SC65E – IEC 61987 | C00004 |  | 0112/2///61987#ABA697 | https://cdd.iec.ch/CDD/IEC61987/iec61987.nsf/Classes/0112-2---61987%23ABA749
0112/2///61987#ABC040 | 003 | 01 | 0112/2///61987#ABC040#003 | Totalizer indicator [2] |  |  |  | properties characterizing a mechanical totalizer supplied with the device |  |  |  |  | ITEM_CLASS | [5 empty] | 0112/2///61987#ABC609 - Structural design [(oval) gear flow transmitter/gauge]0112/2///61987#ABC610 - Structural design [piston flow transmitter/gauge]0112/2///61987#ABC612 - Structural design [rotating element flow transmitter/gauge]0112/2///61987#ABC616 - Structural design [positive displacement flow transmitter/gauge]0112/2///61987#ABC617 - Structural design [helix flow transmitter/gauge] |  |  |  | Standard |  |  |  | 2020-02-24 | 2017-12-07 | 2020-02-24 | 2020-02-24 |  | SC65E – IEC 61987 | C00091 |  | 0112/2///61987#ABV501 | https://cdd.iec.ch/CDD/IEC61987/iec61987.nsf/Classes/0112-2---61987%23ABC040 | https://cdd.iec.ch/cdd/iec61987/iec61987.nsf/PropertiesAllVersions/0112-2---61987%23ABB271,https://cdd.iec.ch/cdd/iec61987/iec61987.nsf/PropertiesAllVersions/0112-2---61987%23ABA577,https://cdd.iec.ch/cdd/iec61987/iec61987.nsf/PropertiesAllVersions/0112-2---61987%23ABA183,https://cdd.iec.ch/cdd/iec61987/iec61987.nsf/PropertiesAllVersions/0112-2---61987%23ABB393,https://cdd.iec.ch/cdd/iec61987/iec61987.nsf/PropertiesAllVersions/0112-2---61987%23ABA184,https://cdd.iec.ch/cdd/iec61987/iec61987.nsf/PropertiesAllVersions/0112-2---61987%23ABB502,https://cdd.iec.ch/cdd/iec61987/iec61987.nsf/PropertiesAllVersions/0112-2---61987%23ABB074,https://cdd.iec.ch/cdd/iec61987/iec61987.nsf/PropertiesAllVersions/0112-2---61987%23ABB076,https://cdd.iec.ch/cdd/iec61987/iec61987.nsf/PropertiesAllVersions/0112-2---61987%23ABA185,https://cdd.iec.ch/cdd/iec61987/iec61987.nsf/PropertiesAllVersions/0112-2---61987%23ABA892,https://cdd.iec.ch/cdd/iec61987/iec61987.nsf/PropertiesAllVersions/0112-2---61987%23ABA187,https://cdd.iec.ch/cdd/iec61987/iec61987.nsf/PropertiesAllVersions/0112-2---61987%23ABA189,https://cdd.iec.ch/cdd/iec61987/iec61987.nsf/PropertiesAllVersions/0112-2---61987%23ABA190,https://cdd.iec.ch/cdd/iec61987/iec61987.nsf/PropertiesAllVersions/0112-2---61987%23ABA952,https://cdd.iec.ch/cdd/iec61987/iec61987.nsf/PropertiesAllVersions/0112-2---61987%23ABA191,https://cdd.iec.ch/cdd/iec61987/iec61987.nsf/PropertiesAllVersions/0112-2---61987%23ABB124,https://cdd.iec.ch/cdd/iec61987/iec61987.nsf/PropertiesAllVersions/0112-2---61987%23ABA192,https://cdd.iec.ch/cdd/iec61987/iec61987.nsf/PropertiesAllVersions/0112-2---61987%23ABA589,https://cdd.iec.ch/cdd/iec61987/iec61987.nsf/PropertiesAllVersions/0112-2---61987%23ABA558,https://cdd.iec.ch/cdd/iec61987/iec61987.nsf/PropertiesAllVersions/0112-2---61987%23ABA179,https://cdd.iec.ch/cdd/iec61987/iec61987.nsf/PropertiesAllVersions/0112-2---61987%23ABB386,https://cdd.iec.ch/cdd/iec61987/iec61987.nsf/PropertiesAllVersions/0112-2---61987%23ABC976,https://cdd.iec.ch/cdd/iec61987/iec61987.nsf/PropertiesAllVersions/0112-2---61987%23ABA913,https://cdd.iec.ch/cdd/iec61987/iec61987.nsf/PropertiesAllVersions/0112-2---61987%23ABA588,https://cdd.iec.ch/cdd/iec61987/iec61987.nsf/PropertiesAllVersions/0112-2---61987%23ABA969,https://cdd.iec.ch/cdd/iec61987/iec61987.nsf/PropertiesAllVersions/0112-2---61987%23ABA193,https://cdd.iec.ch/cdd/iec61987/iec61987.nsf/PropertiesAllVersions/0112-2---61987%23ABC859,https://cdd.iec.ch/cdd/iec61987/iec61987.nsf/PropertiesAllVersions/0112-2---61987%23ABB177,https://cdd.iec.ch/cdd/iec61987/iec61987.nsf/PropertiesAllVersions/0112-2---61987%23ABC803,https://cdd.iec.ch/cdd/iec61987/iec61987.nsf/PropertiesAllVersions/0112-2---61987%23ABC012,https://cdd.iec.ch/cdd/iec61987/iec61987.nsf/PropertiesAllVersions/0112-2---61987%23ABC861 | 0112-2---61987#ABA185,0112-2---61987#ABC976,0112-2---61987#ABA588,0112-2---61987#ABA184,0112-2---61987#ABA187,0112-2---61987#ABA969,0112-2---61987#ABA913,0112-2---61987#ABA189,0112-2---61987#ABB124,0112-2---61987#ABA558,0112-2---61987#ABA179,0112-2---61987#ABC803,0112-2---61987#ABC012,0112-2---61987#ABB271,0112-2---61987#ABA183,0112-2---61987#ABA192,0112-2---61987#ABA589,0112-2---61987#ABB386,0112-2---61987#ABC861,0112-2---61987#ABB502,0112-2---61987#ABA892,0112-2---61987#ABA577,0112-2---61987#ABB076,0112-2---61987#ABA191,0112-2---61987#ABC859,0112-2---61987#ABA193,0112-2---61987#ABB177,0112-2---61987#ABB393,0112-2---61987#ABB074,0112-2---61987#ABA190,0112-2---61987#ABA952
0112/2///61987#ABC580 | 001 | 02 | 0112/2///61987#ABC580#001 | RTD/thermocouple input |  |  |  | properties characterizing the parameters of an RTD and thermocouple input |  | 2 ABC580.2 |  |  | ITEM_CLASS | [5 empty] | 0112/2///61987#ABC658 - Type of auxiliary input [8]0112/2///61987#ABC056 - Type of auxiliary input [5]0112/2///61987#ABC656 - Type of auxiliary input [6]0112/2///61987#ABC054 - Type of auxiliary input [3]0112/2///61987#ABC055 - Type of auxiliary input [4]0112/2///61987#ABC657 - Type of auxiliary input [7]0112/2///61987#ABC053 - Type of auxiliary input [2]0112/2///61987#ABG070 - Type of auxiliary input [21]0112/2///61987#ABG063 - Type of auxiliary input [14]0112/2///61987#ABG071 - Type of auxiliary input [22]0112/2///61987#ABG065 - Type of auxiliary input [16] |  |  |  | Standard |  |  |  | 2018-03-28 | 2013-09-27 | 2013-09-27 | 2014-06-18 |  | SC65E – IEC 61987 | C00004 |  | 0112/2///61987#ABV501 | https://cdd.iec.ch/CDD/IEC61987/iec61987.nsf/Classes/0112-2---61987%23ABC580 | https://cdd.iec.ch/cdd/iec61987/iec61987.nsf/PropertiesAllVersions/0112-2---61987%23ABD205,https://cdd.iec.ch/cdd/iec61987/iec61987.nsf/PropertiesAllVersions/0112-2---61987%23ABD278,https://cdd.iec.ch/cdd/iec61987/iec61987.nsf/PropertiesAllVersions/0112-2---61987%23ABC930 | 0112-2---61987#ABD205,0112-2---61987#ABD278,0112-2---61987#ABC930
0112/2///61987#ABC582 | 001 | 02 | 0112/2///61987#ABC582#001 | Retractable electromagnetic insertion flow transmitter |  |  |  | properties characterizing a retractable electromagnetic insertion flow meter according to its mechanical design |  |  |  |  | ITEM_CLASS | [5 empty] | 0112/2///61987#ABC643 - Structural design of an electromagnetic insertion flow transmitter |  |  |  | Standard |  |  |  | 2018-03-28 | 2013-08-27 | 2013-08-27 | 2014-06-18 |  | SC65E – IEC 61987 | C00004 |  | 0112/2///61987#ABV501 | https://cdd.iec.ch/CDD/IEC61987/iec61987.nsf/Classes/0112-2---61987%23ABC582 | https://cdd.iec.ch/cdd/iec61987/iec61987.nsf/PropertiesAllVersions/0112-2---61987%23ABB104,https://cdd.iec.ch/cdd/iec61987/iec61987.nsf/PropertiesAllVersions/0112-2---61987%23ABB469,https://cdd.iec.ch/cdd/iec61987/iec61987.nsf/PropertiesAllVersions/0112-2---61987%23ABB470,https://cdd.iec.ch/cdd/iec61987/iec61987.nsf/PropertiesAllVersions/0112-2---61987%23ABB471,https://cdd.iec.ch/cdd/iec61987/iec61987.nsf/PropertiesAllVersions/0112-2---61987%23ABB472,https://cdd.iec.ch/cdd/iec61987/iec61987.nsf/PropertiesAllVersions/0112-2---61987%23ABB106,https://cdd.iec.ch/cdd/iec61987/iec61987.nsf/PropertiesAllVersions/0112-2---61987%23ABB105,https://cdd.iec.ch/cdd/iec61987/iec61987.nsf/PropertiesAllVersions/0112-2---61987%23ABB481,https://cdd.iec.ch/cdd/iec61987/iec61987.nsf/PropertiesAllVersions/0112-2---61987%23ABB482,https://cdd.iec.ch/cdd/iec61987/iec61987.nsf/PropertiesAllVersions/0112-2---61987%23ABB548,https://cdd.iec.ch/cdd/iec61987/iec61987.nsf/PropertiesAllVersions/0112-2---61987%23ABB549,https://cdd.iec.ch/cdd/iec61987/iec61987.nsf/PropertiesAllVersions/0112-2---61987%23ABB483,https://cdd.iec.ch/cdd/iec61987/iec61987.nsf/PropertiesAllVersions/0112-2---61987%23ABB484,https://cdd.iec.ch/cdd/iec61987/iec61987.nsf/PropertiesAllVersions/0112-2---61987%23ABB485,https://cdd.iec.ch/cdd/iec61987/iec61987.nsf/PropertiesAllVersions/0112-2---61987%23ABD013,https://cdd.iec.ch/cdd/iec61987/iec61987.nsf/PropertiesAllVersions/0112-2---61987%23ABD014,https://cdd.iec.ch/cdd/iec61987/iec61987.nsf/PropertiesAllVersions/0112-2---61987%23ABB547,https://cdd.iec.ch/cdd/iec61987/iec61987.nsf/PropertiesAllVersions/0112-2---61987%23ABB479,https://cdd.iec.ch/cdd/iec61987/iec61987.nsf/PropertiesAllVersions/0112-2---61987%23ABD001,https://cdd.iec.ch/cdd/iec61987/iec61987.nsf/PropertiesAllVersions/0112-2---61987%23ABD015,https://cdd.iec.ch/cdd/iec61987/iec61987.nsf/PropertiesAllVersions/0112-2---61987%23ABC998,https://cdd.iec.ch/cdd/iec61987/iec61987.nsf/PropertiesAllVersions/0112-2---61987%23ABD000,https://cdd.iec.ch/cdd/iec61987/iec61987.nsf/PropertiesAllVersions/0112-2---61987%23ABC970,https://cdd.iec.ch/cdd/iec61987/iec61987.nsf/PropertiesAllVersions/0112-2---61987%23ABC999 | 0112-2---61987#ABB483,0112-2---61987#ABD013,0112-2---61987#ABD014,0112-2---61987#ABB479,0112-2---61987#ABD000,0112-2---61987#ABB469,0112-2---61987#ABB472,0112-2---61987#ABB105,0112-2---61987#ABB485,0112-2---61987#ABB547,0112-2---61987#ABD001,0112-2---61987#ABC970,0112-2---61987#ABB104,0112-2---61987#ABB470,0112-2---61987#ABB482,0112-2---61987#ABB471,0112-2---61987#ABB484,0112-2---61987#ABC998,0112-2---61987#ABB549,0112-2---61987#ABD015,0112-2---61987#ABC999,0112-2---61987#ABB106,0112-2---61987#ABB481,0112-2---61987#ABB548
0112/2///61987#ABE770 | 001 | 01 | 0112/2///61987#ABE770#001 | Input [30] |  |  |  | properties characterizing a measured variable, the size of which is to be acquired and indicated by the measurement as well as any auxiliary signal inputs |  |  | from IEC 61987-1, 5.4 |  | ITEM_CLASS | [5 empty] | 0112/2///61987#ABA032 - Device LOP for absolute/gauge pressure gauge0112/2///61987#ABA034 - Device LOP for differential pressure gauge |  |  |  | Standard |  |  |  | 2018-03-28 | 2014-09-19 | 2016-05-24 | 2016-05-24 |  | SC65E – IEC 61987 | C00018 | 001-01 (2018-03-28 07:26:04 by BATCH 00000762) standard | 0112/2///61987#ABV501 | https://cdd.iec.ch/CDD/IEC61987/iec61987.nsf/Classes/0112-2---61987%23ABE770 | https://cdd.iec.ch/cdd/iec61987/iec61987.nsf/PropertiesAllVersions/0112-2---61987%23ABB065,https://cdd.iec.ch/cdd/iec61987/iec61987.nsf/PropertiesAllVersions/0112-2---61987%23ABE773 | 0112-2---61987#ABB065,0112-2---61987#ABE773
0112/2///61987#ABF982 | 001 | 01 | 0112/2///61987#ABF982#001 | Type of measured variable [10] |  |  |  | administration block for polymorphism acting as proxy for the selected measured variable type |  | Polymorphic element: ABF982, Id: 3 |  |  | ITEM_CLASS | [5 empty] | 0112/2///61987#ABF946 - Measured variable [10] |  |  |  | Standard |  | IEC 61987 | IEC | 2018-03-28 | 2014-12-17 | 2018-03-20 | 2018-03-20 |  | SC65E – IEC 61987 | C00018 | 001-01 (2018-03-28 07:26:07 by BATCH 00000762) standard | 0112/2///61987#ABV501 | https://cdd.iec.ch/CDD/IEC61987/iec61987.nsf/Classes/0112-2---61987%23ABF982 | https://cdd.iec.ch/cdd/iec61987/iec61987.nsf/PropertiesAllVersions/0112-2---61987%23ABV005,https://cdd.iec.ch/cdd/iec61987/iec61987.nsf/PropertiesAllVersions/0112-2---61987%23ABV019,https://cdd.iec.ch/cdd/iec61987/iec61987.nsf/PropertiesAllVersions/0112-2---61987%23ABV020,https://cdd.iec.ch/cdd/iec61987/iec61987.nsf/PropertiesAllVersions/0112-2---61987%23ABV021,https://cdd.iec.ch/cdd/iec61987/iec61987.nsf/PropertiesAllVersions/0112-2---61987%23ABV022 | 0112-2---61987#ABV019,0112-2---61987#ABV020,0112-2---61987#ABV021,0112-2---61987#ABV022,0112-2---61987#ABV005
0112/2///61987#ABN992 | 001 | 01 | 0112/2///61987#ABN992#001 | Mass flow controller |  |  |  | flow controller that uses a combination of flow, pressure and temperature signals to provide a mass flow signal |  |  |  |  | ITEM_CLASS |  |  |  |  | 0112/2///61987#ABP285 - reference to Operating LOP for infrastructure devices |  |  |  | true | Standard |  | IEC 61987-31 | IEC | 2022-10-26 | 2022-10-26 | 2022-10-26 | 2022-10-26 |  | IEC/SC 65E | C00127 | 001-01 (2022-10-26 07:15:16 by BATCH 00000802) standard | 0112/2///61987#ABN990 | https://cdd.iec.ch/CDD/IEC61987/iec61987.nsf/Classes/0112-2---61987%23ABN992
0112/2///61987#ABC042 | 004 | 01 | 0112/2///61987#ABC042#004 | Trace heating system |  |  |  | properties characterizing a trace heating system |  |  |  |  | ITEM_CLASS | [5 empty] | 0112/2///61987#ABC270 - Impulse line0112/2///61987#ABC603 - Structural design [flow transmitter]0112/2///61987#ABC604 - Structural design [coriolis mass flow transmitter]0112/2///61987#ABC605 - Structural design [swirl flow transmitter]0112/2///61987#ABC606 - Structural design [electromagnetic flow transmitter]0112/2///61987#ABC607 - Structural design [electromagnetic insertion flow transmitter]0112/2///61987#ABC608 - Structural design [orifice/differential pressure flow transmitter]0112/2///61987#ABC609 - Structural design [(oval) gear flow transmitter/gauge]0112/2///61987#ABC610 - Structural design [piston flow transmitter/gauge]0112/2///61987#ABC611 - Structural design [thermal mass flow transmitter]0112/2///61987#ABC612 - Structural design [rotating element flow transmitter/gauge]0112/2///61987#ABC613 - Structural design [ultrasonic flow transmitter]0112/2///61987#ABC614 - Structural design [variable area flow transmitter/gauge]0112/2///61987#ABC615 - Structural design [vortex flow transmitter]0112/2///61987#ABC616 - Structural design [positive displacement flow transmitter/gauge]0112/2///61987#ABC617 - Structural design [helix flow transmitter/gauge]0112/2///61987#ABC619 - Structural design [absolute/gauge pressure transmitter]0112/2///61987#ABC620 - Structural design [differential pressure transmitter]0112/2///61987#ABC623 - Structural design [remote seal]0112/2///61987#ABG405 - Structural design [level transmitter]0112/2///61987#ABG406 - Structural design [level switch]0112/2///61987#ABG407 - Structural design [hydrostatic pressure level transmitter]0112/2///61987#ABG408 - Structural design [displacer level transmitter/switch]0112/2///61987#ABG409 - Structural design [guided-wave radar level transmitter/switch]0112/2///61987#ABG410 - Structural design [float level transmitter/switch]0112/2///61987#ABG411 - Structural design [capacitance level transmitter/switch]0112/2///61987#ABG412 - Structural design [conductance level transmitter/switch]0112/2///61987#ABG413 - Structural design [magnetic level gauge]0112/2///61987#ABG414 - Structural design [nuclear level transmitter/switch]0112/2///61987#ABG415 - Structural design [free-space radar level transmitter]0112/2///61987#ABG416 - Structural design [plumb bob level transmitter]0112/2///61987#ABG417 - Structural design [ultrasonic level transmitter]0112/2///61987#ABG418 - Structural design [laser level transmitter]0112/2///61987#ABG419 - Structural design [servo level transmitter ]0112/2///61987#ABG421 - Structural design [optical level switch]0112/2///61987#ABG422 - Structural design [rotary paddle switch]0112/2///61987#ABG423 - Structural design [vibrating level switch]0112/2///61987#ABG424 - Structural design [ultrasonic level switch]0112/2///61987#ABG425 - Structural design [microwave level switch]0112/2///61987#ABG426 - Structural design [thermal level switch]0112/2///61987#ABG427 - Structural design [sight level indicator]0112/2///61987#ABG428 - Structural design [sight level gauge]0112/2///61987#ABG434 - Structural design [radiation thermometer]0112/2///61987#ABG441 - Structural design [density transmitter]0112/2///61987#ABG442 - Structural design [buoyancy density transmitter]0112/2///61987#ABG443 - Structural design [refractive index density transmitter]0112/2///61987#ABG444 - Structural design [vibrating tube density transmitter]0112/2///61987#ABG445 - Structural design [radiometric density transmitter]0112/2///61987#ABG446 - Structural design [vibrating fork/rod density transmitter]0112/2///61987#ABG447 - Structural design [ultrasonic density transmitter]0112/2///61987#ABG448 - Structural design [microwave density transmitter] |  |  |  | Standard |  |  |  | 2018-03-28 | 2013-08-27 | 2018-03-20 | 2018-03-20 |  | SC65E – IEC 61987 | C00004 |  | 0112/2///61987#ABV501 | https://cdd.iec.ch/CDD/IEC61987/iec61987.nsf/Classes/0112-2---61987%23ABC042 | https://cdd.iec.ch/cdd/iec61987/iec61987.nsf/PropertiesAllVersions/0112-2---61987%23ABA912,https://cdd.iec.ch/cdd/iec61987/iec61987.nsf/PropertiesAllVersions/0112-2---61987%23ABA459,https://cdd.iec.ch/cdd/iec61987/iec61987.nsf/PropertiesAllVersions/0112-2---61987%23ABA460,https://cdd.iec.ch/cdd/iec61987/iec61987.nsf/PropertiesAllVersions/0112-2---61987%23ABA461,https://cdd.iec.ch/cdd/iec61987/iec61987.nsf/PropertiesAllVersions/0112-2---61987%23ABA588,https://cdd.iec.ch/cdd/iec61987/iec61987.nsf/PropertiesAllVersions/0112-2---61987%23ABD461,https://cdd.iec.ch/cdd/iec61987/iec61987.nsf/PropertiesAllVersions/0112-2---61987%23ABD462,https://cdd.iec.ch/cdd/iec61987/iec61987.nsf/PropertiesAllVersions/0112-2---61987%23ABA932,https://cdd.iec.ch/cdd/iec61987/iec61987.nsf/PropertiesAllVersions/0112-2---61987%23ABA913,https://cdd.iec.ch/cdd/iec61987/iec61987.nsf/PropertiesAllVersions/0112-2---61987%23ABA589,https://cdd.iec.ch/cdd/iec61987/iec61987.nsf/PropertiesAllVersions/0112-2---61987%23ABC856 | 0112-2---61987#ABA932,0112-2---61987#ABA589,0112-2---61987#ABA459,0112-2---61987#ABA460,0112-2---61987#ABD462,0112-2---61987#ABD461,0112-2---61987#ABA913,0112-2---61987#ABC856,0112-2---61987#ABA912,0112-2---61987#ABA461,0112-2---61987#ABA588
0112/2///61987#ABC273 | 005 | 01 | 0112/2///61987#ABC273#005 | Indication style |  |  |  | properties characterizing the way in which diagnostic information is presented by a device |  |  |  |  | ITEM_CLASS | [5 empty] | 0112/2///61987#ABC194 - Diagnosis0112/2///61987#ABE716 - Diagnosis [2] |  |  |  | Standard |  |  |  | 2018-03-28 | 2013-08-27 | 2018-03-20 | 2018-03-20 |  | SC65E – IEC 61987 | C00004 |  | 0112/2///61987#ABV501 | https://cdd.iec.ch/CDD/IEC61987/iec61987.nsf/Classes/0112-2---61987%23ABC273 | https://cdd.iec.ch/cdd/iec61987/iec61987.nsf/PropertiesAllVersions/0112-2---61987%23ABB595 | 0112-2---61987#ABB595
0112/2///61987#ABC519 | 006 | 01 | 0112/2///61987#ABC519#006 | Pneumatic/hydraulic supply [1] |  |  |  | properties characterizing a pneumatic or hydraulic power supply available for or required by a device |  |  |  |  | ITEM_CLASS | [5 empty] | 0112/2///61987#ABC135 - Available power supply0112/2///61987#ABD807 - Available power supply [2] |  |  | false | Standard |  | IEC 61987 | IEC | 2022-12-09 | 2017-12-07 | 2022-12-09 | 2022-12-09 |  | IEC/SC 65E | C00112 |  | 0112/2///61987#ABV501 | https://cdd.iec.ch/CDD/IEC61987/iec61987.nsf/Classes/0112-2---61987%23ABC519 | https://cdd.iec.ch/cdd/iec61987/iec61987.nsf/PropertiesAllVersions/0112-2---61987%23ABD525,https://cdd.iec.ch/cdd/iec61987/iec61987.nsf/PropertiesAllVersions/0112-2---61987%23ABD527,https://cdd.iec.ch/cdd/iec61987/iec61987.nsf/PropertiesAllVersions/0112-2---61987%23ABB360,https://cdd.iec.ch/cdd/iec61987/iec61987.nsf/PropertiesAllVersions/0112-2---61987%23ABB361,https://cdd.iec.ch/cdd/iec61987/iec61987.nsf/PropertiesAllVersions/0112-2---61987%23ABB929,https://cdd.iec.ch/cdd/iec61987/iec61987.nsf/PropertiesAllVersions/0112-2---61987%23ABA625,https://cdd.iec.ch/cdd/iec61987/iec61987.nsf/PropertiesAllVersions/0112-2---61987%23ABB930,https://cdd.iec.ch/cdd/iec61987/iec61987.nsf/PropertiesAllVersions/0112-2---61987%23ABD526 | 0112-2---61987#ABB930,0112-2---61987#ABD526,0112-2---61987#ABD525,0112-2---61987#ABD527,0112-2---61987#ABB360,0112-2---61987#ABB361,0112-2---61987#ABB929,0112-2---61987#ABA625
0112/2///61987#ABD520 | 004 | 01 | 0112/2///61987#ABD520#004 | Installation conditions [5] |  |  |  | properties characterizing the installation conditions necessary to obtain the specified performance of the device |  |  |  |  | ITEM_CLASS | [5 empty] | 0112/2///61987#ABC559 - Rated Operating Conditions [3]0112/2///61987#ABC559 - Rated operating conditions [3]0112/2///61987#ABC560 - Rated Operating Conditions [4]0112/2///61987#ABC560 - Rated operating conditions [4]0112/2///61987#ABE000 - Rated Operating Conditions [11]0112/2///61987#ABG323 - Rated operating conditions [18]0112/2///61987#ABG325 - Rated operating conditions [20]0112/2///61987#ABG327 - Rated operating conditions [22]0112/2///61987#ABV235 - Rated operating conditions [25]0112/2///61987#ABV237 - Rated operating conditions [26] |  |  | false | Standard |  | IEC 61987 | IEC | 2022-12-09 | 2017-12-07 | 2022-12-09 | 2022-12-09 |  | IEC/SC 65E | C00112 |  | 0112/2///61987#ABV501 | https://cdd.iec.ch/CDD/IEC61987/iec61987.nsf/Classes/0112-2---61987%23ABD520 | https://cdd.iec.ch/cdd/iec61987/iec61987.nsf/PropertiesAllVersions/0112-2---61987%23ABD519,https://cdd.iec.ch/cdd/iec61987/iec61987.nsf/PropertiesAllVersions/0112-2---61987%23ABD228 | 0112-2---61987#ABD519,0112-2---61987#ABD228
0112/2///61987#ABH702 | 001 | 01 | 0112/2///61987#ABH702#001 | Trip points |  |  |  | properties characterizing a table of trip points |  |  |  |  | ITEM_CLASS | [5 empty] | 0112/2///61987#ABH531 - Output signal processing variable |  |  |  | Standard |  |  |  | 2019-03-08 | 2017-12-07 | 2019-03-08 | 2019-03-08 |  | SC65E – IEC 61987 | C00018 | 001-01 (2019-03-08 15:35:12 by BATCH 00000766) standard | 0112/2///61987#ABV501 | https://cdd.iec.ch/CDD/IEC61987/iec61987.nsf/Classes/0112-2---61987%23ABH702 | https://cdd.iec.ch/cdd/iec61987/iec61987.nsf/PropertiesAllVersions/0112-2---61987%23ABH703,https://cdd.iec.ch/cdd/iec61987/iec61987.nsf/PropertiesAllVersions/0112-2---61987%23ABH781 | 0112-2---61987#ABH703,0112-2---61987#ABH781
0112/2///61987#ABA719 | 002 | 01 | 0112/2///61987#ABA719#002 | Vibrating rod level switch |  |  |  | vibration level switch that uses a rod-type sensing element |  |  |  |  | ITEM_CLASS |  |  |  |  | 0112/2///61987#ABF880 - reference to Device LOP for vibrating level switch0112/2///61987#ABF910 - reference to Operating LOP for level measuring equipment |  |  |  |  | Standard |  |  |  | 2018-03-28 | 2013-08-27 | 2016-05-24 | 2016-05-24 |  | SC65E – IEC 61987 | C00004 |  | 0112/2///61987#ABA717 | https://cdd.iec.ch/CDD/IEC61987/iec61987.nsf/Classes/0112-2---61987%23ABA719 |  | 0112-2---61987#ABF880
0112/2///61987#ABC268 | 002 | 01 | 0112/2///61987#ABC268#002 | High/single pressure side process case variables |  |  |  | properties characterizing the measured variables, phases, operating state conditions and physical properties of a process material of a pressure measurement point or the high pressure part of a differential pressure measurement point |  |  |  |  | ITEM_CLASS | [5 empty] | 0112/2///61987#ABC535 - Process case [pressure] |  |  |  | Standard |  |  |  | 2018-03-28 | 2013-09-27 | 2016-05-24 | 2016-05-24 |  | SC65E – IEC 61987 | C00004 |  | 0112/2///61987#ABV501 | https://cdd.iec.ch/CDD/IEC61987/iec61987.nsf/Classes/0112-2---61987%23ABC268 | https://cdd.iec.ch/cdd/iec61987/iec61987.nsf/PropertiesAllVersions/0112-2---61987%23ABD166,https://cdd.iec.ch/cdd/iec61987/iec61987.nsf/PropertiesAllVersions/0112-2---61987%23ABB322,https://cdd.iec.ch/cdd/iec61987/iec61987.nsf/PropertiesAllVersions/0112-2---61987%23ABD102 | 0112-2---61987#ABD166,0112-2---61987#ABB322,0112-2---61987#ABD102
0112/2///61987#ABC445 | 001 | 02 | 0112/2///61987#ABC445#001 | Meter run |  |  |  | properties characterizing a measuring tube used for an orifice flowmeter |  |  |  |  | ITEM_CLASS | [5 empty] | 0112/2///61987#ABC645 - Structural design of the primary element of a differential pressure flow transmitter |  |  |  | Standard |  |  |  | 2018-03-28 | 2013-08-27 | 2013-08-27 | 2014-06-18 |  | SC65E – IEC 61987 | C00004 |  | 0112/2///61987#ABV501 | https://cdd.iec.ch/CDD/IEC61987/iec61987.nsf/Classes/0112-2---61987%23ABC445 | https://cdd.iec.ch/cdd/iec61987/iec61987.nsf/PropertiesAllVersions/0112-2---61987%23ABB795,https://cdd.iec.ch/cdd/iec61987/iec61987.nsf/PropertiesAllVersions/0112-2---61987%23ABB421,https://cdd.iec.ch/cdd/iec61987/iec61987.nsf/PropertiesAllVersions/0112-2---61987%23ABB422,https://cdd.iec.ch/cdd/iec61987/iec61987.nsf/PropertiesAllVersions/0112-2---61987%23ABB423,https://cdd.iec.ch/cdd/iec61987/iec61987.nsf/PropertiesAllVersions/0112-2---61987%23ABA576,https://cdd.iec.ch/cdd/iec61987/iec61987.nsf/PropertiesAllVersions/0112-2---61987%23ABA591,https://cdd.iec.ch/cdd/iec61987/iec61987.nsf/PropertiesAllVersions/0112-2---61987%23ABB945,https://cdd.iec.ch/cdd/iec61987/iec61987.nsf/PropertiesAllVersions/0112-2---61987%23ABB424,https://cdd.iec.ch/cdd/iec61987/iec61987.nsf/PropertiesAllVersions/0112-2---61987%23ABC822,https://cdd.iec.ch/cdd/iec61987/iec61987.nsf/PropertiesAllVersions/0112-2---61987%23ABD004,https://cdd.iec.ch/cdd/iec61987/iec61987.nsf/PropertiesAllVersions/0112-2---61987%23ABC988,https://cdd.iec.ch/cdd/iec61987/iec61987.nsf/PropertiesAllVersions/0112-2---61987%23ABC994,https://cdd.iec.ch/cdd/iec61987/iec61987.nsf/PropertiesAllVersions/0112-2---61987%23ABC979,https://cdd.iec.ch/cdd/iec61987/iec61987.nsf/PropertiesAllVersions/0112-2---61987%23ABB136 | 0112-2---61987#ABB795,0112-2---61987#ABB422,0112-2---61987#ABA576,0112-2---61987#ABA591,0112-2---61987#ABB424,0112-2---61987#ABC822,0112-2---61987#ABB423,0112-2---61987#ABB945,0112-2---61987#ABC988,0112-2---61987#ABC994,0112-2---61987#ABC979,0112-2---61987#ABB421,0112-2---61987#ABD004,0112-2---61987#ABB136
0112/2///61987#ABC612 | 002 | 01 | 0112/2///61987#ABC612#002 | Structural design [rotating element flow transmitter/gauge] |  |  |  | properties characterizing the constructional details of a device |  |  |  |  | ITEM_CLASS | [5 empty] | 0112/2///61987#ABC431 - Mechanical and electrical construction [rotating element flow transmitter/gauge] |  |  |  | Standard |  |  |  | 2018-03-28 | 2013-08-27 | 2016-05-24 | 2016-05-24 |  | SC65E – IEC 61987 | C00004 |  | 0112/2///61987#ABV501 | https://cdd.iec.ch/CDD/IEC61987/iec61987.nsf/Classes/0112-2---61987%23ABC612 | https://cdd.iec.ch/cdd/iec61987/iec61987.nsf/PropertiesAllVersions/0112-2---61987%23ABD042,https://cdd.iec.ch/cdd/iec61987/iec61987.nsf/PropertiesAllVersions/0112-2---61987%23ABD259,https://cdd.iec.ch/cdd/iec61987/iec61987.nsf/PropertiesAllVersions/0112-2---61987%23ABD287,https://cdd.iec.ch/cdd/iec61987/iec61987.nsf/PropertiesAllVersions/0112-2---61987%23ABA177,https://cdd.iec.ch/cdd/iec61987/iec61987.nsf/PropertiesAllVersions/0112-2---61987%23ABD291,https://cdd.iec.ch/cdd/iec61987/iec61987.nsf/PropertiesAllVersions/0112-2---61987%23ABA182,https://cdd.iec.ch/cdd/iec61987/iec61987.nsf/PropertiesAllVersions/0112-2---61987%23ABD282,https://cdd.iec.ch/cdd/iec61987/iec61987.nsf/PropertiesAllVersions/0112-2---61987%23ABB503,https://cdd.iec.ch/cdd/iec61987/iec61987.nsf/PropertiesAllVersions/0112-2---61987%23ABC825,https://cdd.iec.ch/cdd/iec61987/iec61987.nsf/PropertiesAllVersions/0112-2---61987%23ABB970,https://cdd.iec.ch/cdd/iec61987/iec61987.nsf/PropertiesAllVersions/0112-2---61987%23ABC832,https://cdd.iec.ch/cdd/iec61987/iec61987.nsf/PropertiesAllVersions/0112-2---61987%23ABD284 | 0112-2---61987#ABB503,0112-2---61987#ABC825,0112-2---61987#ABC832,0112-2---61987#ABD284,0112-2---61987#ABD042,0112-2---61987#ABA177,0112-2---61987#ABD291,0112-2---61987#ABA182,0112-2---61987#ABD282,0112-2---61987#ABB970,0112-2---61987#ABD259,0112-2---61987#ABD287
0112/2///61987#ABD808 | 004 | 01 | 0112/2///61987#ABD808#004 | Base conditions [2] |  |  |  | properties characterizing reference state variables that are used throughout the list of properties | Reference state variables give the reference state or reference conditions to which a state function like density or flow rates are calculated |  |  |  | ITEM_CLASS | [5 empty] | 0112/2///61987#ABE307 - Operating LOP for valve body assembly and process pressure regulator0112/2///61987#ABE656 - Operating LOP for flow modification accessory0112/2///61987#ABF867 - Operating LOP for temperature measuring equipment0112/2///61987#ABF868 - Operating LOP for density measuring equipment |  |  |  | Standard |  |  |  | 2018-03-28 | 2013-09-02 | 2018-03-20 | 2018-03-20 |  | SC65E – IEC 61987 | C00004 |  | 0112/2///61987#ABV501 | https://cdd.iec.ch/CDD/IEC61987/iec61987.nsf/Classes/0112-2---61987%23ABD808 | https://cdd.iec.ch/cdd/iec61987/iec61987.nsf/PropertiesAllVersions/0112-2---61987%23ABA328,https://cdd.iec.ch/cdd/iec61987/iec61987.nsf/PropertiesAllVersions/0112-2---61987%23ABB781 | 0112-2---61987#ABA328,0112-2---61987#ABB781
0112/2///61987#ABG327 | 002 | 01 | 0112/2///61987#ABG327#002 | Rated operating conditions [22] |  |  |  | properties characterizing the conditions that must be fulfilled during operation in order that a device or assembly performs as designed |  |  |  |  | ITEM_CLASS | [5 empty] | 0112/2///61987#ABE767 - Device LOP for temperature transmitter |  |  | false | Standard |  | IEC 61987 | IEC | 2022-12-09 | 2017-12-07 | 2022-12-09 | 2022-12-09 |  | IEC/SC 65E | C00112 |  | 0112/2///61987#ABV501 | https://cdd.iec.ch/CDD/IEC61987/iec61987.nsf/Classes/0112-2---61987%23ABG327 | https://cdd.iec.ch/cdd/iec61987/iec61987.nsf/PropertiesAllVersions/0112-2---61987%23ABD521,https://cdd.iec.ch/cdd/iec61987/iec61987.nsf/PropertiesAllVersions/0112-2---61987%23ABC859,https://cdd.iec.ch/cdd/iec61987/iec61987.nsf/PropertiesAllVersions/0112-2---61987%23ABG896,https://cdd.iec.ch/cdd/iec61987/iec61987.nsf/PropertiesAllVersions/0112-2---61987%23ABD163 | 0112-2---61987#ABD521,0112-2---61987#ABC859,0112-2---61987#ABG896,0112-2---61987#ABD163
0112/2///61987#ABG346 | 001 | 01 | 0112/2///61987#ABG346#001 | Normal process conditions [8] |  |  |  | properties characterizing the range of process conditions within which a device is designed to operate within specified performance limits |  |  |  |  | ITEM_CLASS | [5 empty] | 0112/2///61987#ABG339 - Process design ratings [11] |  |  |  | Standard |  | IEC 61987 | IEC | 2019-05-17 | 2019-05-17 | 2019-05-17 | 2019-05-17 |  | SC65E – IEC 61987 | C00017 |  | 0112/2///61987#ABV501 | https://cdd.iec.ch/CDD/IEC61987/iec61987.nsf/Classes/0112-2---61987%23ABG346 | https://cdd.iec.ch/cdd/iec61987/iec61987.nsf/PropertiesAllVersions/0112-2---61987%23ABH446,https://cdd.iec.ch/cdd/iec61987/iec61987.nsf/PropertiesAllVersions/0112-2---61987%23ABA954,https://cdd.iec.ch/cdd/iec61987/iec61987.nsf/PropertiesAllVersions/0112-2---61987%23ABB184,https://cdd.iec.ch/cdd/iec61987/iec61987.nsf/PropertiesAllVersions/0112-2---61987%23ABA955,https://cdd.iec.ch/cdd/iec61987/iec61987.nsf/PropertiesAllVersions/0112-2---61987%23ABB185,https://cdd.iec.ch/cdd/iec61987/iec61987.nsf/PropertiesAllVersions/0112-2---61987%23ABA918,https://cdd.iec.ch/cdd/iec61987/iec61987.nsf/PropertiesAllVersions/0112-2---61987%23ABA919,https://cdd.iec.ch/cdd/iec61987/iec61987.nsf/PropertiesAllVersions/0112-2---61987%23ABA598,https://cdd.iec.ch/cdd/iec61987/iec61987.nsf/PropertiesAllVersions/0112-2---61987%23ABB055,https://cdd.iec.ch/cdd/iec61987/iec61987.nsf/PropertiesAllVersions/0112-2---61987%23ABB056,https://cdd.iec.ch/cdd/iec61987/iec61987.nsf/PropertiesAllVersions/0112-2---61987%23ABA110,https://cdd.iec.ch/cdd/iec61987/iec61987.nsf/PropertiesAllVersions/0112-2---61987%23ABA111,https://cdd.iec.ch/cdd/iec61987/iec61987.nsf/PropertiesAllVersions/0112-2---61987%23ABA114,https://cdd.iec.ch/cdd/iec61987/iec61987.nsf/PropertiesAllVersions/0112-2---61987%23ABF588,https://cdd.iec.ch/cdd/iec61987/iec61987.nsf/PropertiesAllVersions/0112-2---61987%23ABB057,https://cdd.iec.ch/cdd/iec61987/iec61987.nsf/PropertiesAllVersions/0112-2---61987%23ABB058,https://cdd.iec.ch/cdd/iec61987/iec61987.nsf/PropertiesAllVersions/0112-2---61987%23ABD422,https://cdd.iec.ch/cdd/iec61987/iec61987.nsf/PropertiesAllVersions/0112-2---61987%23ABD428,https://cdd.iec.ch/cdd/iec61987/iec61987.nsf/PropertiesAllVersions/0112-2---61987%23ABH081,https://cdd.iec.ch/cdd/iec61987/iec61987.nsf/PropertiesAllVersions/0112-2---61987%23ABH082,https://cdd.iec.ch/cdd/iec61987/iec61987.nsf/PropertiesAllVersions/0112-2---61987%23ABB231,https://cdd.iec.ch/cdd/iec61987/iec61987.nsf/PropertiesAllVersions/0112-2---61987%23ABB232,https://cdd.iec.ch/cdd/iec61987/iec61987.nsf/PropertiesAllVersions/0112-2---61987%23ABB433,https://cdd.iec.ch/cdd/iec61987/iec61987.nsf/PropertiesAllVersions/0112-2---61987%23ABB059,https://cdd.iec.ch/cdd/iec61987/iec61987.nsf/PropertiesAllVersions/0112-2---61987%23ABB434,https://cdd.iec.ch/cdd/iec61987/iec61987.nsf/PropertiesAllVersions/0112-2---61987%23ABB435,https://cdd.iec.ch/cdd/iec61987/iec61987.nsf/PropertiesAllVersions/0112-2---61987%23ABD426,https://cdd.iec.ch/cdd/iec61987/iec61987.nsf/PropertiesAllVersions/0112-2---61987%23ABD427,https://cdd.iec.ch/cdd/iec61987/iec61987.nsf/PropertiesAllVersions/0112-2---61987%23ABA115,https://cdd.iec.ch/cdd/iec61987/iec61987.nsf/PropertiesAllVersions/0112-2---61987%23ABF644,https://cdd.iec.ch/cdd/iec61987/iec61987.nsf/PropertiesAllVersions/0112-2---61987%23ABF645,https://cdd.iec.ch/cdd/iec61987/iec61987.nsf/PropertiesAllVersions/0112-2---61987%23ABA116,https://cdd.iec.ch/cdd/iec61987/iec61987.nsf/PropertiesAllVersions/0112-2---61987%23ABD429,https://cdd.iec.ch/cdd/iec61987/iec61987.nsf/PropertiesAllVersions/0112-2---61987%23ABA297 | 0112-2---61987#ABF645,0112-2---61987#ABA116,0112-2---61987#ABA955,0112-2---61987#ABB185,0112-2---61987#ABA111,0112-2---61987#ABF588,0112-2---61987#ABB059,0112-2---61987#ABB232,0112-2---61987#ABA954,0112-2---61987#ABB055,0112-2---61987#ABB056,0112-2---61987#ABA114,0112-2---61987#ABD428,0112-2---61987#ABA110,0112-2---61987#ABB435,0112-2---61987#ABH446,0112-2---61987#ABB433,0112-2---61987#ABD427,0112-2---61987#ABB184,0112-2---61987#ABA918,0112-2---61987#ABB057,0112-2---61987#ABD422,0112-2---61987#ABH081,0112-2---61987#ABB231,0112-2---61987#ABA919,0112-2---61987#ABB434,0112-2---61987#ABA115,0112-2---61987#ABF644,0112-2---61987#ABA297,0112-2---61987#ABA598,0112-2---61987#ABB058,0112-2---61987#ABH082,0112-2---61987#ABD426,0112-2---61987#ABD429
0112/2///61987#ABD917 | 001 | 02 | 0112/2///61987#ABD917#001 | Material of seat sealing edge |  |  |  | properties characterizing the material of which a seat sealing edge is made |  |  |  |  | ITEM_CLASS | [5 empty] | - |  |  |  | Standard |  |  |  | 2018-03-28 | 2013-09-02 | 2013-09-02 | 2014-06-18 |  | SC65E – IEC 61987 | C00009 |  | 0112/2///61987#ABV501 | https://cdd.iec.ch/CDD/IEC61987/iec61987.nsf/Classes/0112-2---61987%23ABD917 | https://cdd.iec.ch/cdd/iec61987/iec61987.nsf/PropertiesAllVersions/0112-2---61987%23ABB455,https://cdd.iec.ch/cdd/iec61987/iec61987.nsf/PropertiesAllVersions/0112-2---61987%23ABI460,https://cdd.iec.ch/cdd/iec61987/iec61987.nsf/PropertiesAllVersions/0112-2---61987%23ABA908,https://cdd.iec.ch/cdd/iec61987/iec61987.nsf/PropertiesAllVersions/0112-2---61987%23ABA907 | 0112-2---61987#ABB455,0112-2---61987#ABI460,0112-2---61987#ABA908,0112-2---61987#ABA907
0112/2///61987#ABE043 | 001 | 02 | 0112/2///61987#ABE043#001 | Type of performance variable [7] |  |  |  | administration block for polymorphism acting as proxy for the selected performance type |  |  |  |  | ITEM_CLASS | [5 empty] | 0112/2///61987#ABD974 - Performance variable [7] |  |  |  | Standard |  |  |  | 2018-03-28 | 2013-09-02 | 2013-09-02 | 2014-06-18 |  | SC65E – IEC 61987 | C00004 |  | 0112/2///61987#ABV501 | https://cdd.iec.ch/CDD/IEC61987/iec61987.nsf/Classes/0112-2---61987%23ABE043 | https://cdd.iec.ch/cdd/iec61987/iec61987.nsf/PropertiesAllVersions/0112-2---61987%23ABE226 | 0112-2---61987#ABE226
0112/2///61987#ABE585 | 001 | 01 | 0112/2///61987#ABE585#001 | Pressure-temperature design ratings [3] |  |  |  | properties characterizing process safety conditions |  |  |  |  | ITEM_CLASS | [5 empty] | 0112/2///61987#ABE583 - Rated operating conditions [12]0112/2///61987#ABE586 - Rated operating conditions [13] |  |  |  | Standard |  | IEC 61987 | IEC | 2018-03-28 | 2014-07-07 | 2018-03-20 | 2018-03-20 |  | SC65E – IEC 61987 | C00015 | 001-01 (2018-03-28 07:26:03 by BATCH 00000762) standard | 0112/2///61987#ABV501 | https://cdd.iec.ch/CDD/IEC61987/iec61987.nsf/Classes/0112-2---61987%23ABE585 | https://cdd.iec.ch/cdd/iec61987/iec61987.nsf/PropertiesAllVersions/0112-2---61987%23ABD331,https://cdd.iec.ch/cdd/iec61987/iec61987.nsf/PropertiesAllVersions/0112-2---61987%23ABD332,https://cdd.iec.ch/cdd/iec61987/iec61987.nsf/PropertiesAllVersions/0112-2---61987%23ABD333,https://cdd.iec.ch/cdd/iec61987/iec61987.nsf/PropertiesAllVersions/0112-2---61987%23ABD334,https://cdd.iec.ch/cdd/iec61987/iec61987.nsf/PropertiesAllVersions/0112-2---61987%23ABD335,https://cdd.iec.ch/cdd/iec61987/iec61987.nsf/PropertiesAllVersions/0112-2---61987%23ABD336 | 0112-2---61987#ABD334,0112-2---61987#ABD335,0112-2---61987#ABD336,0112-2---61987#ABD331,0112-2---61987#ABD332,0112-2---61987#ABD333
0112/2///61987#ABF977 | 001 | 01 | 0112/2///61987#ABF977#001 | Measured variable [41] | process variable |  |  | properties characterizing a measured variable, the size of which is to be acquired and indicated by the device |  |  |  |  | ITEM_CLASS | [5 empty] | 0112/2///61987#ABF931 - Input [24] |  |  |  | Standard |  | IEC 61987 | IEC | 2018-03-28 | 2014-12-17 | 2018-03-20 | 2018-03-20 |  | SC65E – IEC 61987 | C00018 | 001-01 (2018-03-28 07:26:07 by BATCH 00000762) standard | 0112/2///61987#ABV501 | https://cdd.iec.ch/CDD/IEC61987/iec61987.nsf/Classes/0112-2---61987%23ABF977 | https://cdd.iec.ch/cdd/iec61987/iec61987.nsf/PropertiesAllVersions/0112-2---61987%23ABB271,https://cdd.iec.ch/cdd/iec61987/iec61987.nsf/PropertiesAllVersions/0112-2---61987%23ABA577,https://cdd.iec.ch/cdd/iec61987/iec61987.nsf/PropertiesAllVersions/0112-2---61987%23ABU921 | 0112-2---61987#ABB271,0112-2---61987#ABA577,0112-2---61987#ABU921
0112/2///61987#ABG185 | 001 | 01 | 0112/2///61987#ABG185#001 | Analog voltage output [12] |  |  |  | properties characterizing an analog voltage output |  | Polymorphic element: ABG185, Id: 2 |  |  | ITEM_CLASS | [5 empty] | 0112/2///61987#ABG146 - Type of output [16] |  |  |  | Standard |  | IEC 61987 | IEC | 2018-03-28 | 2014-12-17 | 2018-03-20 | 2018-03-20 |  | SC65E – IEC 61987 | C00018 | 001-01 (2018-03-28 07:26:08 by BATCH 00000762) standard | 0112/2///61987#ABV501 | https://cdd.iec.ch/CDD/IEC61987/iec61987.nsf/Classes/0112-2---61987%23ABG185 | https://cdd.iec.ch/cdd/iec61987/iec61987.nsf/PropertiesAllVersions/0112-2---61987%23ABU865,https://cdd.iec.ch/cdd/iec61987/iec61987.nsf/PropertiesAllVersions/0112-2---61987%23ABC729 | 0112-2---61987#ABU865,0112-2---61987#ABC729
0112/2///61987#ABG409 | 001 | 01 | 0112/2///61987#ABG409#001 | Structural design [guided-wave radar level transmitter/switch] |  |  |  | properties characterizing the constructional details of a device |  |  |  |  | ITEM_CLASS | [5 empty] | 0112/2///61987#ABG364 - Mechanical and electrical construction [guided-wave radar level transmitter/switch] |  |  |  | Standard |  | IEC 61987 | IEC | 2018-03-28 | 2014-12-17 | 2018-03-20 | 2018-03-20 |  | SC65E – IEC 61987 | C00018 | 001-01 (2018-03-28 07:26:09 by BATCH 00000762) standard | 0112/2///61987#ABV501 | https://cdd.iec.ch/CDD/IEC61987/iec61987.nsf/Classes/0112-2---61987%23ABG409 | https://cdd.iec.ch/cdd/iec61987/iec61987.nsf/PropertiesAllVersions/0112-2---61987%23ABF727,https://cdd.iec.ch/cdd/iec61987/iec61987.nsf/PropertiesAllVersions/0112-2---61987%23ABF374,https://cdd.iec.ch/cdd/iec61987/iec61987.nsf/PropertiesAllVersions/0112-2---61987%23ABF796,https://cdd.iec.ch/cdd/iec61987/iec61987.nsf/PropertiesAllVersions/0112-2---61987%23ABD284 | 0112-2---61987#ABF727,0112-2---61987#ABF374,0112-2---61987#ABF796,0112-2---61987#ABD284
0112/2///61987#ABF858 | 001 | 01 | 0112/2///61987#ABF858#001 | Device LOP for buoyancy density transmitter |  |  |  | list of properties characterizing a buoyancy density transmitter |  |  |  |  | ITEM_CLASS | [5 empty] | 0112/2///61987#ABA755 - Buoyancy density transmitter |  |  |  | Standard |  | IEC 61987 | IEC | 2018-03-28 | 2014-12-17 | 2018-03-20 | 2018-03-20 |  | SC65E – IEC 61987 | C00017 | 001-01 (2018-03-28 07:26:06 by BATCH 00000762) standard | 0112/2///61987#ABV504 | https://cdd.iec.ch/CDD/IEC61987/iec61987.nsf/Classes/0112-2---61987%23ABF858 | https://cdd.iec.ch/cdd/iec61987/iec61987.nsf/PropertiesAllVersions/0112-2---61987%23ABC899,https://cdd.iec.ch/cdd/iec61987/iec61987.nsf/PropertiesAllVersions/0112-2---61987%23ABC730,https://cdd.iec.ch/cdd/iec61987/iec61987.nsf/PropertiesAllVersions/0112-2---61987%23ABU646,https://cdd.iec.ch/cdd/iec61987/iec61987.nsf/PropertiesAllVersions/0112-2---61987%23ABG498,https://cdd.iec.ch/cdd/iec61987/iec61987.nsf/PropertiesAllVersions/0112-2---61987%23ABB206,https://cdd.iec.ch/cdd/iec61987/iec61987.nsf/PropertiesAllVersions/0112-2---61987%23ABG698,https://cdd.iec.ch/cdd/iec61987/iec61987.nsf/PropertiesAllVersions/0112-2---61987%23ABC830,https://cdd.iec.ch/cdd/iec61987/iec61987.nsf/PropertiesAllVersions/0112-2---61987%23ABG792,https://cdd.iec.ch/cdd/iec61987/iec61987.nsf/PropertiesAllVersions/0112-2---61987%23ABG882,https://cdd.iec.ch/cdd/iec61987/iec61987.nsf/PropertiesAllVersions/0112-2---61987%23ABG957,https://cdd.iec.ch/cdd/iec61987/iec61987.nsf/PropertiesAllVersions/0112-2---61987%23ABD088,https://cdd.iec.ch/cdd/iec61987/iec61987.nsf/PropertiesAllVersions/0112-2---61987%23ABD153,https://cdd.iec.ch/cdd/iec61987/iec61987.nsf/PropertiesAllVersions/0112-2---61987%23ABC786,https://cdd.iec.ch/cdd/iec61987/iec61987.nsf/PropertiesAllVersions/0112-2---61987%23ABC795,https://cdd.iec.ch/cdd/iec61987/iec61987.nsf/PropertiesAllVersions/0112-2---61987%23ABA293,https://cdd.iec.ch/cdd/iec61987/iec61987.nsf/PropertiesAllVersions/0112-2---61987%23ABC710 | 0112-2---61987#ABC730,0112-2---61987#ABG698,0112-2---61987#ABG882,0112-2---61987#ABC786,0112-2---61987#ABC710,0112-2---61987#ABB206,0112-2---61987#ABC830,0112-2---61987#ABD153,0112-2---61987#ABA293,0112-2---61987#ABG792,0112-2---61987#ABC795,0112-2---61987#ABD088,0112-2---61987#ABC899,0112-2---61987#ABU646,0112-2---61987#ABG498,0112-2---61987#ABG957
0112/2///61987#ABC063 | 001 | 02 | 0112/2///61987#ABC063#001 | Absolute performance for other variable |  |  |  | properties characterizing the accuracy of an other variable measurement, expressed in engineering units |  | 15 ABC063.15 |  |  | ITEM_CLASS | [5 empty] | 0112/2///61987#ABC672 - Type of performance variable [2]0112/2///61987#ABC673 - Type of performance variable [3]0112/2///61987#ABC675 - Type of performance variable [5]0112/2///61987#ABG285 - Type of performance variable [19]0112/2///61987#ABG273 - Type of performance variable [7]0112/2///61987#ABG274 - Type of performance variable [8]0112/2///61987#ABG275 - Type of performance variable [9]0112/2///61987#ABG276 - Type of performance variable [10]0112/2///61987#ABG277 - Type of performance variable [11]0112/2///61987#ABG278 - Type of performance variable [12]0112/2///61987#ABG279 - Type of performance variable [13]0112/2///61987#ABG289 - Type of performance variable [23]0112/2///61987#ABG281 - Type of performance variable [15] |  |  |  | Standard |  |  |  | 2018-03-28 | 2013-08-27 | 2013-08-27 | 2014-06-18 |  | SC65E – IEC 61987 | C00004 |  | 0112/2///61987#ABV501 | https://cdd.iec.ch/CDD/IEC61987/iec61987.nsf/Classes/0112-2---61987%23ABC063 | https://cdd.iec.ch/cdd/iec61987/iec61987.nsf/PropertiesAllVersions/0112-2---61987%23ABB198,https://cdd.iec.ch/cdd/iec61987/iec61987.nsf/PropertiesAllVersions/0112-2---61987%23ABB791,https://cdd.iec.ch/cdd/iec61987/iec61987.nsf/PropertiesAllVersions/0112-2---61987%23ABD535,https://cdd.iec.ch/cdd/iec61987/iec61987.nsf/PropertiesAllVersions/0112-2---61987%23ABB788,https://cdd.iec.ch/cdd/iec61987/iec61987.nsf/PropertiesAllVersions/0112-2---61987%23ABB792,https://cdd.iec.ch/cdd/iec61987/iec61987.nsf/PropertiesAllVersions/0112-2---61987%23ABB793,https://cdd.iec.ch/cdd/iec61987/iec61987.nsf/PropertiesAllVersions/0112-2---61987%23ABB794,https://cdd.iec.ch/cdd/iec61987/iec61987.nsf/PropertiesAllVersions/0112-2---61987%23ABB787,https://cdd.iec.ch/cdd/iec61987/iec61987.nsf/PropertiesAllVersions/0112-2---61987%23ABB283,https://cdd.iec.ch/cdd/iec61987/iec61987.nsf/PropertiesAllVersions/0112-2---61987%23ABC705,https://cdd.iec.ch/cdd/iec61987/iec61987.nsf/PropertiesAllVersions/0112-2---61987%23ABB519,https://cdd.iec.ch/cdd/iec61987/iec61987.nsf/PropertiesAllVersions/0112-2---61987%23ABB774,https://cdd.iec.ch/cdd/iec61987/iec61987.nsf/PropertiesAllVersions/0112-2---61987%23ABB775,https://cdd.iec.ch/cdd/iec61987/iec61987.nsf/PropertiesAllVersions/0112-2---61987%23ABB776,https://cdd.iec.ch/cdd/iec61987/iec61987.nsf/PropertiesAllVersions/0112-2---61987%23ABC913,https://cdd.iec.ch/cdd/iec61987/iec61987.nsf/PropertiesAllVersions/0112-2---61987%23ABC840,https://cdd.iec.ch/cdd/iec61987/iec61987.nsf/PropertiesAllVersions/0112-2---61987%23ABC954 | 0112-2---61987#ABB788,0112-2---61987#ABB787,0112-2---61987#ABC840,0112-2---61987#ABB791,0112-2---61987#ABB775,0112-2---61987#ABB776,0112-2---61987#ABB793,0112-2---61987#ABB519,0112-2---61987#ABC954,0112-2---61987#ABD535,0112-2---61987#ABB792,0112-2---61987#ABB794,0112-2---61987#ABB283,0112-2---61987#ABC705,0112-2---61987#ABB774,0112-2---61987#ABC913,0112-2---61987#ABB198
0112/2///61987#ABC502 | 003 | 01 | 0112/2///61987#ABC502#003 | Performance of remote seal |  |  |  | properties characterizing the performance of the remote seal with regard to measurement accuracy and dynamic behaviour |  |  |  |  | ITEM_CLASS | [5 empty] | 0112/2///61987#ABC499 - Performance [9]0112/2///61987#ABV031 - Performance [21]0112/2///61987#ABV032 - Performance [21] |  |  |  | Standard |  |  |  | 2018-03-28 | 2013-09-27 | 2018-03-20 | 2018-03-20 |  | SC65E – IEC 61987 | C00004 |  | 0112/2///61987#ABV501 | https://cdd.iec.ch/CDD/IEC61987/iec61987.nsf/Classes/0112-2---61987%23ABC502 | https://cdd.iec.ch/cdd/iec61987/iec61987.nsf/PropertiesAllVersions/0112-2---61987%23ABB036,https://cdd.iec.ch/cdd/iec61987/iec61987.nsf/PropertiesAllVersions/0112-2---61987%23ABB037,https://cdd.iec.ch/cdd/iec61987/iec61987.nsf/PropertiesAllVersions/0112-2---61987%23ABB964,https://cdd.iec.ch/cdd/iec61987/iec61987.nsf/PropertiesAllVersions/0112-2---61987%23ABB038,https://cdd.iec.ch/cdd/iec61987/iec61987.nsf/PropertiesAllVersions/0112-2---61987%23ABB965,https://cdd.iec.ch/cdd/iec61987/iec61987.nsf/PropertiesAllVersions/0112-2---61987%23ABB966,https://cdd.iec.ch/cdd/iec61987/iec61987.nsf/PropertiesAllVersions/0112-2---61987%23ABB967,https://cdd.iec.ch/cdd/iec61987/iec61987.nsf/PropertiesAllVersions/0112-2---61987%23ABB039,https://cdd.iec.ch/cdd/iec61987/iec61987.nsf/PropertiesAllVersions/0112-2---61987%23ABB968 | 0112-2---61987#ABB038,0112-2---61987#ABB965,0112-2---61987#ABB966,0112-2---61987#ABB967,0112-2---61987#ABB039,0112-2---61987#ABB968,0112-2---61987#ABB964,0112-2---61987#ABB037,0112-2---61987#ABB036
0112/2///61987#ABG439 | 001 | 01 | 0112/2///61987#ABG439#001 | Structural design [thermowell] |  |  |  | properties characterizing the constructional details of a device |  |  |  |  | ITEM_CLASS | [5 empty] | 0112/2///61987#ABG394 - Mechanical and electrical construction [thermowell] |  |  |  | Standard |  | IEC 61987 | IEC | 2018-03-28 | 2014-12-17 | 2016-05-24 | 2016-05-24 |  | SC65E – IEC 61987 | C00019 | 001-01 (2018-03-28 07:26:11 by BATCH 00000762) standard | 0112/2///61987#ABV501 | https://cdd.iec.ch/CDD/IEC61987/iec61987.nsf/Classes/0112-2---61987%23ABG439 | https://cdd.iec.ch/cdd/iec61987/iec61987.nsf/PropertiesAllVersions/0112-2---61987%23ABF774,https://cdd.iec.ch/cdd/iec61987/iec61987.nsf/PropertiesAllVersions/0112-2---61987%23ABF798 | 0112-2---61987#ABF774,0112-2---61987#ABF798
0112/2///61987#ABE317 | 002 | 01 | 0112/2///61987#ABE317#002 | Device LOP for ball valve |  |  |  | list of properties characterizing a ball valve |  |  |  |  | ITEM_CLASS | [5 empty] | 0112/2///61987#ABD349 - Ball valve |  |  |  | Standard |  | IEC 61987 | IEC | 2022-09-08 | 2017-12-07 | 2022-09-08 | 2022-09-08 |  | IEC/SC 65E | C00121 |  | 0112/2///61987#ABV504 | https://cdd.iec.ch/CDD/IEC61987/iec61987.nsf/Classes/0112-2---61987%23ABE317 | https://cdd.iec.ch/cdd/iec61987/iec61987.nsf/PropertiesAllVersions/0112-2---61987%23ABC899,https://cdd.iec.ch/cdd/iec61987/iec61987.nsf/PropertiesAllVersions/0112-2---61987%23ABC730,https://cdd.iec.ch/cdd/iec61987/iec61987.nsf/PropertiesAllVersions/0112-2---61987%23ABE223,https://cdd.iec.ch/cdd/iec61987/iec61987.nsf/PropertiesAllVersions/0112-2---61987%23ABU551,https://cdd.iec.ch/cdd/iec61987/iec61987.nsf/PropertiesAllVersions/0112-2---61987%23ABE229,https://cdd.iec.ch/cdd/iec61987/iec61987.nsf/PropertiesAllVersions/0112-2---61987%23ABE256,https://cdd.iec.ch/cdd/iec61987/iec61987.nsf/PropertiesAllVersions/0112-2---61987%23ABE186,https://cdd.iec.ch/cdd/iec61987/iec61987.nsf/PropertiesAllVersions/0112-2---61987%23ABE073,https://cdd.iec.ch/cdd/iec61987/iec61987.nsf/PropertiesAllVersions/0112-2---61987%23ABC795,https://cdd.iec.ch/cdd/iec61987/iec61987.nsf/PropertiesAllVersions/0112-2---61987%23ABA293,https://cdd.iec.ch/cdd/iec61987/iec61987.nsf/PropertiesAllVersions/0112-2---61987%23ABC710 | 0112-2---61987#ABE229,0112-2---61987#ABE256,0112-2---61987#ABE073,0112-2---61987#ABA293,0112-2---61987#ABC710,0112-2---61987#ABC899,0112-2---61987#ABC730,0112-2---61987#ABE223,0112-2---61987#ABU551,0112-2---61987#ABE186,0112-2---61987#ABC795
0112/2///61987#ABD472 | 001 | 02 | 0112/2///61987#ABD472#001 | Pointer |  |  |  | properties characterizing a pointer |  |  |  |  | ITEM_CLASS | [5 empty] | 0112/2///61987#ABC195 - Dial indicator0112/2///61987#ABD480 - Dial indicator [2]0112/2///61987#ABD848 - Dial indicator [3] |  |  |  | Standard |  |  |  | 2018-03-28 | 2013-09-27 | 2014-03-13 | 2014-06-18 |  | SC65E – IEC 61987 | C00014 |  | 0112/2///61987#ABV501 | https://cdd.iec.ch/CDD/IEC61987/iec61987.nsf/Classes/0112-2---61987%23ABD472 | https://cdd.iec.ch/cdd/iec61987/iec61987.nsf/PropertiesAllVersions/0112-2---61987%23ABD473,https://cdd.iec.ch/cdd/iec61987/iec61987.nsf/PropertiesAllVersions/0112-2---61987%23ABB050,https://cdd.iec.ch/cdd/iec61987/iec61987.nsf/PropertiesAllVersions/0112-2---61987%23ABC009,https://cdd.iec.ch/cdd/iec61987/iec61987.nsf/PropertiesAllVersions/0112-2---61987%23ABD474,https://cdd.iec.ch/cdd/iec61987/iec61987.nsf/PropertiesAllVersions/0112-2---61987%23ABD475,https://cdd.iec.ch/cdd/iec61987/iec61987.nsf/PropertiesAllVersions/0112-2---61987%23ABC008,https://cdd.iec.ch/cdd/iec61987/iec61987.nsf/PropertiesAllVersions/0112-2---61987%23ABA586,https://cdd.iec.ch/cdd/iec61987/iec61987.nsf/PropertiesAllVersions/0112-2---61987%23ABA205,https://cdd.iec.ch/cdd/iec61987/iec61987.nsf/PropertiesAllVersions/0112-2---61987%23ABD467,https://cdd.iec.ch/cdd/iec61987/iec61987.nsf/PropertiesAllVersions/0112-2---61987%23ABA896 | 0112-2---61987#ABC009,0112-2---61987#ABD474,0112-2---61987#ABC008,0112-2---61987#ABA586,0112-2---61987#ABA205,0112-2---61987#ABD467,0112-2---61987#ABA896,0112-2---61987#ABD473,0112-2---61987#ABD475,0112-2---61987#ABB050
0112/2///61987#ABE019 | 001 | 02 | 0112/2///61987#ABE019#001 | Structural design [pressure reducing regulator or back pressure/excess pressure regulator] |  |  |  | properties characterizing the constructional details of a device |  |  |  |  | ITEM_CLASS | [5 empty] | 0112/2///61987#ABD931 - Mechanical and electrical construction [pressure reducing regulator or back pressure/excess pressure regulator] |  |  |  | Standard |  |  |  | 2018-03-28 | 2013-09-02 | 2013-09-02 | 2014-06-18 |  | SC65E – IEC 61987 | C00009 |  | 0112/2///61987#ABV501 | https://cdd.iec.ch/CDD/IEC61987/iec61987.nsf/Classes/0112-2---61987%23ABE019 | https://cdd.iec.ch/cdd/iec61987/iec61987.nsf/PropertiesAllVersions/0112-2---61987%23ABE069,https://cdd.iec.ch/cdd/iec61987/iec61987.nsf/PropertiesAllVersions/0112-2---61987%23ABE291,https://cdd.iec.ch/cdd/iec61987/iec61987.nsf/PropertiesAllVersions/0112-2---61987%23ABE295 | 0112-2---61987#ABE069,0112-2---61987#ABE291,0112-2---61987#ABE295
0112/2///61987#ABF095 | 001 | 02 | 0112/2///61987#ABF095#001 | Influence of external quantities expressed for voltage |  |  |  | properties characterizing the influence of external quantities for temperature measurement devices that are not the subject of the measurement but whose change affects the relationship between the indication and the result of the measurement |  |  |  |  | ITEM_CLASS | [5 empty] | 0112/2///61987#ABF075 - Absolute performance for voltage |  |  | false | Standard |  | IEC 61987 | IEC | 2023-01-23 | 2017-12-07 | 2017-12-07 | 2023-01-23 |  | IEC/SC 65E | C00128 |  | 0112/2///61987#ABV501 | https://cdd.iec.ch/CDD/IEC61987/iec61987.nsf/Classes/0112-2---61987%23ABF095 | https://cdd.iec.ch/cdd/iec61987/iec61987.nsf/PropertiesAllVersions/0112-2---61987%23ABF097,https://cdd.iec.ch/cdd/iec61987/iec61987.nsf/PropertiesAllVersions/0112-2---61987%23ABF099,https://cdd.iec.ch/cdd/iec61987/iec61987.nsf/PropertiesAllVersions/0112-2---61987%23ABF101,https://cdd.iec.ch/cdd/iec61987/iec61987.nsf/PropertiesAllVersions/0112-2---61987%23ABF103,https://cdd.iec.ch/cdd/iec61987/iec61987.nsf/PropertiesAllVersions/0112-2---61987%23ABF105,https://cdd.iec.ch/cdd/iec61987/iec61987.nsf/PropertiesAllVersions/0112-2---61987%23ABF107 | 0112-2---61987#ABF099,0112-2---61987#ABF101,0112-2---61987#ABF103,0112-2---61987#ABF105,0112-2---61987#ABF107,0112-2---61987#ABF097
0112/2///61987#ABG189 | 001 | 01 | 0112/2///61987#ABG189#001 | Analog voltage output [16] |  |  |  | properties characterizing an analog voltage output |  | Polymorphic element: ABG189, Id: 2 |  |  | ITEM_CLASS | [5 empty] | 0112/2///61987#ABG153 - Type of output [23] |  |  |  | Standard |  | IEC 61987 | IEC | 2018-03-28 | 2014-12-17 | 2018-03-20 | 2018-03-20 |  | SC65E – IEC 61987 | C00017 | 001-01 (2018-03-28 07:26:08 by BATCH 00000762) standard | 0112/2///61987#ABV501 | https://cdd.iec.ch/CDD/IEC61987/iec61987.nsf/Classes/0112-2---61987%23ABG189 | https://cdd.iec.ch/cdd/iec61987/iec61987.nsf/PropertiesAllVersions/0112-2---61987%23ABU651,https://cdd.iec.ch/cdd/iec61987/iec61987.nsf/PropertiesAllVersions/0112-2---61987%23ABC729 | 0112-2---61987#ABU651,0112-2---61987#ABC729
0112/2///61987#ABH616 | 001 | 01 | 0112/2///61987#ABH616#001 | Calibration of volume fraction |  |  |  | properties characterizing the calibration of volume fraction output values of a device |  |  |  |  | ITEM_CLASS | [5 empty] | 0112/2///61987#ABH561 - Calibration |  |  |  | Standard |  |  |  | 2019-03-08 | 2017-12-07 | 2019-03-08 | 2019-03-08 |  | SC65E – IEC 61987 | C00018 | 001-01 (2019-03-08 15:35:12 by BATCH 00000766) standard | 0112/2///61987#ABV501 | https://cdd.iec.ch/CDD/IEC61987/iec61987.nsf/Classes/0112-2---61987%23ABH616 | https://cdd.iec.ch/cdd/iec61987/iec61987.nsf/PropertiesAllVersions/0112-2---61987%23ABH594,https://cdd.iec.ch/cdd/iec61987/iec61987.nsf/PropertiesAllVersions/0112-2---61987%23ABH746 | 0112-2---61987#ABH594,0112-2---61987#ABH746
0112/2///61987#ABH653 | 001 | 01 | 0112/2///61987#ABH653#001 | Output values of mass fraction |  |  |  | properties characterizing the readings of mass fraction output signals |  |  |  |  | ITEM_CLASS | [5 empty] | 0112/2///61987#ABH635 - Calibration point of mass fraction |  |  |  | Standard |  |  |  | 2019-03-08 | 2017-12-07 | 2019-03-08 | 2019-03-08 |  | SC65E – IEC 61987 | C00018 | 001-01 (2019-03-08 15:35:12 by BATCH 00000766) standard | 0112/2///61987#ABV501 | https://cdd.iec.ch/CDD/IEC61987/iec61987.nsf/Classes/0112-2---61987%23ABH653 | https://cdd.iec.ch/cdd/iec61987/iec61987.nsf/PropertiesAllVersions/0112-2---61987%23ABH566,https://cdd.iec.ch/cdd/iec61987/iec61987.nsf/PropertiesAllVersions/0112-2---61987%23ABH567,https://cdd.iec.ch/cdd/iec61987/iec61987.nsf/PropertiesAllVersions/0112-2---61987%23ABH568,https://cdd.iec.ch/cdd/iec61987/iec61987.nsf/PropertiesAllVersions/0112-2---61987%23ABH672,https://cdd.iec.ch/cdd/iec61987/iec61987.nsf/PropertiesAllVersions/0112-2---61987%23ABH673 | 0112-2---61987#ABH567,0112-2---61987#ABH568,0112-2---61987#ABH672,0112-2---61987#ABH673,0112-2---61987#ABH566
0112/2///61987#ABO088 | 001 | 01 | 0112/2///61987#ABO088#001 | Pneumatic circular chart recorder |  |  |  | pneumatic chart recorder that has a rotating circular chart as recording medium |  |  |  |  | ITEM_CLASS |  |  |  |  | 0112/2///61987#ABP285 - reference to Operating LOP for infrastructure devices |  |  |  | true | Standard |  | IEC 61987-31 | IEC | 2022-10-26 | 2022-10-26 | 2022-10-26 | 2022-10-26 |  | IEC/SC 65E | C00127 | 001-01 (2022-10-26 07:15:17 by BATCH 00000802) standard | 0112/2///61987#ABO086 | https://cdd.iec.ch/CDD/IEC61987/iec61987.nsf/Classes/0112-2---61987%23ABO088
0112/2///61987#ABF866 | 001 | 01 | 0112/2///61987#ABF866#001 | Device LOP for separate density transmitter |  |  |  | list of properties characterizing a separate density transmitter |  |  |  |  | ITEM_CLASS | [5 empty] | 0112/2///61987#ABH335 - Separate density transmitter |  |  |  | Standard |  | IEC 61987 | IEC | 2018-03-28 | 2014-12-17 | 2018-03-20 | 2018-03-20 |  | SC65E – IEC 61987 | C00017 | 001-01 (2018-03-28 07:26:06 by BATCH 00000762) standard | 0112/2///61987#ABV504 | https://cdd.iec.ch/CDD/IEC61987/iec61987.nsf/Classes/0112-2---61987%23ABF866 | https://cdd.iec.ch/cdd/iec61987/iec61987.nsf/PropertiesAllVersions/0112-2---61987%23ABC899,https://cdd.iec.ch/cdd/iec61987/iec61987.nsf/PropertiesAllVersions/0112-2---61987%23ABC730,https://cdd.iec.ch/cdd/iec61987/iec61987.nsf/PropertiesAllVersions/0112-2---61987%23ABU646,https://cdd.iec.ch/cdd/iec61987/iec61987.nsf/PropertiesAllVersions/0112-2---61987%23ABG498,https://cdd.iec.ch/cdd/iec61987/iec61987.nsf/PropertiesAllVersions/0112-2---61987%23ABB206,https://cdd.iec.ch/cdd/iec61987/iec61987.nsf/PropertiesAllVersions/0112-2---61987%23ABG698,https://cdd.iec.ch/cdd/iec61987/iec61987.nsf/PropertiesAllVersions/0112-2---61987%23ABC830,https://cdd.iec.ch/cdd/iec61987/iec61987.nsf/PropertiesAllVersions/0112-2---61987%23ABG793,https://cdd.iec.ch/cdd/iec61987/iec61987.nsf/PropertiesAllVersions/0112-2---61987%23ABD188,https://cdd.iec.ch/cdd/iec61987/iec61987.nsf/PropertiesAllVersions/0112-2---61987%23ABG964,https://cdd.iec.ch/cdd/iec61987/iec61987.nsf/PropertiesAllVersions/0112-2---61987%23ABD088,https://cdd.iec.ch/cdd/iec61987/iec61987.nsf/PropertiesAllVersions/0112-2---61987%23ABD153,https://cdd.iec.ch/cdd/iec61987/iec61987.nsf/PropertiesAllVersions/0112-2---61987%23ABC786,https://cdd.iec.ch/cdd/iec61987/iec61987.nsf/PropertiesAllVersions/0112-2---61987%23ABC795,https://cdd.iec.ch/cdd/iec61987/iec61987.nsf/PropertiesAllVersions/0112-2---61987%23ABA293,https://cdd.iec.ch/cdd/iec61987/iec61987.nsf/PropertiesAllVersions/0112-2---61987%23ABC710 | 0112-2---61987#ABB206,0112-2---61987#ABD153,0112-2---61987#ABC786,0112-2---61987#ABD088,0112-2---61987#ABC795,0112-2---61987#ABC730,0112-2---61987#ABG498,0112-2---61987#ABG698,0112-2---61987#ABC830,0112-2---61987#ABD188,0112-2---61987#ABU646,0112-2---61987#ABC899,0112-2---61987#ABG793,0112-2---61987#ABG964,0112-2---61987#ABA293,0112-2---61987#ABC710
0112/2///61987#ABC541 | 002 | 01 | 0112/2///61987#ABC541#002 | Process design ratings [1] |  |  |  | properties characterizing the process conditions for which the device is designed |  |  |  |  | ITEM_CLASS | [5 empty] | 0112/2///61987#ABC557 - Rated Operating Conditions [1]0112/2///61987#ABC557 - Rated operating conditions [1] |  |  |  | Standard |  |  |  | 2018-03-28 | 2013-08-27 | 2016-05-24 | 2016-05-24 |  | SC65E – IEC 61987 | C00018 |  | 0112/2///61987#ABV501 | https://cdd.iec.ch/CDD/IEC61987/iec61987.nsf/Classes/0112-2---61987%23ABC541 | https://cdd.iec.ch/cdd/iec61987/iec61987.nsf/PropertiesAllVersions/0112-2---61987%23ABH445,https://cdd.iec.ch/cdd/iec61987/iec61987.nsf/PropertiesAllVersions/0112-2---61987%23ABD081,https://cdd.iec.ch/cdd/iec61987/iec61987.nsf/PropertiesAllVersions/0112-2---61987%23ABC948,https://cdd.iec.ch/cdd/iec61987/iec61987.nsf/PropertiesAllVersions/0112-2---61987%23ABC938 | 0112-2---61987#ABC948,0112-2---61987#ABC938,0112-2---61987#ABH445,0112-2---61987#ABD081
0112/2///61987#ABC652 | 001 | 02 | 0112/2///61987#ABC652#001 | Thermocouple input |  |  |  | properties characterizing an auxiliary thermocouple input |  |  |  |  | ITEM_CLASS | [5 empty] | 0112/2///61987#ABC580 - RTD/thermocouple input |  |  |  | Standard |  |  |  | 2018-03-28 | 2013-08-27 | 2013-08-27 | 2014-06-18 |  | SC65E – IEC 61987 | C00004 |  | 0112/2///61987#ABV501 | https://cdd.iec.ch/CDD/IEC61987/iec61987.nsf/Classes/0112-2---61987%23ABC652 | https://cdd.iec.ch/cdd/iec61987/iec61987.nsf/PropertiesAllVersions/0112-2---61987%23ABB092,https://cdd.iec.ch/cdd/iec61987/iec61987.nsf/PropertiesAllVersions/0112-2---61987%23ABB173,https://cdd.iec.ch/cdd/iec61987/iec61987.nsf/PropertiesAllVersions/0112-2---61987%23ABB512,https://cdd.iec.ch/cdd/iec61987/iec61987.nsf/PropertiesAllVersions/0112-2---61987%23ABB174,https://cdd.iec.ch/cdd/iec61987/iec61987.nsf/PropertiesAllVersions/0112-2---61987%23ABB175,https://cdd.iec.ch/cdd/iec61987/iec61987.nsf/PropertiesAllVersions/0112-2---61987%23ABB176,https://cdd.iec.ch/cdd/iec61987/iec61987.nsf/PropertiesAllVersions/0112-2---61987%23ABB204,https://cdd.iec.ch/cdd/iec61987/iec61987.nsf/PropertiesAllVersions/0112-2---61987%23ABA411,https://cdd.iec.ch/cdd/iec61987/iec61987.nsf/PropertiesAllVersions/0112-2---61987%23ABB090,https://cdd.iec.ch/cdd/iec61987/iec61987.nsf/PropertiesAllVersions/0112-2---61987%23ABB093,https://cdd.iec.ch/cdd/iec61987/iec61987.nsf/PropertiesAllVersions/0112-2---61987%23ABB260,https://cdd.iec.ch/cdd/iec61987/iec61987.nsf/PropertiesAllVersions/0112-2---61987%23ABA387,https://cdd.iec.ch/cdd/iec61987/iec61987.nsf/PropertiesAllVersions/0112-2---61987%23ABC891,https://cdd.iec.ch/cdd/iec61987/iec61987.nsf/PropertiesAllVersions/0112-2---61987%23ABB103,https://cdd.iec.ch/cdd/iec61987/iec61987.nsf/PropertiesAllVersions/0112-2---61987%23ABC850,https://cdd.iec.ch/cdd/iec61987/iec61987.nsf/PropertiesAllVersions/0112-2---61987%23ABA401,https://cdd.iec.ch/cdd/iec61987/iec61987.nsf/PropertiesAllVersions/0112-2---61987%23ABC778 | 0112-2---61987#ABB173,0112-2---61987#ABB512,0112-2---61987#ABB174,0112-2---61987#ABA411,0112-2---61987#ABA387,0112-2---61987#ABB175,0112-2---61987#ABB090,0112-2---61987#ABB260,0112-2---61987#ABC850,0112-2---61987#ABB092,0112-2---61987#ABB176,0112-2---61987#ABB204,0112-2---61987#ABB093,0112-2---61987#ABC891,0112-2---61987#ABB103,0112-2---61987#ABA401,0112-2---61987#ABC778
0112/2///61987#ABF287 | 001 | 01 | 0112/2///61987#ABF287#001 | Input for temperature transmitter |  |  |  | properties characterizing an input of a temperature transmitter without probes to which temperature probes and other probes are connected |  |  |  |  | ITEM_CLASS | [5 empty] | 0112/2///61987#ABF934 - Input [27] |  |  |  | Standard |  | IEC 61987 | IEC | 2018-03-28 | 2014-12-17 | 2016-05-24 | 2016-05-24 |  | SC65E – IEC 61987 | C00019 | 001-01 (2018-03-28 07:26:05 by BATCH 00000762) standard | 0112/2///61987#ABV501 | https://cdd.iec.ch/CDD/IEC61987/iec61987.nsf/Classes/0112-2---61987%23ABF287 | https://cdd.iec.ch/cdd/iec61987/iec61987.nsf/PropertiesAllVersions/0112-2---61987%23ABA387,https://cdd.iec.ch/cdd/iec61987/iec61987.nsf/PropertiesAllVersions/0112-2---61987%23ABC891,https://cdd.iec.ch/cdd/iec61987/iec61987.nsf/PropertiesAllVersions/0112-2---61987%23ABA390,https://cdd.iec.ch/cdd/iec61987/iec61987.nsf/PropertiesAllVersions/0112-2---61987%23ABC865,https://cdd.iec.ch/cdd/iec61987/iec61987.nsf/PropertiesAllVersions/0112-2---61987%23ABI463,https://cdd.iec.ch/cdd/iec61987/iec61987.nsf/PropertiesAllVersions/0112-2---61987%23ABB103,https://cdd.iec.ch/cdd/iec61987/iec61987.nsf/PropertiesAllVersions/0112-2---61987%23ABC850,https://cdd.iec.ch/cdd/iec61987/iec61987.nsf/PropertiesAllVersions/0112-2---61987%23ABA401,https://cdd.iec.ch/cdd/iec61987/iec61987.nsf/PropertiesAllVersions/0112-2---61987%23ABC778 | 0112-2---61987#ABI463,0112-2---61987#ABC850,0112-2---61987#ABA401,0112-2---61987#ABC778,0112-2---61987#ABA390,0112-2---61987#ABC891,0112-2---61987#ABC865,0112-2---61987#ABB103,0112-2---61987#ABA387
0112/2///61987#ABG418 | 001 | 01 | 0112/2///61987#ABG418#001 | Structural design [laser level transmitter] |  |  |  | properties characterizing the constructional details of a device |  |  |  |  | ITEM_CLASS | [5 empty] | 0112/2///61987#ABG373 - Mechanical and electrical construction [laser level transmitter] |  |  |  | Standard |  | IEC 61987 | IEC | 2018-03-28 | 2014-12-17 | 2018-03-20 | 2018-03-20 |  | SC65E – IEC 61987 | C00018 | 001-01 (2018-03-28 07:26:09 by BATCH 00000762) standard | 0112/2///61987#ABV501 | https://cdd.iec.ch/CDD/IEC61987/iec61987.nsf/Classes/0112-2---61987%23ABG418 | https://cdd.iec.ch/cdd/iec61987/iec61987.nsf/PropertiesAllVersions/0112-2---61987%23ABF826,https://cdd.iec.ch/cdd/iec61987/iec61987.nsf/PropertiesAllVersions/0112-2---61987%23ABF374,https://cdd.iec.ch/cdd/iec61987/iec61987.nsf/PropertiesAllVersions/0112-2---61987%23ABF796,https://cdd.iec.ch/cdd/iec61987/iec61987.nsf/PropertiesAllVersions/0112-2---61987%23ABF761,https://cdd.iec.ch/cdd/iec61987/iec61987.nsf/PropertiesAllVersions/0112-2---61987%23ABD284 | 0112-2---61987#ABF826,0112-2---61987#ABF374,0112-2---61987#ABF796,0112-2---61987#ABF761,0112-2---61987#ABD284
0112/2///61987#ABH253 | 001 | 01 | 0112/2///61987#ABH253#001 | Atmosphere in sight path |  |  |  | properties characterizing the atmosphere between a target emitting radiation and a radiation detector |  |  |  |  | ITEM_CLASS | [5 empty] | 0112/2///61987#ABH258 - Radiation thermometer parameters |  |  |  | Standard |  | IEC 61987 | IEC | 2018-03-28 | 2014-12-17 | 2016-05-24 | 2016-05-24 |  | SC65E – IEC 61987 | C00019 | 001-01 (2018-03-28 07:26:12 by BATCH 00000762) standard | 0112/2///61987#ABV501 | https://cdd.iec.ch/CDD/IEC61987/iec61987.nsf/Classes/0112-2---61987%23ABH253 | https://cdd.iec.ch/cdd/iec61987/iec61987.nsf/PropertiesAllVersions/0112-2---61987%23ABD413,https://cdd.iec.ch/cdd/iec61987/iec61987.nsf/PropertiesAllVersions/0112-2---61987%23ABH254,https://cdd.iec.ch/cdd/iec61987/iec61987.nsf/PropertiesAllVersions/0112-2---61987%23ABH255,https://cdd.iec.ch/cdd/iec61987/iec61987.nsf/PropertiesAllVersions/0112-2---61987%23ABH319,https://cdd.iec.ch/cdd/iec61987/iec61987.nsf/PropertiesAllVersions/0112-2---61987%23ABH314 | 0112-2---61987#ABH255,0112-2---61987#ABH319,0112-2---61987#ABH314,0112-2---61987#ABD413,0112-2---61987#ABH254
0112/2///61987#ABA681 | 002 | 01 | 0112/2///61987#ABA681#002 | Weight gauge |  |  |  | gauge that measures and indicates a weight |  |  |  |  | ITEM_CLASS | [9 empty] | Standard |  |  |  | 2018-03-28 | 2013-08-27 | 2016-05-24 | 2016-05-24 |  | SC65E – IEC 61987 | C00004 |  | 0112/2///61987#ABA643 | https://cdd.iec.ch/CDD/IEC61987/iec61987.nsf/Classes/0112-2---61987%23ABA681
0112/2///61987#ABA720 | 002 | 01 | 0112/2///61987#ABA720#002 | Wave level switch |  |  |  | level switch that detects a level regime by evaluating either a propagation time or a damping of a propagation phenomenon of waves |  |  |  |  | ITEM_CLASS |  |  |  |  | 0112/2///61987#ABF910 - reference to Operating LOP for level measuring equipment |  |  |  |  | Standard |  |  |  | 2018-03-28 | 2013-08-27 | 2016-05-24 | 2016-05-24 |  | SC65E – IEC 61987 | C00004 |  | 0112/2///61987#ABA703 | https://cdd.iec.ch/CDD/IEC61987/iec61987.nsf/Classes/0112-2---61987%23ABA720 |  | 0112-2---61987#ABF910
0112/2///61987#ABE344 | 001 | 01 | 0112/2///61987#ABE344#001 | Band radiation thermometer |  |  |  | radiance thermometer that is sensitive to a broad spectral range | A broad spectral band is defined as l1 to l2. |  |  |  | ITEM_CLASS |  |  |  |  | 0112/2///61987#ABF896 - reference to Operating LOP for temperature measuring equipment0112/2///61987#ABF898 - reference to Device LOP for radiation thermometer |  |  |  |  | Standard |  |  |  | 2018-03-28 |  | 2016-05-24 | 2016-05-24 |  | SC65E – IEC 61987 | C00004 | 001-01 (2018-03-28 07:26:02 by BATCH 00000762) standard | 0112/2///61987#ABE342 | https://cdd.iec.ch/CDD/IEC61987/iec61987.nsf/Classes/0112-2---61987%23ABE344
0112/2///61987#ABE398 | 001 | 02 | 0112/2///61987#ABE398#001 | Dynamic behaviour [2] |  |  |  | properties characterizing the dynamic response of a device output |  |  |  |  | ITEM_CLASS | [5 empty] | 0112/2///61987#ABD970 - Percentage performance [2] |  |  |  | Standard |  |  |  | 2018-03-28 |  |  | 2014-06-18 |  | SC65E – IEC 61987 | C00009 |  | 0112/2///61987#ABV501 | https://cdd.iec.ch/CDD/IEC61987/iec61987.nsf/Classes/0112-2---61987%23ABE398 | https://cdd.iec.ch/cdd/iec61987/iec61987.nsf/PropertiesAllVersions/0112-2---61987%23ABA569,https://cdd.iec.ch/cdd/iec61987/iec61987.nsf/PropertiesAllVersions/0112-2---61987%23ABB717,https://cdd.iec.ch/cdd/iec61987/iec61987.nsf/PropertiesAllVersions/0112-2---61987%23ABA570,https://cdd.iec.ch/cdd/iec61987/iec61987.nsf/PropertiesAllVersions/0112-2---61987%23ABA999,https://cdd.iec.ch/cdd/iec61987/iec61987.nsf/PropertiesAllVersions/0112-2---61987%23ABB000,https://cdd.iec.ch/cdd/iec61987/iec61987.nsf/PropertiesAllVersions/0112-2---61987%23ABB077,https://cdd.iec.ch/cdd/iec61987/iec61987.nsf/PropertiesAllVersions/0112-2---61987%23ABB078,https://cdd.iec.ch/cdd/iec61987/iec61987.nsf/PropertiesAllVersions/0112-2---61987%23ABD714,https://cdd.iec.ch/cdd/iec61987/iec61987.nsf/PropertiesAllVersions/0112-2---61987%23ABB550,https://cdd.iec.ch/cdd/iec61987/iec61987.nsf/PropertiesAllVersions/0112-2---61987%23ABB079,https://cdd.iec.ch/cdd/iec61987/iec61987.nsf/PropertiesAllVersions/0112-2---61987%23ABD684,https://cdd.iec.ch/cdd/iec61987/iec61987.nsf/PropertiesAllVersions/0112-2---61987%23ABB718,https://cdd.iec.ch/cdd/iec61987/iec61987.nsf/PropertiesAllVersions/0112-2---61987%23ABB719 | 0112-2---61987#ABA999,0112-2---61987#ABB077,0112-2---61987#ABD714,0112-2---61987#ABB079,0112-2---61987#ABD684,0112-2---61987#ABA569,0112-2---61987#ABB717,0112-2---61987#ABB078,0112-2---61987#ABB550,0112-2---61987#ABB718,0112-2---61987#ABB719,0112-2---61987#ABA570,0112-2---61987#ABB000
0112/2///61987#ABF002 | 001 | 01 | 0112/2///61987#ABF002#001 | Measuring range for mass |  |  |  | properties characterizing a mass measuring range |  |  |  |  | ITEM_CLASS | [5 empty] | 0112/2///61987#ABE820 - Mass measurement |  |  |  | Standard |  | IEC 61987 | IEC | 2018-03-28 | 2018-03-28 | 2018-03-28 | 2018-03-28 |  | SC65E – IEC 61987 | C00018 | 001-01 (2018-03-28 07:26:05 by BATCH 00000762) standard | 0112/2///61987#ABV501 | https://cdd.iec.ch/CDD/IEC61987/iec61987.nsf/Classes/0112-2---61987%23ABF002 | https://cdd.iec.ch/cdd/iec61987/iec61987.nsf/PropertiesAllVersions/0112-2---61987%23ABE821,https://cdd.iec.ch/cdd/iec61987/iec61987.nsf/PropertiesAllVersions/0112-2---61987%23ABE822,https://cdd.iec.ch/cdd/iec61987/iec61987.nsf/PropertiesAllVersions/0112-2---61987%23ABE906,https://cdd.iec.ch/cdd/iec61987/iec61987.nsf/PropertiesAllVersions/0112-2---61987%23ABA967 | 0112-2---61987#ABE821,0112-2---61987#ABE822,0112-2---61987#ABE906,0112-2---61987#ABA967
0112/2///61987#ABF985 | 001 | 01 | 0112/2///61987#ABF985#001 | Type of measured variable [13] |  |  |  | administration block for polymorphism acting as proxy for the selected measured variable type |  | Polymorphic element: ABF985, Id: 3 |  |  | ITEM_CLASS | [5 empty] | 0112/2///61987#ABF949 - Measured variable [13] |  |  |  | Standard |  | IEC 61987 | IEC | 2018-03-28 | 2014-12-17 | 2016-05-24 | 2016-05-24 |  | SC65E – IEC 61987 | C00019 | 001-01 (2018-03-28 07:26:07 by BATCH 00000762) standard | 0112/2///61987#ABV501 | https://cdd.iec.ch/CDD/IEC61987/iec61987.nsf/Classes/0112-2---61987%23ABF985 | https://cdd.iec.ch/cdd/iec61987/iec61987.nsf/PropertiesAllVersions/0112-2---61987%23ABV164,https://cdd.iec.ch/cdd/iec61987/iec61987.nsf/PropertiesAllVersions/0112-2---61987%23ABD276,https://cdd.iec.ch/cdd/iec61987/iec61987.nsf/PropertiesAllVersions/0112-2---61987%23ABV179 | 0112-2---61987#ABV164,0112-2---61987#ABD276,0112-2---61987#ABV179
0112/2///61987#ABG270 | 001 | 01 | 0112/2///61987#ABG270#001 | Reference conditions for the performance variable [9] |  |  |  | properties characterizing the reference conditions under which the performance of a device was tested |  |  |  |  | ITEM_CLASS | [5 empty] | 0112/2///61987#ABG260 - Performance variable [20] |  |  |  | Standard |  | IEC 61987 | IEC | 2018-03-28 | 2014-12-17 | 2018-03-20 | 2018-03-20 |  | SC65E – IEC 61987 | C00017 | 001-01 (2018-03-28 07:26:08 by BATCH 00000762) standard | 0112/2///61987#ABV501 | https://cdd.iec.ch/CDD/IEC61987/iec61987.nsf/Classes/0112-2---61987%23ABG270 | https://cdd.iec.ch/cdd/iec61987/iec61987.nsf/PropertiesAllVersions/0112-2---61987%23ABD193,https://cdd.iec.ch/cdd/iec61987/iec61987.nsf/PropertiesAllVersions/0112-2---61987%23ABU695 | 0112-2---61987#ABD193,0112-2---61987#ABU695
0112/2///61987#ABG184 | 001 | 01 | 0112/2///61987#ABG184#001 | Analog voltage output [11] |  |  |  | properties characterizing an analog voltage output |  | Polymorphic element: ABG184, Id: 2 |  |  | ITEM_CLASS | [5 empty] | 0112/2///61987#ABG145 - Type of output [15]0112/2///61987#ABG154 - Type of output [24] |  |  |  | Standard |  | IEC 61987 | IEC | 2018-03-28 | 2014-12-17 | 2018-03-20 | 2018-03-20 |  | SC65E – IEC 61987 | C00018 | 001-01 (2018-03-28 07:26:08 by BATCH 00000762) standard | 0112/2///61987#ABV501 | https://cdd.iec.ch/CDD/IEC61987/iec61987.nsf/Classes/0112-2---61987%23ABG184 | https://cdd.iec.ch/cdd/iec61987/iec61987.nsf/PropertiesAllVersions/0112-2---61987%23ABU879,https://cdd.iec.ch/cdd/iec61987/iec61987.nsf/PropertiesAllVersions/0112-2---61987%23ABC729 | 0112-2---61987#ABU879,0112-2---61987#ABC729
0112/2///61987#ABH840 | 001 | 01 | 0112/2///61987#ABH840#001 | User application parameters |  |  |  | properties characterizing the parameters of the user application in the digital communication regime |  |  |  |  | ITEM_CLASS | [5 empty] | 0112/2///61987#ABH839 - Configuration parameter set |  |  |  | Standard |  |  |  | 2019-03-08 | 2017-12-07 | 2019-03-08 | 2019-03-08 |  | SC65E – IEC 61987 | C00018 | 001-01 (2019-03-08 15:35:12 by BATCH 00000766) standard | 0112/2///61987#ABV501 | https://cdd.iec.ch/CDD/IEC61987/iec61987.nsf/Classes/0112-2---61987%23ABH840 | https://cdd.iec.ch/cdd/iec61987/iec61987.nsf/PropertiesAllVersions/0112-2---61987%23ABJ691,https://cdd.iec.ch/cdd/iec61987/iec61987.nsf/PropertiesAllVersions/0112-2---61987%23ABJ692,https://cdd.iec.ch/cdd/iec61987/iec61987.nsf/PropertiesAllVersions/0112-2---61987%23ABI321,https://cdd.iec.ch/cdd/iec61987/iec61987.nsf/PropertiesAllVersions/0112-2---61987%23ABH977,https://cdd.iec.ch/cdd/iec61987/iec61987.nsf/PropertiesAllVersions/0112-2---61987%23ABI347,https://cdd.iec.ch/cdd/iec61987/iec61987.nsf/PropertiesAllVersions/0112-2---61987%23ABH980,https://cdd.iec.ch/cdd/iec61987/iec61987.nsf/PropertiesAllVersions/0112-2---61987%23ABI349,https://cdd.iec.ch/cdd/iec61987/iec61987.nsf/PropertiesAllVersions/0112-2---61987%23ABJ663,https://cdd.iec.ch/cdd/iec61987/iec61987.nsf/PropertiesAllVersions/0112-2---61987%23ABI323,https://cdd.iec.ch/cdd/iec61987/iec61987.nsf/PropertiesAllVersions/0112-2---61987%23ABJ664,https://cdd.iec.ch/cdd/iec61987/iec61987.nsf/PropertiesAllVersions/0112-2---61987%23ABI329,https://cdd.iec.ch/cdd/iec61987/iec61987.nsf/PropertiesAllVersions/0112-2---61987%23ABJ051,https://cdd.iec.ch/cdd/iec61987/iec61987.nsf/PropertiesAllVersions/0112-2---61987%23ABJ445,https://cdd.iec.ch/cdd/iec61987/iec61987.nsf/PropertiesAllVersions/0112-2---61987%23ABJ673,https://cdd.iec.ch/cdd/iec61987/iec61987.nsf/PropertiesAllVersions/0112-2---61987%23ABJ707,https://cdd.iec.ch/cdd/iec61987/iec61987.nsf/PropertiesAllVersions/0112-2---61987%23ABJ055,https://cdd.iec.ch/cdd/iec61987/iec61987.nsf/PropertiesAllVersions/0112-2---61987%23ABJ450,https://cdd.iec.ch/cdd/iec61987/iec61987.nsf/PropertiesAllVersions/0112-2---61987%23ABJ665,https://cdd.iec.ch/cdd/iec61987/iec61987.nsf/PropertiesAllVersions/0112-2---61987%23ABJ390,https://cdd.iec.ch/cdd/iec61987/iec61987.nsf/PropertiesAllVersions/0112-2---61987%23ABH982,https://cdd.iec.ch/cdd/iec61987/iec61987.nsf/PropertiesAllVersions/0112-2---61987%23ABI356,https://cdd.iec.ch/cdd/iec61987/iec61987.nsf/PropertiesAllVersions/0112-2---61987%23ABH988,https://cdd.iec.ch/cdd/iec61987/iec61987.nsf/PropertiesAllVersions/0112-2---61987%23ABI358,https://cdd.iec.ch/cdd/iec61987/iec61987.nsf/PropertiesAllVersions/0112-2---61987%23ABI001,https://cdd.iec.ch/cdd/iec61987/iec61987.nsf/PropertiesAllVersions/0112-2---61987%23ABI368,https://cdd.iec.ch/cdd/iec61987/iec61987.nsf/PropertiesAllVersions/0112-2---61987%23ABI002,https://cdd.iec.ch/cdd/iec61987/iec61987.nsf/PropertiesAllVersions/0112-2---61987%23ABI370,https://cdd.iec.ch/cdd/iec61987/iec61987.nsf/PropertiesAllVersions/0112-2---61987%23ABH999,https://cdd.iec.ch/cdd/iec61987/iec61987.nsf/PropertiesAllVersions/0112-2---61987%23ABI365,https://cdd.iec.ch/cdd/iec61987/iec61987.nsf/PropertiesAllVersions/0112-2---61987%23ABI016,https://cdd.iec.ch/cdd/iec61987/iec61987.nsf/PropertiesAllVersions/0112-2---61987%23ABI384,https://cdd.iec.ch/cdd/iec61987/iec61987.nsf/PropertiesAllVersions/0112-2---61987%23ABI036,https://cdd.iec.ch/cdd/iec61987/iec61987.nsf/PropertiesAllVersions/0112-2---61987%23ABI381,https://cdd.iec.ch/cdd/iec61987/iec61987.nsf/PropertiesAllVersions/0112-2---61987%23ABI039,https://cdd.iec.ch/cdd/iec61987/iec61987.nsf/PropertiesAllVersions/0112-2---61987%23ABI393 | 0112-2---61987#ABH999,0112-2---61987#ABI365,0112-2---61987#ABI016,0112-2---61987#ABI384,0112-2---61987#ABH980,0112-2---61987#ABH982,0112-2---61987#ABH977,0112-2---61987#ABJ450,0112-2---61987#ABI368,0112-2---61987#ABI381,0112-2---61987#ABJ055,0112-2---61987#ABJ390,0112-2---61987#ABJ445,0112-2---61987#ABI358,0112-2---61987#ABI370,0112-2---61987#ABI039,0112-2---61987#ABJ691,0112-2---61987#ABI329,0112-2---61987#ABJ663,0112-2---61987#ABH988,0112-2---61987#ABJ664,0112-2---61987#ABJ051,0112-2---61987#ABJ665,0112-2---61987#ABJ692,0112-2---61987#ABI321,0112-2---61987#ABI002,0112-2---61987#ABI323,0112-2---61987#ABJ673,0112-2---61987#ABJ707,0112-2---61987#ABI356,0112-2---61987#ABI001,0112-2---61987#ABI036,0112-2---61987#ABI393,0112-2---61987#ABI347,0112-2---61987#ABI349
0112/2///61987#ABP040 | 001 | 01 | 0112/2///61987#ABP040#001 | Influence of external quantities expressed for reactive power [I/O module] |  |  |  | properties characterizing the influence of external quantities for reactive power measurement of I/O modules that are not the subject of the measurement but whose change affects the relationship between the indication and the result of the measurement |  |  |  |  | ITEM_CLASS | [5 empty] | 0112/2///61987#ABP009 - Absolute performance for reactive power [I/O module] |  |  | false | Standard |  | IEC 61987 | IEC | 2023-01-23 | 2023-01-23 | 2023-01-23 | 2023-01-23 |  | IEC/SC 65E | C00128 | 001-01 (2023-01-23 14:53:33 by BATCH 00000807) standard | 0112/2///61987#ABV501 | https://cdd.iec.ch/CDD/IEC61987/iec61987.nsf/Classes/0112-2---61987%23ABP040 | https://cdd.iec.ch/cdd/iec61987/iec61987.nsf/PropertiesAllVersions/0112-2---61987%23ABP105,https://cdd.iec.ch/cdd/iec61987/iec61987.nsf/PropertiesAllVersions/0112-2---61987%23ABP127 | 0112-2---61987#ABP105,0112-2---61987#ABP127
0112/2///61987#ABA704 | 002 | 01 | 0112/2///61987#ABA704#002 | Displacer level switch |  |  |  | level switch that uses the buoyancy of a submerged displacement element to detect a level regime |  |  |  |  | ITEM_CLASS |  |  |  |  | 0112/2///61987#ABF910 - reference to Operating LOP for level measuring equipment |  |  |  |  | Standard |  |  |  | 2018-03-28 | 2013-08-27 | 2018-03-20 | 2018-03-20 |  | SC65E – IEC 61987 | C00018 |  | 0112/2///61987#ABA703 | https://cdd.iec.ch/CDD/IEC61987/iec61987.nsf/Classes/0112-2---61987%23ABA704 | https://cdd.iec.ch/cdd/iec61987/iec61987.nsf/PropertiesAllVersions/0112-2---61987%23ABF883 | 0112-2---61987#ABF910,0112-2---61987#ABF883
0112/2///61987#ABA744 | 002 | 01 | 0112/2///61987#ABA744#002 | Filled-system differential temperature switch |  |  |  | differential temperature switch that uses the pressure generated on a sensing element by the thermal expansion of a fluid to detect a temperature regime |  |  |  |  | ITEM_CLASS | [9 empty] | Standard |  |  |  | 2018-03-28 | 2013-08-27 | 2016-05-24 | 2016-05-24 |  | SC65E – IEC 61987 | C00004 |  | 0112/2///61987#ABA742 | https://cdd.iec.ch/CDD/IEC61987/iec61987.nsf/Classes/0112-2---61987%23ABA744
0112/2///61987#ABD341 | 001 | 01 | 0112/2///61987#ABD341#001 | Control valve or automated on/off-valve |  |  |  | final control element that changes a fluid flow rate either proportional to the magnitude (control valve) or cuts off/allows flow according to the state (automated cut-off valve) of a signal from a control or safety instrumented system | A control valve/automated on/off valve comprises a valve body assembly, an actuator and if required other valve accessories. |  | IEC 60534-1, MOD¦(also ISA S75.05) |  | ITEM_CLASS | [9 empty] | Standard |  |  |  | 2018-03-28 | 2013-09-02 | 2016-05-02 | 2016-05-02 |  | SC65E – IEC 61987 | C00009 | 001-01 (2018-03-28 07:25:59 by BATCH 00000762) standard | 0112/2///61987#ABD340 | https://cdd.iec.ch/CDD/IEC61987/iec61987.nsf/Classes/0112-2---61987%23ABD341
0112/2///61987#ABC583 | 001 | 02 | 0112/2///61987#ABC583#001 | Retractable thermal mass flow transmitter |  |  |  | properties characterizing a retractable thermal mass flowmeter |  | 16 ABC583.16 |  |  | ITEM_CLASS | [5 empty] | 0112/2///61987#ABC635 - Structural design of a thermal mass flow transmitter |  |  |  | Standard |  |  |  | 2018-03-28 | 2013-08-27 | 2013-08-27 | 2014-06-18 |  | SC65E – IEC 61987 | C00004 |  | 0112/2///61987#ABV501 | https://cdd.iec.ch/CDD/IEC61987/iec61987.nsf/Classes/0112-2---61987%23ABC583 | https://cdd.iec.ch/cdd/iec61987/iec61987.nsf/PropertiesAllVersions/0112-2---61987%23ABB480,https://cdd.iec.ch/cdd/iec61987/iec61987.nsf/PropertiesAllVersions/0112-2---61987%23ABB469,https://cdd.iec.ch/cdd/iec61987/iec61987.nsf/PropertiesAllVersions/0112-2---61987%23ABB470,https://cdd.iec.ch/cdd/iec61987/iec61987.nsf/PropertiesAllVersions/0112-2---61987%23ABB471,https://cdd.iec.ch/cdd/iec61987/iec61987.nsf/PropertiesAllVersions/0112-2---61987%23ABB472,https://cdd.iec.ch/cdd/iec61987/iec61987.nsf/PropertiesAllVersions/0112-2---61987%23ABD013,https://cdd.iec.ch/cdd/iec61987/iec61987.nsf/PropertiesAllVersions/0112-2---61987%23ABD014,https://cdd.iec.ch/cdd/iec61987/iec61987.nsf/PropertiesAllVersions/0112-2---61987%23ABD001,https://cdd.iec.ch/cdd/iec61987/iec61987.nsf/PropertiesAllVersions/0112-2---61987%23ABD015,https://cdd.iec.ch/cdd/iec61987/iec61987.nsf/PropertiesAllVersions/0112-2---61987%23ABB106,https://cdd.iec.ch/cdd/iec61987/iec61987.nsf/PropertiesAllVersions/0112-2---61987%23ABB105,https://cdd.iec.ch/cdd/iec61987/iec61987.nsf/PropertiesAllVersions/0112-2---61987%23ABB547,https://cdd.iec.ch/cdd/iec61987/iec61987.nsf/PropertiesAllVersions/0112-2---61987%23ABB479,https://cdd.iec.ch/cdd/iec61987/iec61987.nsf/PropertiesAllVersions/0112-2---61987%23ABB481,https://cdd.iec.ch/cdd/iec61987/iec61987.nsf/PropertiesAllVersions/0112-2---61987%23ABB482,https://cdd.iec.ch/cdd/iec61987/iec61987.nsf/PropertiesAllVersions/0112-2---61987%23ABB548,https://cdd.iec.ch/cdd/iec61987/iec61987.nsf/PropertiesAllVersions/0112-2---61987%23ABB549,https://cdd.iec.ch/cdd/iec61987/iec61987.nsf/PropertiesAllVersions/0112-2---61987%23ABC998,https://cdd.iec.ch/cdd/iec61987/iec61987.nsf/PropertiesAllVersions/0112-2---61987%23ABD000,https://cdd.iec.ch/cdd/iec61987/iec61987.nsf/PropertiesAllVersions/0112-2---61987%23ABC970,https://cdd.iec.ch/cdd/iec61987/iec61987.nsf/PropertiesAllVersions/0112-2---61987%23ABC999,https://cdd.iec.ch/cdd/iec61987/iec61987.nsf/PropertiesAllVersions/0112-2---61987%23ABB483,https://cdd.iec.ch/cdd/iec61987/iec61987.nsf/PropertiesAllVersions/0112-2---61987%23ABB484,https://cdd.iec.ch/cdd/iec61987/iec61987.nsf/PropertiesAllVersions/0112-2---61987%23ABB485 | 0112-2---61987#ABB471,0112-2---61987#ABD001,0112-2---61987#ABB548,0112-2---61987#ABB549,0112-2---61987#ABC970,0112-2---61987#ABB483,0112-2---61987#ABB480,0112-2---61987#ABB469,0112-2---61987#ABB485,0112-2---61987#ABD000,0112-2---61987#ABB484,0112-2---61987#ABD014,0112-2---61987#ABC998,0112-2---61987#ABB479,0112-2---61987#ABB481,0112-2---61987#ABC999,0112-2---61987#ABB470,0112-2---61987#ABB105,0112-2---61987#ABD015,0112-2---61987#ABB106,0112-2---61987#ABB547,0112-2---61987#ABB482,0112-2---61987#ABB472,0112-2---61987#ABD013
0112/2///61987#ABH137 | 001 | 01 | 0112/2///61987#ABH137#001 | Internal fitting |  |  |  | properties characterizing the internal fittings of a piece of process equipment which may be an obstacle to measurement |  |  |  |  | ITEM_CLASS | [5 empty] | 0112/2///61987#ABG478 - Process equipment [level] |  |  |  | Standard |  | IEC 61987 | IEC | 2018-03-28 | 2014-12-17 | 2018-03-20 | 2018-03-20 |  | SC65E – IEC 61987 | C00018 | 001-01 (2018-03-28 07:26:12 by BATCH 00000762) standard | 0112/2///61987#ABV501 | https://cdd.iec.ch/CDD/IEC61987/iec61987.nsf/Classes/0112-2---61987%23ABH137 | https://cdd.iec.ch/cdd/iec61987/iec61987.nsf/PropertiesAllVersions/0112-2---61987%23ABH138,https://cdd.iec.ch/cdd/iec61987/iec61987.nsf/PropertiesAllVersions/0112-2---61987%23ABH139,https://cdd.iec.ch/cdd/iec61987/iec61987.nsf/PropertiesAllVersions/0112-2---61987%23ABH140 | 0112-2---61987#ABH138,0112-2---61987#ABH139,0112-2---61987#ABH140
0112/2///61987#ABC210 | 002 | 01 | 0112/2///61987#ABC210#002 | Dynamic behaviour |  |  |  | properties characterizing the dynamic response of a device output |  |  |  |  | ITEM_CLASS | [5 empty] | 0112/2///61987#ABC057 - Absolute performance for actual volume flow0112/2///61987#ABC058 - Absolute performance for density0112/2///61987#ABC059 - Absolute performance for dynamic viscosity0112/2///61987#ABC060 - Absolute performance for flow velocity0112/2///61987#ABC061 - Absolute performance for mass flow0112/2///61987#ABC062 - Absolute performance for normalized volume flow0112/2///61987#ABC063 - Absolute performance for other variable0112/2///61987#ABC064 - Absolute performance for pressure0112/2///61987#ABC065 - Absolute performance for temperature0112/2///61987#ABC489 - Percentage performance0112/2///61987#ABC490 - Percentage performance for pressure0112/2///61987#ABE792 - Absolute performance for concentration0112/2///61987#ABE793 - Absolute performance for volume fraction0112/2///61987#ABE826 - Absolute performance for level0112/2///61987#ABE836 - Absolute performance for volume0112/2///61987#ABE846 - Absolute performance for mass0112/2///61987#ABE856 - Absolute performance for degree of filling0112/2///61987#ABE939 - Absolute performance for ullage0112/2///61987#ABF075 - Absolute performance for voltage0112/2///61987#ABF076 - Absolute performance for resistance0112/2///61987#ABF608 - Absolute performance for mass fraction0112/2///61987#ABG307 - Percentage performance [3]0112/2///61987#ABG311 - Percentage performance [5]0112/2///61987#ABG318 - Absolute performance for density [2]0112/2///61987#ABP004 - Absolute performance for active power [I/O module]0112/2///61987#ABP005 - Absolute performance for apparent power [I/O module]0112/2///61987#ABP006 - Absolute performance for current [I/O module]0112/2///61987#ABP007 - Absolute performance for other variable [I/O module]0112/2///61987#ABP008 - Absolute performance for power factor [I/O module]0112/2///61987#ABP009 - Absolute performance for reactive power [I/O module]0112/2///61987#ABP010 - Absolute performance for resistance [I/O module]0112/2///61987#ABP011 - Absolute performance for temperature [I/O module]0112/2///61987#ABP012 - Absolute performance for voltage [I/O module]0112/2///61987#ABP053 - Percentage performance [I/O module] |  |  | false | Standard |  | IEC 61987 | IEC | 2023-01-23 | 2017-12-07 | 2023-01-23 | 2023-01-23 |  | IEC/SC 65E | C00128 |  | 0112/2///61987#ABV501 | https://cdd.iec.ch/CDD/IEC61987/iec61987.nsf/Classes/0112-2---61987%23ABC210 | https://cdd.iec.ch/cdd/iec61987/iec61987.nsf/PropertiesAllVersions/0112-2---61987%23ABA569,https://cdd.iec.ch/cdd/iec61987/iec61987.nsf/PropertiesAllVersions/0112-2---61987%23ABB717,https://cdd.iec.ch/cdd/iec61987/iec61987.nsf/PropertiesAllVersions/0112-2---61987%23ABA570,https://cdd.iec.ch/cdd/iec61987/iec61987.nsf/PropertiesAllVersions/0112-2---61987%23ABA999,https://cdd.iec.ch/cdd/iec61987/iec61987.nsf/PropertiesAllVersions/0112-2---61987%23ABB000,https://cdd.iec.ch/cdd/iec61987/iec61987.nsf/PropertiesAllVersions/0112-2---61987%23ABB077,https://cdd.iec.ch/cdd/iec61987/iec61987.nsf/PropertiesAllVersions/0112-2---61987%23ABB078,https://cdd.iec.ch/cdd/iec61987/iec61987.nsf/PropertiesAllVersions/0112-2---61987%23ABB550,https://cdd.iec.ch/cdd/iec61987/iec61987.nsf/PropertiesAllVersions/0112-2---61987%23ABB079,https://cdd.iec.ch/cdd/iec61987/iec61987.nsf/PropertiesAllVersions/0112-2---61987%23ABP170,https://cdd.iec.ch/cdd/iec61987/iec61987.nsf/PropertiesAllVersions/0112-2---61987%23ABB718,https://cdd.iec.ch/cdd/iec61987/iec61987.nsf/PropertiesAllVersions/0112-2---61987%23ABB719 | 0112-2---61987#ABB078,0112-2---61987#ABB718,0112-2---61987#ABB719,0112-2---61987#ABA569,0112-2---61987#ABB717,0112-2---61987#ABA570,0112-2---61987#ABA999,0112-2---61987#ABB000,0112-2---61987#ABB077,0112-2---61987#ABB550,0112-2---61987#ABB079,0112-2---61987#ABP170
0112/2///61987#ABC634 | 002 | 01 | 0112/2///61987#ABC634#002 | Structural design of a swirl flow transmitter |  |  |  | properties characterizing the constructional details of a flow transmitter velocity flow transmitter that uses swirls generated by fixed spiral vanes to measure flow |  |  |  |  | ITEM_CLASS | [5 empty] | 0112/2///61987#ABC605 - Structural design [swirl flow transmitter] |  |  |  | Standard |  |  |  | 2018-03-28 | 2013-08-27 | 2016-05-24 | 2016-05-24 |  | SC65E – IEC 61987 | C00004 |  | 0112/2///61987#ABV501 | https://cdd.iec.ch/CDD/IEC61987/iec61987.nsf/Classes/0112-2---61987%23ABC634 | https://cdd.iec.ch/cdd/iec61987/iec61987.nsf/PropertiesAllVersions/0112-2---61987%23ABB131,https://cdd.iec.ch/cdd/iec61987/iec61987.nsf/PropertiesAllVersions/0112-2---61987%23ABB061,https://cdd.iec.ch/cdd/iec61987/iec61987.nsf/PropertiesAllVersions/0112-2---61987%23ABB110,https://cdd.iec.ch/cdd/iec61987/iec61987.nsf/PropertiesAllVersions/0112-2---61987%23ABA939,https://cdd.iec.ch/cdd/iec61987/iec61987.nsf/PropertiesAllVersions/0112-2---61987%23ABB501,https://cdd.iec.ch/cdd/iec61987/iec61987.nsf/PropertiesAllVersions/0112-2---61987%23ABB397 | 0112-2---61987#ABB501,0112-2---61987#ABB397,0112-2---61987#ABB131,0112-2---61987#ABB061,0112-2---61987#ABB110,0112-2---61987#ABA939
0112/2///61987#ABD912 | 001 | 02 | 0112/2///61987#ABD912#001 | Material of plug sealing edge |  |  |  | properties characterizing the material of which a plug sealing edge is made |  |  |  |  | ITEM_CLASS | [5 empty] | - |  |  |  | Standard |  |  |  | 2018-03-28 | 2013-09-02 | 2013-09-02 | 2014-06-18 |  | SC65E – IEC 61987 | C00009 |  | 0112/2///61987#ABV501 | https://cdd.iec.ch/CDD/IEC61987/iec61987.nsf/Classes/0112-2---61987%23ABD912 | https://cdd.iec.ch/cdd/iec61987/iec61987.nsf/PropertiesAllVersions/0112-2---61987%23ABB455,https://cdd.iec.ch/cdd/iec61987/iec61987.nsf/PropertiesAllVersions/0112-2---61987%23ABI460,https://cdd.iec.ch/cdd/iec61987/iec61987.nsf/PropertiesAllVersions/0112-2---61987%23ABA908,https://cdd.iec.ch/cdd/iec61987/iec61987.nsf/PropertiesAllVersions/0112-2---61987%23ABA907 | 0112-2---61987#ABB455,0112-2---61987#ABI460,0112-2---61987#ABA908,0112-2---61987#ABA907
0112/2///61987#ABE708 | 002 | 01 | 0112/2///61987#ABE708#002 | Environmental design ratings [6] |  |  |  | properties characterizing environmental conditions under which the device can be stored and operated within its specified accuracy limits and without permanent impairment of its operating characteristics |  |  |  |  | ITEM_CLASS | [5 empty] | 0112/2///61987#ABE590 - Rated operating conditions [14] |  |  | false | Standard |  | IEC 61987 | IEC | 2022-12-09 | 2017-12-07 | 2022-12-09 | 2022-12-09 |  | IEC/SC 65E | C00112 |  | 0112/2///61987#ABV501 | https://cdd.iec.ch/CDD/IEC61987/iec61987.nsf/Classes/0112-2---61987%23ABE708 | https://cdd.iec.ch/cdd/iec61987/iec61987.nsf/PropertiesAllVersions/0112-2---61987%23ABE711 | 0112-2---61987#ABE711
0112/2///61987#ABP055 | 001 | 01 | 0112/2///61987#ABP055#001 | Performance of inputs [I/O module] |  |  |  | properties characterizing the performance of the device inputs with regard to measurement accuracy and dynamic behaviour for an I/O module |  |  |  |  | ITEM_CLASS | [5 empty] | 0112/2///61987#ABP054 - Performance [I/O module] |  |  | false | Standard |  | IEC 61987 | IEC | 2023-01-23 | 2023-01-23 | 2023-01-23 | 2023-01-23 |  | IEC/SC 65E | C00128 | 001-01 (2023-01-23 14:53:33 by BATCH 00000807) standard | 0112/2///61987#ABV501 | https://cdd.iec.ch/CDD/IEC61987/iec61987.nsf/Classes/0112-2---61987%23ABP055 | https://cdd.iec.ch/cdd/iec61987/iec61987.nsf/PropertiesAllVersions/0112-2---61987%23ABP270,https://cdd.iec.ch/cdd/iec61987/iec61987.nsf/PropertiesAllVersions/0112-2---61987%23ABP084,https://cdd.iec.ch/cdd/iec61987/iec61987.nsf/PropertiesAllVersions/0112-2---61987%23ABP261 | 0112-2---61987#ABP270,0112-2---61987#ABP084,0112-2---61987#ABP261
0112/2///61987#ABG127 | 001 | 01 | 0112/2///61987#ABG127#001 | Output [12] |  |  |  | properties characterizing the outputs provided by the device, the variables assigned to them and their electrical properties |  |  | from IEC 61987-1, 5.5 |  | ITEM_CLASS | [5 empty] | 0112/2///61987#ABE735 - Device LOP for level transmitter0112/2///61987#ABE737 - Device LOP for capacitance level transmitter/switch0112/2///61987#ABE738 - Device LOP for conductance level transmitter/switch0112/2///61987#ABE742 - Device LOP for free-space radar level transmitter0112/2///61987#ABE743 - Device LOP for guided-wave radar level transmitter/switch0112/2///61987#ABE744 - Device LOP for ultrasonic level transmitter0112/2///61987#ABE746 - Device LOP for nuclear level transmitter/switch0112/2///61987#ABE747 - Device LOP for laser level transmitter |  |  |  | Standard |  | IEC 61987 | IEC | 2018-03-28 | 2014-12-17 | 2018-03-20 | 2018-03-20 |  | SC65E – IEC 61987 | C00018 | 001-01 (2018-03-28 07:26:07 by BATCH 00000762) standard | 0112/2///61987#ABV501 | https://cdd.iec.ch/CDD/IEC61987/iec61987.nsf/Classes/0112-2---61987%23ABG127 | https://cdd.iec.ch/cdd/iec61987/iec61987.nsf/PropertiesAllVersions/0112-2---61987%23ABB271,https://cdd.iec.ch/cdd/iec61987/iec61987.nsf/PropertiesAllVersions/0112-2---61987%23ABA577,https://cdd.iec.ch/cdd/iec61987/iec61987.nsf/PropertiesAllVersions/0112-2---61987%23ABA607,https://cdd.iec.ch/cdd/iec61987/iec61987.nsf/PropertiesAllVersions/0112-2---61987%23ABA342,https://cdd.iec.ch/cdd/iec61987/iec61987.nsf/PropertiesAllVersions/0112-2---61987%23ABU858 | 0112-2---61987#ABB271,0112-2---61987#ABA577,0112-2---61987#ABA607,0112-2---61987#ABA342,0112-2---61987#ABU858
0112/2///61987#ABC130 | 003 | 01 | 0112/2///61987#ABC130#003 | Auxiliary input [5] |  |  |  | properties characterizing a device auxiliary input that acquires values from external instrumentation |  |  |  |  | ITEM_CLASS | [5 empty] | 0112/2///61987#ABC294 - Input [5] |  |  | false | Standard |  | IEC 61987 | IEC | 2022-12-09 | 2017-12-07 | 2022-12-09 | 2022-12-09 |  | IEC/SC 65E | C00112 |  | 0112/2///61987#ABV501 | https://cdd.iec.ch/CDD/IEC61987/iec61987.nsf/Classes/0112-2---61987%23ABC130 | https://cdd.iec.ch/cdd/iec61987/iec61987.nsf/PropertiesAllVersions/0112-2---61987%23ABB271,https://cdd.iec.ch/cdd/iec61987/iec61987.nsf/PropertiesAllVersions/0112-2---61987%23ABA577,https://cdd.iec.ch/cdd/iec61987/iec61987.nsf/PropertiesAllVersions/0112-2---61987%23ABB095,https://cdd.iec.ch/cdd/iec61987/iec61987.nsf/PropertiesAllVersions/0112-2---61987%23ABA342,https://cdd.iec.ch/cdd/iec61987/iec61987.nsf/PropertiesAllVersions/0112-2---61987%23ABU219 | 0112-2---61987#ABB271,0112-2---61987#ABA577,0112-2---61987#ABB095,0112-2---61987#ABA342,0112-2---61987#ABU219
0112/2///61987#ABC172 | 001 | 02 | 0112/2///61987#ABC172#001 | Connection facility [1] |  |  |  | properties characterizing a electrical connection facilities provided for a remote transmitter |  |  |  |  | ITEM_CLASS | [5 empty] | 0112/2///61987#ABC044 - Transmitter body [1]0112/2///61987#ABC048 - Transmitter housing [1]0112/2///61987#ABC655 - Totalizer indicator [1]0112/2///61987#ABF375 - Transmitter/switch housing |  |  |  | Standard |  |  |  | 2018-03-28 | 2013-08-27 | 2013-08-27 | 2014-06-18 |  | SC65E – IEC 61987 | C00018 |  | 0112/2///61987#ABV501 | https://cdd.iec.ch/CDD/IEC61987/iec61987.nsf/Classes/0112-2---61987%23ABC172 | https://cdd.iec.ch/cdd/iec61987/iec61987.nsf/PropertiesAllVersions/0112-2---61987%23ABB178,https://cdd.iec.ch/cdd/iec61987/iec61987.nsf/PropertiesAllVersions/0112-2---61987%23ABA159,https://cdd.iec.ch/cdd/iec61987/iec61987.nsf/PropertiesAllVersions/0112-2---61987%23ABA161,https://cdd.iec.ch/cdd/iec61987/iec61987.nsf/PropertiesAllVersions/0112-2---61987%23ABB391,https://cdd.iec.ch/cdd/iec61987/iec61987.nsf/PropertiesAllVersions/0112-2---61987%23ABA162,https://cdd.iec.ch/cdd/iec61987/iec61987.nsf/PropertiesAllVersions/0112-2---61987%23ABC801,https://cdd.iec.ch/cdd/iec61987/iec61987.nsf/PropertiesAllVersions/0112-2---61987%23ABC010,https://cdd.iec.ch/cdd/iec61987/iec61987.nsf/PropertiesAllVersions/0112-2---61987%23ABC779,https://cdd.iec.ch/cdd/iec61987/iec61987.nsf/PropertiesAllVersions/0112-2---61987%23ABC011,https://cdd.iec.ch/cdd/iec61987/iec61987.nsf/PropertiesAllVersions/0112-2---61987%23ABC800 | 0112-2---61987#ABC779,0112-2---61987#ABA162,0112-2---61987#ABC801,0112-2---61987#ABC010,0112-2---61987#ABC011,0112-2---61987#ABB178,0112-2---61987#ABA159,0112-2---61987#ABA161,0112-2---61987#ABB391,0112-2---61987#ABC800
0112/2///61987#ABD835 | 001 | 02 | 0112/2///61987#ABD835#001 | Manual override [2] |  |  |  | properties characterizing a manual override |  |  |  |  | ITEM_CLASS | [5 empty] | - |  |  |  | Standard |  |  |  | 2018-03-28 | 2013-09-02 | 2013-09-02 | 2014-06-18 |  | SC65E – IEC 61987 | C00009 |  | 0112/2///61987#ABV501 | https://cdd.iec.ch/CDD/IEC61987/iec61987.nsf/Classes/0112-2---61987%23ABD835 | https://cdd.iec.ch/cdd/iec61987/iec61987.nsf/PropertiesAllVersions/0112-2---61987%23ABD758,https://cdd.iec.ch/cdd/iec61987/iec61987.nsf/PropertiesAllVersions/0112-2---61987%23ABD722,https://cdd.iec.ch/cdd/iec61987/iec61987.nsf/PropertiesAllVersions/0112-2---61987%23ABD563 | 0112-2---61987#ABD758,0112-2---61987#ABD722,0112-2---61987#ABD563
0112/2///61987#ABE583 | 002 | 01 | 0112/2///61987#ABE583#002 | Rated operating conditions [12] |  |  |  | properties characterizing the conditions that must be fulfilled during operation in order that a device or assembly performs as designed |  |  |  |  | ITEM_CLASS | [5 empty] | 0112/2///61987#ABE631 - Device LOP for solenoid valve |  |  | false | Standard |  | IEC 61987 | IEC | 2022-12-09 | 2017-12-07 | 2022-12-09 | 2022-12-09 |  | IEC/SC 65E | C00112 |  | 0112/2///61987#ABV501 | https://cdd.iec.ch/CDD/IEC61987/iec61987.nsf/Classes/0112-2---61987%23ABE583 | https://cdd.iec.ch/cdd/iec61987/iec61987.nsf/PropertiesAllVersions/0112-2---61987%23ABE502,https://cdd.iec.ch/cdd/iec61987/iec61987.nsf/PropertiesAllVersions/0112-2---61987%23ABE370,https://cdd.iec.ch/cdd/iec61987/iec61987.nsf/PropertiesAllVersions/0112-2---61987%23ABE503 | 0112-2---61987#ABE370,0112-2---61987#ABE503,0112-2---61987#ABE502
0112/2///61987#ABE599 | 001 | 01 | 0112/2///61987#ABE599#001 | Mechanical and electrical construction [limit switch] |  |  |  | properties characterizing the constructional details of the device and its parts |  |  |  |  | ITEM_CLASS | [5 empty] | 0112/2///61987#ABE630 - Device LOP for limit switch |  |  |  | Standard |  | IEC 61987 | IEC | 2018-03-28 | 2014-07-25 | 2018-03-20 | 2018-03-20 |  | SC65E – IEC 61987 | C00016 | 001-01 (2018-03-28 07:26:03 by BATCH 00000762) standard | 0112/2///61987#ABV501 | https://cdd.iec.ch/CDD/IEC61987/iec61987.nsf/Classes/0112-2---61987%23ABE599 | https://cdd.iec.ch/cdd/iec61987/iec61987.nsf/PropertiesAllVersions/0112-2---61987%23ABD534,https://cdd.iec.ch/cdd/iec61987/iec61987.nsf/PropertiesAllVersions/0112-2---61987%23ABE519,https://cdd.iec.ch/cdd/iec61987/iec61987.nsf/PropertiesAllVersions/0112-2---61987%23ABB139,https://cdd.iec.ch/cdd/iec61987/iec61987.nsf/PropertiesAllVersions/0112-2---61987%23ABC862,https://cdd.iec.ch/cdd/iec61987/iec61987.nsf/PropertiesAllVersions/0112-2---61987%23ABC790 | 0112-2---61987#ABD534,0112-2---61987#ABE519,0112-2---61987#ABB139,0112-2---61987#ABC862,0112-2---61987#ABC790
0112/2///61987#ABF358 | 001 | 01 | 0112/2///61987#ABF358#001 | Material of cable/tube |  |  |  | properties characterizing the material of which a cable or a tube is made |  |  |  |  | ITEM_CLASS | [5 empty] | 0112/2///61987#ABF353 - Cable or tube |  |  |  | Standard |  | IEC 61987 | IEC | 2018-03-28 | 2018-03-28 | 2018-03-28 | 2018-03-28 |  | SC65E – IEC 61987 | C00018 | 001-01 (2018-03-28 07:26:05 by BATCH 00000762) standard | 0112/2///61987#ABV501 | https://cdd.iec.ch/CDD/IEC61987/iec61987.nsf/Classes/0112-2---61987%23ABF358 | https://cdd.iec.ch/cdd/iec61987/iec61987.nsf/PropertiesAllVersions/0112-2---61987%23ABB455,https://cdd.iec.ch/cdd/iec61987/iec61987.nsf/PropertiesAllVersions/0112-2---61987%23ABI460,https://cdd.iec.ch/cdd/iec61987/iec61987.nsf/PropertiesAllVersions/0112-2---61987%23ABA908,https://cdd.iec.ch/cdd/iec61987/iec61987.nsf/PropertiesAllVersions/0112-2---61987%23ABA907 | 0112-2---61987#ABA908,0112-2---61987#ABA907,0112-2---61987#ABB455,0112-2---61987#ABI460
0112/2///61987#ABF542 | 001 | 01 | 0112/2///61987#ABF542#001 | Laser probe |  |  |  | properties characterizing the laser probe of a laser level transmitter |  |  |  |  | ITEM_CLASS | [5 empty] | 0112/2///61987#ABF518 - Structural design of a laser level transmitter |  |  |  | Standard |  | IEC 61987 | IEC | 2018-03-28 | 2018-03-28 | 2018-03-28 | 2018-03-28 |  | SC65E – IEC 61987 | C00018 | 001-01 (2018-03-28 07:26:06 by BATCH 00000762) standard | 0112/2///61987#ABV501 | https://cdd.iec.ch/CDD/IEC61987/iec61987.nsf/Classes/0112-2---61987%23ABF542 | https://cdd.iec.ch/cdd/iec61987/iec61987.nsf/PropertiesAllVersions/0112-2---61987%23ABF137,https://cdd.iec.ch/cdd/iec61987/iec61987.nsf/PropertiesAllVersions/0112-2---61987%23ABF026,https://cdd.iec.ch/cdd/iec61987/iec61987.nsf/PropertiesAllVersions/0112-2---61987%23ABF543,https://cdd.iec.ch/cdd/iec61987/iec61987.nsf/PropertiesAllVersions/0112-2---61987%23ABF544,https://cdd.iec.ch/cdd/iec61987/iec61987.nsf/PropertiesAllVersions/0112-2---61987%23ABF545,https://cdd.iec.ch/cdd/iec61987/iec61987.nsf/PropertiesAllVersions/0112-2---61987%23ABF547,https://cdd.iec.ch/cdd/iec61987/iec61987.nsf/PropertiesAllVersions/0112-2---61987%23ABF833,https://cdd.iec.ch/cdd/iec61987/iec61987.nsf/PropertiesAllVersions/0112-2---61987%23ABF548,https://cdd.iec.ch/cdd/iec61987/iec61987.nsf/PropertiesAllVersions/0112-2---61987%23ABF549,https://cdd.iec.ch/cdd/iec61987/iec61987.nsf/PropertiesAllVersions/0112-2---61987%23ABF550,https://cdd.iec.ch/cdd/iec61987/iec61987.nsf/PropertiesAllVersions/0112-2---61987%23ABF551,https://cdd.iec.ch/cdd/iec61987/iec61987.nsf/PropertiesAllVersions/0112-2---61987%23ABF552 | 0112-2---61987#ABF137,0112-2---61987#ABF026,0112-2---61987#ABF543,0112-2---61987#ABF547,0112-2---61987#ABF551,0112-2---61987#ABF552,0112-2---61987#ABF544,0112-2---61987#ABF545,0112-2---61987#ABF833,0112-2---61987#ABF548,0112-2---61987#ABF549,0112-2---61987#ABF550
0112/2///61987#ABG265 | 001 | 01 | 0112/2///61987#ABG265#001 | Performance variable [25] |  |  |  | properties characterizing the performance of a device with respect to a particular process variable |  |  |  |  | ITEM_CLASS | [5 empty] | 0112/2///61987#ABG228 - Performance [25] |  |  |  | Standard |  | IEC 61987 | IEC | 2018-03-28 | 2014-12-17 | 2016-05-24 | 2016-05-24 |  | SC65E – IEC 61987 | C00019 | 001-01 (2018-03-28 07:26:08 by BATCH 00000762) standard | 0112/2///61987#ABV501 | https://cdd.iec.ch/CDD/IEC61987/iec61987.nsf/Classes/0112-2---61987%23ABG265 | https://cdd.iec.ch/cdd/iec61987/iec61987.nsf/PropertiesAllVersions/0112-2---61987%23ABG831,https://cdd.iec.ch/cdd/iec61987/iec61987.nsf/PropertiesAllVersions/0112-2---61987%23ABV214 | 0112-2---61987#ABG831,0112-2---61987#ABV214
0112/2///61987#ABG405 | 001 | 01 | 0112/2///61987#ABG405#001 | Structural design [level transmitter] |  |  |  | properties characterizing the constructional details of a device |  |  |  |  | ITEM_CLASS | [5 empty] | 0112/2///61987#ABG360 - Mechanical and electrical construction [level transmitter] |  |  |  | Standard |  | IEC 61987 | IEC | 2018-03-28 | 2014-12-17 | 2018-03-20 | 2018-03-20 |  | SC65E – IEC 61987 | C00018 | 001-01 (2018-03-28 07:26:09 by BATCH 00000762) standard | 0112/2///61987#ABV501 | https://cdd.iec.ch/CDD/IEC61987/iec61987.nsf/Classes/0112-2---61987%23ABG405 | https://cdd.iec.ch/cdd/iec61987/iec61987.nsf/PropertiesAllVersions/0112-2---61987%23ABF374,https://cdd.iec.ch/cdd/iec61987/iec61987.nsf/PropertiesAllVersions/0112-2---61987%23ABF796,https://cdd.iec.ch/cdd/iec61987/iec61987.nsf/PropertiesAllVersions/0112-2---61987%23ABD284 | 0112-2---61987#ABF374,0112-2---61987#ABF796,0112-2---61987#ABD284
0112/2///61987#ABA396 | 001 | 01 | 0112/2///61987#ABA396#001 | Attachment |  |  |  | properties characterizing an e-mail attachment |  |  |  |  | ITEM_CLASS | [5 empty] | 0112/2///61987#ABA372 - Business partner |  |  |  | Standard |  |  |  | 2019-03-08 | 2017-12-07 | 2019-03-08 | 2019-03-08 |  | SC65E – IEC 61987 | C00018 | 001-01 (2019-03-08 15:35:11 by BATCH 00000766) standard | 0112/2///61987#ABV501 | https://cdd.iec.ch/CDD/IEC61987/iec61987.nsf/Classes/0112-2---61987%23ABA396 | https://cdd.iec.ch/cdd/iec61987/iec61987.nsf/PropertiesAllVersions/0112-2---61987%23ABA152,https://cdd.iec.ch/cdd/iec61987/iec61987.nsf/PropertiesAllVersions/0112-2---61987%23ABA325,https://cdd.iec.ch/cdd/iec61987/iec61987.nsf/PropertiesAllVersions/0112-2---61987%23ABA349,https://cdd.iec.ch/cdd/iec61987/iec61987.nsf/PropertiesAllVersions/0112-2---61987%23ABA312,https://cdd.iec.ch/cdd/iec61987/iec61987.nsf/PropertiesAllVersions/0112-2---61987%23ABA052,https://cdd.iec.ch/cdd/iec61987/iec61987.nsf/PropertiesAllVersions/0112-2---61987%23ABA298,https://cdd.iec.ch/cdd/iec61987/iec61987.nsf/PropertiesAllVersions/0112-2---61987%23ABA329,https://cdd.iec.ch/cdd/iec61987/iec61987.nsf/PropertiesAllVersions/0112-2---61987%23ABA333 | 0112-2---61987#ABA329,0112-2---61987#ABA333,0112-2---61987#ABA152,0112-2---61987#ABA325,0112-2---61987#ABA349,0112-2---61987#ABA312,0112-2---61987#ABA052,0112-2---61987#ABA298
0112/2///61987#ABC259 | 001 | 02 | 0112/2///61987#ABC259#001 | Further reference condition |  |  |  | properties characterizing the condition at which the performance of a device was tested |  |  |  |  | ITEM_CLASS | [5 empty] | 0112/2///61987#ABC572 - Reference device conditions0112/2///61987#ABG241 - Reference device conditions [2]0112/2///61987#ABG244 - Reference device conditions [5]0112/2///61987#ABG245 - Reference device conditions [6]0112/2///61987#ABP067 - Reference device conditions [I/O module]0112/2///61987#ABU697 - Reference device conditions [7]0112/2///61987#ABU698 - Reference device conditions [3] |  |  |  | Standard |  |  |  | 2018-03-28 | 2013-08-27 | 2013-08-27 | 2014-06-18 |  | SC65E – IEC 61987 | C00004 |  | 0112/2///61987#ABV501 | https://cdd.iec.ch/CDD/IEC61987/iec61987.nsf/Classes/0112-2---61987%23ABC259 | https://cdd.iec.ch/cdd/iec61987/iec61987.nsf/PropertiesAllVersions/0112-2---61987%23ABB800 | 0112-2---61987#ABB800
0112/2///61987#ABD816 | 001 | 02 | 0112/2///61987#ABD816#001 | Calculation results of control devices |  |  |  | properties stating results of design calculations for control valves resulting from the given process conditions and - depending of the calculated variable - from the control valve chosen |  |  |  |  | ITEM_CLASS | [5 empty] | 0112/2///61987#ABD990 - Process conditions for final control elements |  |  |  | Standard |  |  |  | 2018-03-28 | 2013-09-02 | 2013-09-02 | 2014-06-18 |  | SC65E – IEC 61987 | C00009 |  | 0112/2///61987#ABV501 | https://cdd.iec.ch/CDD/IEC61987/iec61987.nsf/Classes/0112-2---61987%23ABD816 | https://cdd.iec.ch/cdd/iec61987/iec61987.nsf/PropertiesAllVersions/0112-2---61987%23ABD548,https://cdd.iec.ch/cdd/iec61987/iec61987.nsf/PropertiesAllVersions/0112-2---61987%23ABD545,https://cdd.iec.ch/cdd/iec61987/iec61987.nsf/PropertiesAllVersions/0112-2---61987%23ABD547,https://cdd.iec.ch/cdd/iec61987/iec61987.nsf/PropertiesAllVersions/0112-2---61987%23ABD546,https://cdd.iec.ch/cdd/iec61987/iec61987.nsf/PropertiesAllVersions/0112-2---61987%23ABD706,https://cdd.iec.ch/cdd/iec61987/iec61987.nsf/PropertiesAllVersions/0112-2---61987%23ABD685,https://cdd.iec.ch/cdd/iec61987/iec61987.nsf/PropertiesAllVersions/0112-2---61987%23ABD689,https://cdd.iec.ch/cdd/iec61987/iec61987.nsf/PropertiesAllVersions/0112-2---61987%23ABD552,https://cdd.iec.ch/cdd/iec61987/iec61987.nsf/PropertiesAllVersions/0112-2---61987%23ABD559,https://cdd.iec.ch/cdd/iec61987/iec61987.nsf/PropertiesAllVersions/0112-2---61987%23ABD710,https://cdd.iec.ch/cdd/iec61987/iec61987.nsf/PropertiesAllVersions/0112-2---61987%23ABD701,https://cdd.iec.ch/cdd/iec61987/iec61987.nsf/PropertiesAllVersions/0112-2---61987%23ABA949,https://cdd.iec.ch/cdd/iec61987/iec61987.nsf/PropertiesAllVersions/0112-2---61987%23ABD598,https://cdd.iec.ch/cdd/iec61987/iec61987.nsf/PropertiesAllVersions/0112-2---61987%23ABD681,https://cdd.iec.ch/cdd/iec61987/iec61987.nsf/PropertiesAllVersions/0112-2---61987%23ABB066,https://cdd.iec.ch/cdd/iec61987/iec61987.nsf/PropertiesAllVersions/0112-2---61987%23ABD544,https://cdd.iec.ch/cdd/iec61987/iec61987.nsf/PropertiesAllVersions/0112-2---61987%23ABD543,https://cdd.iec.ch/cdd/iec61987/iec61987.nsf/PropertiesAllVersions/0112-2---61987%23ABD542,https://cdd.iec.ch/cdd/iec61987/iec61987.nsf/PropertiesAllVersions/0112-2---61987%23ABD541,https://cdd.iec.ch/cdd/iec61987/iec61987.nsf/PropertiesAllVersions/0112-2---61987%23ABD566,https://cdd.iec.ch/cdd/iec61987/iec61987.nsf/PropertiesAllVersions/0112-2---61987%23ABD549,https://cdd.iec.ch/cdd/iec61987/iec61987.nsf/PropertiesAllVersions/0112-2---61987%23ABD550 | 0112-2---61987#ABD550,0112-2---61987#ABD681,0112-2---61987#ABD544,0112-2---61987#ABD542,0112-2---61987#ABD547,0112-2---61987#ABD546,0112-2---61987#ABD552,0112-2---61987#ABD559,0112-2---61987#ABD701,0112-2---61987#ABB066,0112-2---61987#ABD541,0112-2---61987#ABD566,0112-2---61987#ABD545,0112-2---61987#ABD706,0112-2---61987#ABD689,0112-2---61987#ABA949,0112-2---61987#ABD598,0112-2---61987#ABD549,0112-2---61987#ABD548,0112-2---61987#ABD685,0112-2---61987#ABD710,0112-2---61987#ABD543
0112/2///61987#ABH044 | 001 | 01 | 0112/2///61987#ABH044#001 | Assigned variable [22] |  |  |  | properties characterizing the configuration of the analog input or output |  | Polymorphic element: ABH044, Id: 11 |  |  | ITEM_CLASS | [5 empty] | 0112/2///61987#ABG216 - Pneumatic/hydraulic output [12] |  |  |  | Standard |  | IEC 61987 | IEC | 2018-03-28 | 2018-03-28 | 2018-03-28 | 2018-03-28 |  | SC65E – IEC 61987 | C00018 | 001-01 (2018-03-28 07:26:12 by BATCH 00000762) standard | 0112/2///61987#ABV501 | https://cdd.iec.ch/CDD/IEC61987/iec61987.nsf/Classes/0112-2---61987%23ABH044 | https://cdd.iec.ch/cdd/iec61987/iec61987.nsf/PropertiesAllVersions/0112-2---61987%23ABU946,https://cdd.iec.ch/cdd/iec61987/iec61987.nsf/PropertiesAllVersions/0112-2---61987%23ABV029,https://cdd.iec.ch/cdd/iec61987/iec61987.nsf/PropertiesAllVersions/0112-2---61987%23ABU988,https://cdd.iec.ch/cdd/iec61987/iec61987.nsf/PropertiesAllVersions/0112-2---61987%23ABU989,https://cdd.iec.ch/cdd/iec61987/iec61987.nsf/PropertiesAllVersions/0112-2---61987%23ABU990,https://cdd.iec.ch/cdd/iec61987/iec61987.nsf/PropertiesAllVersions/0112-2---61987%23ABU991,https://cdd.iec.ch/cdd/iec61987/iec61987.nsf/PropertiesAllVersions/0112-2---61987%23ABU992,https://cdd.iec.ch/cdd/iec61987/iec61987.nsf/PropertiesAllVersions/0112-2---61987%23ABU993,https://cdd.iec.ch/cdd/iec61987/iec61987.nsf/PropertiesAllVersions/0112-2---61987%23ABU994,https://cdd.iec.ch/cdd/iec61987/iec61987.nsf/PropertiesAllVersions/0112-2---61987%23ABU995,https://cdd.iec.ch/cdd/iec61987/iec61987.nsf/PropertiesAllVersions/0112-2---61987%23ABV030 | 0112-2---61987#ABV029,0112-2---61987#ABU991,0112-2---61987#ABV030,0112-2---61987#ABU990,0112-2---61987#ABU992,0112-2---61987#ABU993,0112-2---61987#ABU994,0112-2---61987#ABU995,0112-2---61987#ABU946,0112-2---61987#ABU988,0112-2---61987#ABU989
0112/2///61987#ABD347 | 001 | 01 | 0112/2///61987#ABD347#001 | Valve with rotary motion |  |  |  | valve with a closure member that is rotated into or away from a seat to modulate flow |  |  | ANSI/ISA-75.05.01-2000¦3.36.6 |  | ITEM_CLASS |  |  |  |  | 0112/2///61987#ABU515 - reference to Operating LOP for valve body assembly and process pressure regulator |  |  |  |  | Standard |  |  |  | 2018-03-28 | 2013-09-02 | 2016-05-02 | 2016-05-02 |  | SC65E – IEC 61987 | C00009 | 001-01 (2018-03-28 07:25:59 by BATCH 00000762) standard | 0112/2///61987#ABD342 | https://cdd.iec.ch/CDD/IEC61987/iec61987.nsf/Classes/0112-2---61987%23ABD347 |  | 0112-2---61987#ABU515
0112/2///61987#ABE313 | 003 | 01 | 0112/2///61987#ABE313#003 | Device LOP for diaphragm/pinch valve |  |  |  | list of properties characterizing a diaphragm or pinch valve |  |  |  |  | ITEM_CLASS | [5 empty] | 0112/2///61987#ABD346 - Diaphragm/pinch valve |  |  |  | Standard |  | IEC 61987 | IEC | 2022-09-08 | 2017-12-07 | 2022-09-08 | 2022-09-08 |  | IEC/SC 65E | C00121 |  | 0112/2///61987#ABV504 | https://cdd.iec.ch/CDD/IEC61987/iec61987.nsf/Classes/0112-2---61987%23ABE313 | https://cdd.iec.ch/cdd/iec61987/iec61987.nsf/PropertiesAllVersions/0112-2---61987%23ABC899,https://cdd.iec.ch/cdd/iec61987/iec61987.nsf/PropertiesAllVersions/0112-2---61987%23ABC730,https://cdd.iec.ch/cdd/iec61987/iec61987.nsf/PropertiesAllVersions/0112-2---61987%23ABE222,https://cdd.iec.ch/cdd/iec61987/iec61987.nsf/PropertiesAllVersions/0112-2---61987%23ABU551,https://cdd.iec.ch/cdd/iec61987/iec61987.nsf/PropertiesAllVersions/0112-2---61987%23ABE229,https://cdd.iec.ch/cdd/iec61987/iec61987.nsf/PropertiesAllVersions/0112-2---61987%23ABE256,https://cdd.iec.ch/cdd/iec61987/iec61987.nsf/PropertiesAllVersions/0112-2---61987%23ABE192,https://cdd.iec.ch/cdd/iec61987/iec61987.nsf/PropertiesAllVersions/0112-2---61987%23ABE073,https://cdd.iec.ch/cdd/iec61987/iec61987.nsf/PropertiesAllVersions/0112-2---61987%23ABC795,https://cdd.iec.ch/cdd/iec61987/iec61987.nsf/PropertiesAllVersions/0112-2---61987%23ABA293,https://cdd.iec.ch/cdd/iec61987/iec61987.nsf/PropertiesAllVersions/0112-2---61987%23ABC710 | 0112-2---61987#ABA293,0112-2---61987#ABC710,0112-2---61987#ABE222,0112-2---61987#ABU551,0112-2---61987#ABE229,0112-2---61987#ABE256,0112-2---61987#ABE192,0112-2---61987#ABC795,0112-2---61987#ABC899,0112-2---61987#ABC730,0112-2---61987#ABE073
0112/2///61987#ABC078 | 001 | 02 | 0112/2///61987#ABC078#001 | Accuracy for a subrange of temperature |  |  |  | properties characterizing the accuracy of a temperature measurement for a subrange of ideal span |  |  |  |  | ITEM_CLASS | [5 empty] | 0112/2///61987#ABC065 - Absolute performance for temperature0112/2///61987#ABF109 - Absolute performance for temperature [2]0112/2///61987#ABG319 - Absolute performance for temperature [3] |  |  |  | Standard |  |  |  | 2018-03-28 | 2013-08-27 | 2013-08-27 | 2014-06-18 |  | SC65E – IEC 61987 | C00004 |  | 0112/2///61987#ABV501 | https://cdd.iec.ch/CDD/IEC61987/iec61987.nsf/Classes/0112-2---61987%23ABC078 | https://cdd.iec.ch/cdd/iec61987/iec61987.nsf/PropertiesAllVersions/0112-2---61987%23ABB218,https://cdd.iec.ch/cdd/iec61987/iec61987.nsf/PropertiesAllVersions/0112-2---61987%23ABB219,https://cdd.iec.ch/cdd/iec61987/iec61987.nsf/PropertiesAllVersions/0112-2---61987%23ABB216,https://cdd.iec.ch/cdd/iec61987/iec61987.nsf/PropertiesAllVersions/0112-2---61987%23ABB217,https://cdd.iec.ch/cdd/iec61987/iec61987.nsf/PropertiesAllVersions/0112-2---61987%23ABB749 | 0112-2---61987#ABB219,0112-2---61987#ABB216,0112-2---61987#ABB217,0112-2---61987#ABB749,0112-2---61987#ABB218
0112/2///61987#ABG480 | 001 | 01 | 0112/2///61987#ABG480#001 | Physical location [4] |  |  |  | properties characterizing a physical location |  |  |  |  | ITEM_CLASS | [5 empty] | 0112/2///61987#ABF867 - Operating LOP for temperature measuring equipment |  |  |  | Standard |  | IEC 61987 | IEC | 2018-03-28 | 2014-12-17 | 2016-05-24 | 2016-05-24 |  | SC65E – IEC 61987 | C00019 | 001-01 (2018-03-28 07:26:12 by BATCH 00000762) standard | 0112/2///61987#ABV501 | https://cdd.iec.ch/CDD/IEC61987/iec61987.nsf/Classes/0112-2---61987%23ABG480 | https://cdd.iec.ch/cdd/iec61987/iec61987.nsf/PropertiesAllVersions/0112-2---61987%23ABB349,https://cdd.iec.ch/cdd/iec61987/iec61987.nsf/PropertiesAllVersions/0112-2---61987%23ABB350,https://cdd.iec.ch/cdd/iec61987/iec61987.nsf/PropertiesAllVersions/0112-2---61987%23ABB271,https://cdd.iec.ch/cdd/iec61987/iec61987.nsf/PropertiesAllVersions/0112-2---61987%23ABA577,https://cdd.iec.ch/cdd/iec61987/iec61987.nsf/PropertiesAllVersions/0112-2---61987%23ABA578,https://cdd.iec.ch/cdd/iec61987/iec61987.nsf/PropertiesAllVersions/0112-2---61987%23ABC765,https://cdd.iec.ch/cdd/iec61987/iec61987.nsf/PropertiesAllVersions/0112-2---61987%23ABD168,https://cdd.iec.ch/cdd/iec61987/iec61987.nsf/PropertiesAllVersions/0112-2---61987%23ABB362,https://cdd.iec.ch/cdd/iec61987/iec61987.nsf/PropertiesAllVersions/0112-2---61987%23ABC734 | 0112-2---61987#ABA578,0112-2---61987#ABC765,0112-2---61987#ABD168,0112-2---61987#ABC734,0112-2---61987#ABB349,0112-2---61987#ABB350,0112-2---61987#ABB271,0112-2---61987#ABA577,0112-2---61987#ABB362
0112/2///61987#ABH529 | 001 | 01 | 0112/2///61987#ABH529#001 | Output signal processing |  |  |  | properties characterizing functions provided by the device to manipulate the output signal |  |  |  |  | ITEM_CLASS | [9 empty] | Standard |  |  |  | 2019-03-08 | 2017-12-07 | 2019-03-08 | 2019-03-08 |  | SC65E – IEC 61987 | C00018 | 001-01 (2019-03-08 15:35:12 by BATCH 00000766) standard | 0112/2///61987#ABH525 | https://cdd.iec.ch/CDD/IEC61987/iec61987.nsf/Classes/0112-2---61987%23ABH529 | https://cdd.iec.ch/cdd/iec61987/iec61987.nsf/PropertiesAllVersions/0112-2---61987%23ABH530,https://cdd.iec.ch/cdd/iec61987/iec61987.nsf/PropertiesAllVersions/0112-2---61987%23ABH711 | 0112-2---61987#ABH530,0112-2---61987#ABH711
0112/2///61987#ABG470 | 002 | 01 | 0112/2///61987#ABG470#002 | Installation design conditions [4] |  |  |  | properties characterizing the installation conditions at a measuring or control point |  |  |  |  | ITEM_CLASS | [5 empty] | 0112/2///61987#ABG469 - Operating conditions for device design [density] |  |  | false | Standard |  | IEC 61987 | IEC | 2022-12-09 | 2017-12-07 | 2022-12-09 | 2022-12-09 |  | IEC/SC 65E | C00112 |  | 0112/2///61987#ABV501 | https://cdd.iec.ch/CDD/IEC61987/iec61987.nsf/Classes/0112-2---61987%23ABG470 | https://cdd.iec.ch/cdd/iec61987/iec61987.nsf/PropertiesAllVersions/0112-2---61987%23ABC814 | 0112-2---61987#ABC814
0112/2///61987#ABA708 | 002 | 01 | 0112/2///61987#ABA708#002 | Float level switch |  |  |  | level switch that uses a float and a follower to detect a level regime |  |  |  |  | ITEM_CLASS |  |  |  |  | 0112/2///61987#ABF910 - reference to Operating LOP for level measuring equipment |  |  |  |  | Standard |  |  |  | 2018-03-28 | 2013-08-27 | 2018-03-20 | 2018-03-20 |  | SC65E – IEC 61987 | C00018 |  | 0112/2///61987#ABA703 | https://cdd.iec.ch/CDD/IEC61987/iec61987.nsf/Classes/0112-2---61987%23ABA708 | https://cdd.iec.ch/cdd/iec61987/iec61987.nsf/PropertiesAllVersions/0112-2---61987%23ABF870 | 0112-2---61987#ABF870,0112-2---61987#ABF910
0112/2///61987#ABE351 | 001 | 01 | 0112/2///61987#ABE351#001 | Multichannel radiation thermometer |  |  |  | radiation thermometer that measures temperature by determining the ratio of the radiance more than two difference spectral ranges |  |  |  |  | ITEM_CLASS |  |  |  |  | 0112/2///61987#ABF896 - reference to Operating LOP for temperature measuring equipment0112/2///61987#ABF898 - reference to Device LOP for radiation thermometer |  |  |  |  | Standard |  |  |  | 2018-03-28 |  | 2016-05-24 | 2016-05-24 |  | SC65E – IEC 61987 | C00004 | 001-01 (2018-03-28 07:26:02 by BATCH 00000762) standard | 0112/2///61987#ABE341 | https://cdd.iec.ch/CDD/IEC61987/iec61987.nsf/Classes/0112-2---61987%23ABE351 |  | 0112-2---61987#ABF898
0112/2///61987#ABO079 | 001 | 01 | 0112/2///61987#ABO079#001 | Chart recorder |  |  |  | electrical recorder which uses paper as its recording medium |  |  |  |  | ITEM_CLASS |  |  |  |  | 0112/2///61987#ABP285 - reference to Operating LOP for infrastructure devices |  |  |  | false | Standard |  | IEC 61987-31 | IEC | 2022-10-26 | 2022-10-26 | 2022-10-26 | 2022-10-26 |  | IEC/SC 65E | C00127 | 001-01 (2022-10-26 07:15:17 by BATCH 00000802) standard | 0112/2///61987#ABO078 | https://cdd.iec.ch/CDD/IEC61987/iec61987.nsf/Classes/0112-2---61987%23ABO079
0112/2///61987#ABC513 | 001 | 02 | 0112/2///61987#ABC513#001 | Pneumatic/hydraulic connection |  |  |  | properties characterizing the pneumatic or hydraulic connections provided by a device |  |  |  |  | ITEM_CLASS | [5 empty] | 0112/2///61987#ABC173 - Connection facility [2]0112/2///61987#ABP301 - Binary valve output |  |  |  | Standard |  |  |  | 2018-03-28 | 2013-08-27 | 2013-08-27 | 2014-06-18 |  | SC65E – IEC 61987 | C00004 |  | 0112/2///61987#ABV501 | https://cdd.iec.ch/CDD/IEC61987/iec61987.nsf/Classes/0112-2---61987%23ABC513 | https://cdd.iec.ch/cdd/iec61987/iec61987.nsf/PropertiesAllVersions/0112-2---61987%23ABB936,https://cdd.iec.ch/cdd/iec61987/iec61987.nsf/PropertiesAllVersions/0112-2---61987%23ABB935,https://cdd.iec.ch/cdd/iec61987/iec61987.nsf/PropertiesAllVersions/0112-2---61987%23ABB937,https://cdd.iec.ch/cdd/iec61987/iec61987.nsf/PropertiesAllVersions/0112-2---61987%23ABB938,https://cdd.iec.ch/cdd/iec61987/iec61987.nsf/PropertiesAllVersions/0112-2---61987%23ABB940,https://cdd.iec.ch/cdd/iec61987/iec61987.nsf/PropertiesAllVersions/0112-2---61987%23ABB931,https://cdd.iec.ch/cdd/iec61987/iec61987.nsf/PropertiesAllVersions/0112-2---61987%23ABB939,https://cdd.iec.ch/cdd/iec61987/iec61987.nsf/PropertiesAllVersions/0112-2---61987%23ABD293 | 0112-2---61987#ABB931,0112-2---61987#ABB939,0112-2---61987#ABD293,0112-2---61987#ABB936,0112-2---61987#ABB935,0112-2---61987#ABB937,0112-2---61987#ABB938,0112-2---61987#ABB940
0112/2///61987#ABC616 | 002 | 01 | 0112/2///61987#ABC616#002 | Structural design [positive displacement flow transmitter/gauge] |  |  |  | properties characterizing the constructional details of a device |  |  |  |  | ITEM_CLASS | [5 empty] | 0112/2///61987#ABC435 - Mechanical and electrical construction [positive displacement flow transmitter/gauge] |  |  |  | Standard |  |  |  | 2018-03-28 | 2013-08-27 | 2016-05-24 | 2016-05-24 |  | SC65E – IEC 61987 | C00004 |  | 0112/2///61987#ABV501 | https://cdd.iec.ch/CDD/IEC61987/iec61987.nsf/Classes/0112-2---61987%23ABC616 | https://cdd.iec.ch/cdd/iec61987/iec61987.nsf/PropertiesAllVersions/0112-2---61987%23ABD042,https://cdd.iec.ch/cdd/iec61987/iec61987.nsf/PropertiesAllVersions/0112-2---61987%23ABD254,https://cdd.iec.ch/cdd/iec61987/iec61987.nsf/PropertiesAllVersions/0112-2---61987%23ABD287,https://cdd.iec.ch/cdd/iec61987/iec61987.nsf/PropertiesAllVersions/0112-2---61987%23ABA177,https://cdd.iec.ch/cdd/iec61987/iec61987.nsf/PropertiesAllVersions/0112-2---61987%23ABD291,https://cdd.iec.ch/cdd/iec61987/iec61987.nsf/PropertiesAllVersions/0112-2---61987%23ABA182,https://cdd.iec.ch/cdd/iec61987/iec61987.nsf/PropertiesAllVersions/0112-2---61987%23ABD282,https://cdd.iec.ch/cdd/iec61987/iec61987.nsf/PropertiesAllVersions/0112-2---61987%23ABB503,https://cdd.iec.ch/cdd/iec61987/iec61987.nsf/PropertiesAllVersions/0112-2---61987%23ABC825,https://cdd.iec.ch/cdd/iec61987/iec61987.nsf/PropertiesAllVersions/0112-2---61987%23ABB970,https://cdd.iec.ch/cdd/iec61987/iec61987.nsf/PropertiesAllVersions/0112-2---61987%23ABC832,https://cdd.iec.ch/cdd/iec61987/iec61987.nsf/PropertiesAllVersions/0112-2---61987%23ABD284 | 0112-2---61987#ABD291,0112-2---61987#ABD282,0112-2---61987#ABC832,0112-2---61987#ABD284,0112-2---61987#ABD287,0112-2---61987#ABA177,0112-2---61987#ABA182,0112-2---61987#ABB503,0112-2---61987#ABC825,0112-2---61987#ABB970,0112-2---61987#ABD042,0112-2---61987#ABD254
0112/2///61987#ABE561 | 001 | 01 | 0112/2///61987#ABE561#001 | Parameters of I/P converter |  |  |  | properties characterizing the configuration of an I/P converter according to its specific values |  |  |  |  | ITEM_CLASS | [5 empty] | 0112/2///61987#ABE634 - Device LOP for I/P converter |  |  |  | Standard |  | IEC 61987 | IEC | 2018-03-28 | 2014-07-25 | 2016-05-02 | 2016-05-02 |  | SC65E – IEC 61987 | C00016 | 001-01 (2018-03-28 07:26:03 by BATCH 00000762) standard | 0112/2///61987#ABV501 | https://cdd.iec.ch/CDD/IEC61987/iec61987.nsf/Classes/0112-2---61987%23ABE561 | https://cdd.iec.ch/cdd/iec61987/iec61987.nsf/PropertiesAllVersions/0112-2---61987%23ABD754,https://cdd.iec.ch/cdd/iec61987/iec61987.nsf/PropertiesAllVersions/0112-2---61987%23ABD551,https://cdd.iec.ch/cdd/iec61987/iec61987.nsf/PropertiesAllVersions/0112-2---61987%23ABD656,https://cdd.iec.ch/cdd/iec61987/iec61987.nsf/PropertiesAllVersions/0112-2---61987%23ABD634 | 0112-2---61987#ABD754,0112-2---61987#ABD551,0112-2---61987#ABD656,0112-2---61987#ABD634
0112/2///61987#ABF266 | 002 | 01 | 0112/2///61987#ABF266#002 | Purge system |  |  |  | properties characterizing the constructional details of a purge system |  |  |  |  | ITEM_CLASS | [5 empty] | 0112/2///61987#ABG418 - Structural design [laser level transmitter]0112/2///61987#ABG419 - Structural design [servo level transmitter ]0112/2///61987#ABG434 - Structural design [radiation thermometer] |  |  |  | Standard |  | IEC 61987 | IEC | 2018-03-28 | 2014-12-17 | 2018-03-20 | 2018-03-20 |  | SC65E – IEC 61987 | C00018 |  | 0112/2///61987#ABV501 | https://cdd.iec.ch/CDD/IEC61987/iec61987.nsf/Classes/0112-2---61987%23ABF266 | https://cdd.iec.ch/cdd/iec61987/iec61987.nsf/PropertiesAllVersions/0112-2---61987%23ABF267,https://cdd.iec.ch/cdd/iec61987/iec61987.nsf/PropertiesAllVersions/0112-2---61987%23ABB938 | 0112-2---61987#ABF267,0112-2---61987#ABB938
0112/2///61987#ABH554 | 001 | 01 | 0112/2///61987#ABH554#001 | Device or component pressure test |  |  |  | properties characterizing a design pressure applied to the lens of a window/sight glass indicator to verify structural integrity |  |  |  |  | ITEM_CLASS | [5 empty] | 0112/2///61987#ABH552 - Calibration and test results |  |  |  | Standard |  |  |  | 2019-03-08 | 2017-12-07 | 2019-03-08 | 2019-03-08 |  | SC65E – IEC 61987 | C00018 | 001-01 (2019-03-08 15:35:12 by BATCH 00000766) standard | 0112/2///61987#ABV501 | https://cdd.iec.ch/CDD/IEC61987/iec61987.nsf/Classes/0112-2---61987%23ABH554 | https://cdd.iec.ch/cdd/iec61987/iec61987.nsf/PropertiesAllVersions/0112-2---61987%23ABH593,https://cdd.iec.ch/cdd/iec61987/iec61987.nsf/PropertiesAllVersions/0112-2---61987%23ABH555,https://cdd.iec.ch/cdd/iec61987/iec61987.nsf/PropertiesAllVersions/0112-2---61987%23ABH556 | 0112-2---61987#ABH556,0112-2---61987#ABH593,0112-2---61987#ABH555
0112/2///61987#ABJ615 | 001 | 01 | 0112/2///61987#ABJ615#001 | Other measurement technology block |  |  |  | properties characterizing another measurement technology block |  |  |  |  | ITEM_CLASS | [5 empty] | 0112/2///61987#ABH840 - User application parameters |  |  |  | Standard |  |  |  | 2019-03-08 | 2017-12-07 | 2019-03-08 | 2019-03-08 |  | SC65E – IEC 61987 | C00018 | 001-01 (2019-03-08 15:35:13 by BATCH 00000766) standard | 0112/2///61987#ABV501 | https://cdd.iec.ch/CDD/IEC61987/iec61987.nsf/Classes/0112-2---61987%23ABJ615 | https://cdd.iec.ch/cdd/iec61987/iec61987.nsf/PropertiesAllVersions/0112-2---61987%23ABJ696,https://cdd.iec.ch/cdd/iec61987/iec61987.nsf/PropertiesAllVersions/0112-2---61987%23ABJ697,https://cdd.iec.ch/cdd/iec61987/iec61987.nsf/PropertiesAllVersions/0112-2---61987%23ABJ349,https://cdd.iec.ch/cdd/iec61987/iec61987.nsf/PropertiesAllVersions/0112-2---61987%23ABJ698,https://cdd.iec.ch/cdd/iec61987/iec61987.nsf/PropertiesAllVersions/0112-2---61987%23ABJ700,https://cdd.iec.ch/cdd/iec61987/iec61987.nsf/PropertiesAllVersions/0112-2---61987%23ABJ701,https://cdd.iec.ch/cdd/iec61987/iec61987.nsf/PropertiesAllVersions/0112-2---61987%23ABJ671,https://cdd.iec.ch/cdd/iec61987/iec61987.nsf/PropertiesAllVersions/0112-2---61987%23ABJ366,https://cdd.iec.ch/cdd/iec61987/iec61987.nsf/PropertiesAllVersions/0112-2---61987%23ABJ672,https://cdd.iec.ch/cdd/iec61987/iec61987.nsf/PropertiesAllVersions/0112-2---61987%23ABJ367,https://cdd.iec.ch/cdd/iec61987/iec61987.nsf/PropertiesAllVersions/0112-2---61987%23ABJ667,https://cdd.iec.ch/cdd/iec61987/iec61987.nsf/PropertiesAllVersions/0112-2---61987%23ABJ702,https://cdd.iec.ch/cdd/iec61987/iec61987.nsf/PropertiesAllVersions/0112-2---61987%23ABJ660,https://cdd.iec.ch/cdd/iec61987/iec61987.nsf/PropertiesAllVersions/0112-2---61987%23ABI037,https://cdd.iec.ch/cdd/iec61987/iec61987.nsf/PropertiesAllVersions/0112-2---61987%23ABI392 | 0112-2---61987#ABJ696,0112-2---61987#ABJ697,0112-2---61987#ABJ698,0112-2---61987#ABJ701,0112-2---61987#ABJ671,0112-2---61987#ABJ667,0112-2---61987#ABJ702,0112-2---61987#ABJ700,0112-2---61987#ABI037,0112-2---61987#ABJ349,0112-2---61987#ABJ366,0112-2---61987#ABJ672,0112-2---61987#ABJ367,0112-2---61987#ABJ660,0112-2---61987#ABI392
0112/2///61987#ABE318 | 002 | 01 | 0112/2///61987#ABE318#002 | Device LOP for pressure reducing regulator or back pressure/excess pressure regulator |  |  |  | list of properties characterizing a pressure reducing regulator or a back pressure/excess pressure regulator |  |  |  |  | ITEM_CLASS | [5 empty] | 0112/2///61987#ABD386 - Pressure reducing regulator0112/2///61987#ABD387 - Back pressure/excess pressure regulator |  |  |  | Standard |  | IEC 61987 | IEC | 2022-09-08 | 2017-12-07 | 2022-09-08 | 2022-09-08 |  | IEC/SC 65E | C00121 |  | 0112/2///61987#ABV504 | https://cdd.iec.ch/CDD/IEC61987/iec61987.nsf/Classes/0112-2---61987%23ABE318 | https://cdd.iec.ch/cdd/iec61987/iec61987.nsf/PropertiesAllVersions/0112-2---61987%23ABC899,https://cdd.iec.ch/cdd/iec61987/iec61987.nsf/PropertiesAllVersions/0112-2---61987%23ABC730,https://cdd.iec.ch/cdd/iec61987/iec61987.nsf/PropertiesAllVersions/0112-2---61987%23ABE220,https://cdd.iec.ch/cdd/iec61987/iec61987.nsf/PropertiesAllVersions/0112-2---61987%23ABU548,https://cdd.iec.ch/cdd/iec61987/iec61987.nsf/PropertiesAllVersions/0112-2---61987%23ABE256,https://cdd.iec.ch/cdd/iec61987/iec61987.nsf/PropertiesAllVersions/0112-2---61987%23ABE187,https://cdd.iec.ch/cdd/iec61987/iec61987.nsf/PropertiesAllVersions/0112-2---61987%23ABE073,https://cdd.iec.ch/cdd/iec61987/iec61987.nsf/PropertiesAllVersions/0112-2---61987%23ABC795,https://cdd.iec.ch/cdd/iec61987/iec61987.nsf/PropertiesAllVersions/0112-2---61987%23ABA293,https://cdd.iec.ch/cdd/iec61987/iec61987.nsf/PropertiesAllVersions/0112-2---61987%23ABC710 | 0112-2---61987#ABC730,0112-2---61987#ABE220,0112-2---61987#ABE256,0112-2---61987#ABA293,0112-2---61987#ABC710,0112-2---61987#ABC899,0112-2---61987#ABU548,0112-2---61987#ABE187,0112-2---61987#ABE073,0112-2---61987#ABC795
0112/2///61987#ABC422 | 002 | 01 | 0112/2///61987#ABC422#002 | Mechanical and electrical construction [flow transmitter] |  |  |  | properties characterizing the constructional details of the device and its parts |  |  | IEC 61987-1, 5.8 |  | ITEM_CLASS | [5 empty] | 0112/2///61987#ABA005 - Device LOP for flow transmitter |  |  |  | Standard |  |  |  | 2018-03-28 | 2013-08-27 | 2016-05-24 | 2016-05-24 |  | SC65E – IEC 61987 | C00004 |  | 0112/2///61987#ABV501 | https://cdd.iec.ch/CDD/IEC61987/iec61987.nsf/Classes/0112-2---61987%23ABC422 | https://cdd.iec.ch/cdd/iec61987/iec61987.nsf/PropertiesAllVersions/0112-2---61987%23ABD114,https://cdd.iec.ch/cdd/iec61987/iec61987.nsf/PropertiesAllVersions/0112-2---61987%23ABD229,https://cdd.iec.ch/cdd/iec61987/iec61987.nsf/PropertiesAllVersions/0112-2---61987%23ABB139,https://cdd.iec.ch/cdd/iec61987/iec61987.nsf/PropertiesAllVersions/0112-2---61987%23ABC862,https://cdd.iec.ch/cdd/iec61987/iec61987.nsf/PropertiesAllVersions/0112-2---61987%23ABC789 | 0112-2---61987#ABD229,0112-2---61987#ABB139,0112-2---61987#ABC862,0112-2---61987#ABC789,0112-2---61987#ABD114
0112/2///61987#ABD501 | 001 | 02 | 0112/2///61987#ABD501#001 | Influence of external quantities expressed for pressure |  |  |  | properties characterizing the influence of external quantities for pressure measurement devices that are not the subject of the measurement but whose change affects the relationship between the indication and the result of the measurement |  |  |  |  | ITEM_CLASS | [5 empty] | 0112/2///61987#ABC064 - Absolute performance for pressure |  |  |  | Standard |  |  |  | 2018-03-28 | 2013-09-27 | 2014-03-13 | 2014-06-18 |  | SC65E – IEC 61987 | C00014 |  | 0112/2///61987#ABV501 | https://cdd.iec.ch/CDD/IEC61987/iec61987.nsf/Classes/0112-2---61987%23ABD501 | https://cdd.iec.ch/cdd/iec61987/iec61987.nsf/PropertiesAllVersions/0112-2---61987%23ABD441,https://cdd.iec.ch/cdd/iec61987/iec61987.nsf/PropertiesAllVersions/0112-2---61987%23ABD442,https://cdd.iec.ch/cdd/iec61987/iec61987.nsf/PropertiesAllVersions/0112-2---61987%23ABD443,https://cdd.iec.ch/cdd/iec61987/iec61987.nsf/PropertiesAllVersions/0112-2---61987%23ABD444,https://cdd.iec.ch/cdd/iec61987/iec61987.nsf/PropertiesAllVersions/0112-2---61987%23ABD445,https://cdd.iec.ch/cdd/iec61987/iec61987.nsf/PropertiesAllVersions/0112-2---61987%23ABD446 | 0112-2---61987#ABD446,0112-2---61987#ABD441,0112-2---61987#ABD442,0112-2---61987#ABD443,0112-2---61987#ABD444,0112-2---61987#ABD445
0112/2///61987#ABI752 | 001 | 01 | 0112/2///61987#ABI752#001 | On-off actuation technology block |  |  |  | properties characterizing an On-off actuation technology block |  |  |  |  | ITEM_CLASS | [5 empty] | 0112/2///61987#ABH840 - User application parameters |  |  |  | Standard |  |  |  | 2019-03-08 | 2017-12-07 | 2019-03-08 | 2019-03-08 |  | SC65E – IEC 61987 | C00018 | 001-01 (2019-03-08 15:35:13 by BATCH 00000766) standard | 0112/2///61987#ABV501 | https://cdd.iec.ch/CDD/IEC61987/iec61987.nsf/Classes/0112-2---61987%23ABI752 | https://cdd.iec.ch/cdd/iec61987/iec61987.nsf/PropertiesAllVersions/0112-2---61987%23ABJ349,https://cdd.iec.ch/cdd/iec61987/iec61987.nsf/PropertiesAllVersions/0112-2---61987%23ABJ372,https://cdd.iec.ch/cdd/iec61987/iec61987.nsf/PropertiesAllVersions/0112-2---61987%23ABJ634,https://cdd.iec.ch/cdd/iec61987/iec61987.nsf/PropertiesAllVersions/0112-2---61987%23ABJ635,https://cdd.iec.ch/cdd/iec61987/iec61987.nsf/PropertiesAllVersions/0112-2---61987%23ABJ373,https://cdd.iec.ch/cdd/iec61987/iec61987.nsf/PropertiesAllVersions/0112-2---61987%23ABI603,https://cdd.iec.ch/cdd/iec61987/iec61987.nsf/PropertiesAllVersions/0112-2---61987%23ABI990,https://cdd.iec.ch/cdd/iec61987/iec61987.nsf/PropertiesAllVersions/0112-2---61987%23ABI991,https://cdd.iec.ch/cdd/iec61987/iec61987.nsf/PropertiesAllVersions/0112-2---61987%23ABI992,https://cdd.iec.ch/cdd/iec61987/iec61987.nsf/PropertiesAllVersions/0112-2---61987%23ABI993,https://cdd.iec.ch/cdd/iec61987/iec61987.nsf/PropertiesAllVersions/0112-2---61987%23ABI999,https://cdd.iec.ch/cdd/iec61987/iec61987.nsf/PropertiesAllVersions/0112-2---61987%23ABJ000,https://cdd.iec.ch/cdd/iec61987/iec61987.nsf/PropertiesAllVersions/0112-2---61987%23ABI606,https://cdd.iec.ch/cdd/iec61987/iec61987.nsf/PropertiesAllVersions/0112-2---61987%23ABJ660,https://cdd.iec.ch/cdd/iec61987/iec61987.nsf/PropertiesAllVersions/0112-2---61987%23ABI037,https://cdd.iec.ch/cdd/iec61987/iec61987.nsf/PropertiesAllVersions/0112-2---61987%23ABI392 | 0112-2---61987#ABJ634,0112-2---61987#ABI990,0112-2---61987#ABI991,0112-2---61987#ABI999,0112-2---61987#ABI392,0112-2---61987#ABJ372,0112-2---61987#ABI603,0112-2---61987#ABI993,0112-2---61987#ABI606,0112-2---61987#ABJ660,0112-2---61987#ABJ635,0112-2---61987#ABJ373,0112-2---61987#ABI992,0112-2---61987#ABJ000,0112-2---61987#ABI037,0112-2---61987#ABJ349
0112/2///61987#ABD386 | 001 | 01 | 0112/2///61987#ABD386#001 | Pressure reducing regulator |  |  |  | process regulator that acts against a spring pressure to maintain a constant downstream pressure |  |  | StepLib |  | ITEM_CLASS | [9 empty] | Standard |  |  |  | 2018-03-28 | 2013-09-02 | 2016-05-02 | 2016-05-02 |  | SC65E – IEC 61987 | C00009 | 001-01 (2018-03-28 07:25:59 by BATCH 00000762) standard | 0112/2///61987#ABD385 | https://cdd.iec.ch/CDD/IEC61987/iec61987.nsf/Classes/0112-2---61987%23ABD386 | https://cdd.iec.ch/cdd/iec61987/iec61987.nsf/PropertiesAllVersions/0112-2---61987%23ABU547,https://cdd.iec.ch/cdd/iec61987/iec61987.nsf/PropertiesAllVersions/0112-2---61987%23ABU515 | 0112-2---61987#ABU547,0112-2---61987#ABU515
0112/2///61987#ABC277 | 001 | 02 | 0112/2///61987#ABC277#001 | Influence of external quantities expressed as a percentage for pressure |  |  |  | properties characterizing the influence of external quantities on pressure that are not the subject of the measurement but whose change affects the relationship between the indication and the result of the measurement |  |  |  |  | ITEM_CLASS | [5 empty] | 0112/2///61987#ABC067 - Accuracy expressed as a percentage [1] |  |  |  | Standard |  |  |  | 2018-03-28 | 2013-08-27 | 2013-08-27 | 2014-06-18 |  | SC65E – IEC 61987 | C00004 |  | 0112/2///61987#ABV501 | https://cdd.iec.ch/CDD/IEC61987/iec61987.nsf/Classes/0112-2---61987%23ABC277 | https://cdd.iec.ch/cdd/iec61987/iec61987.nsf/PropertiesAllVersions/0112-2---61987%23ABB848,https://cdd.iec.ch/cdd/iec61987/iec61987.nsf/PropertiesAllVersions/0112-2---61987%23ABB849,https://cdd.iec.ch/cdd/iec61987/iec61987.nsf/PropertiesAllVersions/0112-2---61987%23ABB850,https://cdd.iec.ch/cdd/iec61987/iec61987.nsf/PropertiesAllVersions/0112-2---61987%23ABB851,https://cdd.iec.ch/cdd/iec61987/iec61987.nsf/PropertiesAllVersions/0112-2---61987%23ABB852,https://cdd.iec.ch/cdd/iec61987/iec61987.nsf/PropertiesAllVersions/0112-2---61987%23ABB853,https://cdd.iec.ch/cdd/iec61987/iec61987.nsf/PropertiesAllVersions/0112-2---61987%23ABB668,https://cdd.iec.ch/cdd/iec61987/iec61987.nsf/PropertiesAllVersions/0112-2---61987%23ABC904,https://cdd.iec.ch/cdd/iec61987/iec61987.nsf/PropertiesAllVersions/0112-2---61987%23ABB676,https://cdd.iec.ch/cdd/iec61987/iec61987.nsf/PropertiesAllVersions/0112-2---61987%23ABC916,https://cdd.iec.ch/cdd/iec61987/iec61987.nsf/PropertiesAllVersions/0112-2---61987%23ABB684,https://cdd.iec.ch/cdd/iec61987/iec61987.nsf/PropertiesAllVersions/0112-2---61987%23ABC915,https://cdd.iec.ch/cdd/iec61987/iec61987.nsf/PropertiesAllVersions/0112-2---61987%23ABB688,https://cdd.iec.ch/cdd/iec61987/iec61987.nsf/PropertiesAllVersions/0112-2---61987%23ABC914,https://cdd.iec.ch/cdd/iec61987/iec61987.nsf/PropertiesAllVersions/0112-2---61987%23ABB692,https://cdd.iec.ch/cdd/iec61987/iec61987.nsf/PropertiesAllVersions/0112-2---61987%23ABB693,https://cdd.iec.ch/cdd/iec61987/iec61987.nsf/PropertiesAllVersions/0112-2---61987%23ABB694,https://cdd.iec.ch/cdd/iec61987/iec61987.nsf/PropertiesAllVersions/0112-2---61987%23ABB695,https://cdd.iec.ch/cdd/iec61987/iec61987.nsf/PropertiesAllVersions/0112-2---61987%23ABB696,https://cdd.iec.ch/cdd/iec61987/iec61987.nsf/PropertiesAllVersions/0112-2---61987%23ABB697,https://cdd.iec.ch/cdd/iec61987/iec61987.nsf/PropertiesAllVersions/0112-2---61987%23ABB698,https://cdd.iec.ch/cdd/iec61987/iec61987.nsf/PropertiesAllVersions/0112-2---61987%23ABB699,https://cdd.iec.ch/cdd/iec61987/iec61987.nsf/PropertiesAllVersions/0112-2---61987%23ABB700,https://cdd.iec.ch/cdd/iec61987/iec61987.nsf/PropertiesAllVersions/0112-2---61987%23ABB701,https://cdd.iec.ch/cdd/iec61987/iec61987.nsf/PropertiesAllVersions/0112-2---61987%23ABB703,https://cdd.iec.ch/cdd/iec61987/iec61987.nsf/PropertiesAllVersions/0112-2---61987%23ABB704,https://cdd.iec.ch/cdd/iec61987/iec61987.nsf/PropertiesAllVersions/0112-2---61987%23ABB706,https://cdd.iec.ch/cdd/iec61987/iec61987.nsf/PropertiesAllVersions/0112-2---61987%23ABB707,https://cdd.iec.ch/cdd/iec61987/iec61987.nsf/PropertiesAllVersions/0112-2---61987%23ABB708,https://cdd.iec.ch/cdd/iec61987/iec61987.nsf/PropertiesAllVersions/0112-2---61987%23ABB709,https://cdd.iec.ch/cdd/iec61987/iec61987.nsf/PropertiesAllVersions/0112-2---61987%23ABB710,https://cdd.iec.ch/cdd/iec61987/iec61987.nsf/PropertiesAllVersions/0112-2---61987%23ABB711,https://cdd.iec.ch/cdd/iec61987/iec61987.nsf/PropertiesAllVersions/0112-2---61987%23ABC905 | 0112-2---61987#ABB707,0112-2---61987#ABB708,0112-2---61987#ABB850,0112-2---61987#ABB676,0112-2---61987#ABB711,0112-2---61987#ABC905,0112-2---61987#ABB704,0112-2---61987#ABB709,0112-2---61987#ABB695,0112-2---61987#ABB710,0112-2---61987#ABB692,0112-2---61987#ABB693,0112-2---61987#ABB849,0112-2---61987#ABB700,0112-2---61987#ABB853,0112-2---61987#ABB668,0112-2---61987#ABB684,0112-2---61987#ABC914,0112-2---61987#ABB697,0112-2---61987#ABB701,0112-2---61987#ABB848,0112-2---61987#ABB851,0112-2---61987#ABB698,0112-2---61987#ABB699,0112-2---61987#ABC916,0112-2---61987#ABB696,0112-2---61987#ABC915,0112-2---61987#ABB706,0112-2---61987#ABB688,0112-2---61987#ABB694,0112-2---61987#ABB703,0112-2---61987#ABB852,0112-2---61987#ABC904
0112/2///61987#ABC398 | 001 | 02 | 0112/2///61987#ABC398#001 | Material of turbine rotor |  |  |  | properties characterizing the material of turbine rotor |  |  |  |  | ITEM_CLASS | [5 empty] | 0112/2///61987#ABC633 - Structural design of a rotating element flow transmitter or gauge |  |  |  | Standard |  |  |  | 2018-03-28 | 2013-08-27 | 2013-08-27 | 2014-06-18 |  | SC65E – IEC 61987 | C00019 |  | 0112/2///61987#ABV501 | https://cdd.iec.ch/CDD/IEC61987/iec61987.nsf/Classes/0112-2---61987%23ABC398 | https://cdd.iec.ch/cdd/iec61987/iec61987.nsf/PropertiesAllVersions/0112-2---61987%23ABB455,https://cdd.iec.ch/cdd/iec61987/iec61987.nsf/PropertiesAllVersions/0112-2---61987%23ABI460,https://cdd.iec.ch/cdd/iec61987/iec61987.nsf/PropertiesAllVersions/0112-2---61987%23ABA908,https://cdd.iec.ch/cdd/iec61987/iec61987.nsf/PropertiesAllVersions/0112-2---61987%23ABA907 | 0112-2---61987#ABA907,0112-2---61987#ABB455,0112-2---61987#ABI460,0112-2---61987#ABA908
0112/2///61987#ABE573 | 001 | 01 | 0112/2///61987#ABE573#001 | Type of output [9] |  |  |  | administration block for polymorphism acting as proxy for the selected output type |  | p1 ABE573.p1 |  |  | ITEM_CLASS | [5 empty] | 0112/2///61987#ABE572 - Output [9] |  |  |  | Standard |  | IEC 61987 | IEC | 2018-03-28 | 2014-07-25 | 2018-03-20 | 2018-03-20 |  | SC65E – IEC 61987 | C00016 | 001-01 (2018-03-28 07:26:03 by BATCH 00000762) standard | 0112/2///61987#ABV501 | https://cdd.iec.ch/CDD/IEC61987/iec61987.nsf/Classes/0112-2---61987%23ABE573 | https://cdd.iec.ch/cdd/iec61987/iec61987.nsf/PropertiesAllVersions/0112-2---61987%23ABU578,https://cdd.iec.ch/cdd/iec61987/iec61987.nsf/PropertiesAllVersions/0112-2---61987%23ABU537,https://cdd.iec.ch/cdd/iec61987/iec61987.nsf/PropertiesAllVersions/0112-2---61987%23ABU538,https://cdd.iec.ch/cdd/iec61987/iec61987.nsf/PropertiesAllVersions/0112-2---61987%23ABU539,https://cdd.iec.ch/cdd/iec61987/iec61987.nsf/PropertiesAllVersions/0112-2---61987%23ABU540,https://cdd.iec.ch/cdd/iec61987/iec61987.nsf/PropertiesAllVersions/0112-2---61987%23ABU541,https://cdd.iec.ch/cdd/iec61987/iec61987.nsf/PropertiesAllVersions/0112-2---61987%23ABU543 | 0112-2---61987#ABU541,0112-2---61987#ABU543,0112-2---61987#ABU578,0112-2---61987#ABU537,0112-2---61987#ABU538,0112-2---61987#ABU539,0112-2---61987#ABU540
0112/2///61987#ABE883 | 001 | 01 | 0112/2///61987#ABE883#001 | Assigned concentration range |  |  |  | properties characterizing a range configured for concentration |  | Polymorphic element: ABE883, Id: 6 |  |  | ITEM_CLASS | [5 empty] | 0112/2///61987#ABG096 - Assigned variable [16]0112/2///61987#ABG089 - Assigned variable [9]0112/2///61987#ABG091 - Assigned variable [11] |  |  |  | Standard |  | IEC 61987 | IEC | 2018-03-28 | 2018-03-28 | 2018-03-28 | 2018-03-28 |  | SC65E – IEC 61987 | C00017 | 001-01 (2018-03-28 07:26:04 by BATCH 00000762) standard | 0112/2///61987#ABV501 | https://cdd.iec.ch/CDD/IEC61987/iec61987.nsf/Classes/0112-2---61987%23ABE883 | https://cdd.iec.ch/cdd/iec61987/iec61987.nsf/PropertiesAllVersions/0112-2---61987%23ABF563,https://cdd.iec.ch/cdd/iec61987/iec61987.nsf/PropertiesAllVersions/0112-2---61987%23ABE780,https://cdd.iec.ch/cdd/iec61987/iec61987.nsf/PropertiesAllVersions/0112-2---61987%23ABE781,https://cdd.iec.ch/cdd/iec61987/iec61987.nsf/PropertiesAllVersions/0112-2---61987%23ABF591,https://cdd.iec.ch/cdd/iec61987/iec61987.nsf/PropertiesAllVersions/0112-2---61987%23ABF594 | 0112-2---61987#ABF591,0112-2---61987#ABF594,0112-2---61987#ABF563,0112-2---61987#ABE780,0112-2---61987#ABE781
0112/2///61987#ABH095 | 001 | 01 | 0112/2///61987#ABH095#001 | Strapping table |  |  |  | properties characterizing the height to volume relationship of a piece of process equipment |  |  |  |  | ITEM_CLASS | [5 empty] | 0112/2///61987#ABH091 - Overall construction |  |  |  | Standard |  | IEC 61987 | IEC | 2018-03-28 | 2014-12-17 | 2018-03-20 | 2018-03-20 |  | SC65E – IEC 61987 | C00018 | 001-01 (2018-03-28 07:26:12 by BATCH 00000762) standard | 0112/2///61987#ABV501 | https://cdd.iec.ch/CDD/IEC61987/iec61987.nsf/Classes/0112-2---61987%23ABH095 | https://cdd.iec.ch/cdd/iec61987/iec61987.nsf/PropertiesAllVersions/0112-2---61987%23ABH096,https://cdd.iec.ch/cdd/iec61987/iec61987.nsf/PropertiesAllVersions/0112-2---61987%23ABH097,https://cdd.iec.ch/cdd/iec61987/iec61987.nsf/PropertiesAllVersions/0112-2---61987%23ABH098,https://cdd.iec.ch/cdd/iec61987/iec61987.nsf/PropertiesAllVersions/0112-2---61987%23ABH286 | 0112-2---61987#ABH096,0112-2---61987#ABH097,0112-2---61987#ABH098,0112-2---61987#ABH286
0112/2///61987#ABH126 | 001 | 01 | 0112/2///61987#ABH126#001 | Support frame |  |  |  | properties characterizing a support frame for a piece of process equipment |  |  |  |  | ITEM_CLASS | [5 empty] | 0112/2///61987#ABG478 - Process equipment [level] |  |  |  | Standard |  | IEC 61987 | IEC | 2018-03-28 | 2014-12-17 | 2018-03-20 | 2018-03-20 |  | SC65E – IEC 61987 | C00018 | 001-01 (2018-03-28 07:26:12 by BATCH 00000762) standard | 0112/2///61987#ABV501 | https://cdd.iec.ch/CDD/IEC61987/iec61987.nsf/Classes/0112-2---61987%23ABH126 | https://cdd.iec.ch/cdd/iec61987/iec61987.nsf/PropertiesAllVersions/0112-2---61987%23ABH117,https://cdd.iec.ch/cdd/iec61987/iec61987.nsf/PropertiesAllVersions/0112-2---61987%23ABE886,https://cdd.iec.ch/cdd/iec61987/iec61987.nsf/PropertiesAllVersions/0112-2---61987%23ABH155,https://cdd.iec.ch/cdd/iec61987/iec61987.nsf/PropertiesAllVersions/0112-2---61987%23ABC983 | 0112-2---61987#ABH117,0112-2---61987#ABE886,0112-2---61987#ABH155,0112-2---61987#ABC983
0112/2///61987#ABA852 | 002 | 01 | 0112/2///61987#ABA852#002 | Digital to analog converter |  |  |  | converter that converts a digital, usually binary, code to an analog current |  |  |  |  | ITEM_CLASS | [9 empty] | Standard |  |  |  | 2018-03-28 | 2013-08-27 | 2016-05-24 | 2016-05-24 |  | SC65E – IEC 61987 | C00004 |  | 0112/2///61987#ABA849 | https://cdd.iec.ch/CDD/IEC61987/iec61987.nsf/Classes/0112-2---61987%23ABA852
0112/2///61987#ABH838 | 001 | 01 | 0112/2///61987#ABH838#001 | Digital communication parameters |  |  |  | properties characterizing the configuration based on digital parameters of device |  |  |  |  | ITEM_CLASS | [9 empty] | Standard |  |  |  | 2019-03-08 | 2017-12-07 | 2019-03-08 | 2019-03-08 |  | SC65E – IEC 61987 | C00018 | 001-01 (2019-03-08 15:35:12 by BATCH 00000766) standard | 0112/2///61987#ABH525 | https://cdd.iec.ch/CDD/IEC61987/iec61987.nsf/Classes/0112-2---61987%23ABH838 | https://cdd.iec.ch/cdd/iec61987/iec61987.nsf/PropertiesAllVersions/0112-2---61987%23ABH934,https://cdd.iec.ch/cdd/iec61987/iec61987.nsf/PropertiesAllVersions/0112-2---61987%23ABI319 | 0112-2---61987#ABH934,0112-2---61987#ABI319
0112/2///61987#ABC186 | 006 | 01 | 0112/2///61987#ABC186#006 | Design conditions for external cleaning in place |  |  |  | properties characterizing the maximum values of external conditions that will be encountered during cleaning of equipment and a device |  |  |  |  | ITEM_CLASS | [5 empty] | 0112/2///61987#ABC228 - Environmental design conditions0112/2///61987#ABD865 - Environmental design conditions [3]0112/2///61987#ABD866 - Environmental design conditions [2] |  |  |  | Standard |  |  |  | 2018-03-28 | 2013-08-27 | 2018-03-20 | 2018-03-20 |  | SC65E – IEC 61987 | C00004 |  | 0112/2///61987#ABV501 | https://cdd.iec.ch/CDD/IEC61987/iec61987.nsf/Classes/0112-2---61987%23ABC186 | https://cdd.iec.ch/cdd/iec61987/iec61987.nsf/PropertiesAllVersions/0112-2---61987%23ABA928,https://cdd.iec.ch/cdd/iec61987/iec61987.nsf/PropertiesAllVersions/0112-2---61987%23ABA945,https://cdd.iec.ch/cdd/iec61987/iec61987.nsf/PropertiesAllVersions/0112-2---61987%23ABA562,https://cdd.iec.ch/cdd/iec61987/iec61987.nsf/PropertiesAllVersions/0112-2---61987%23ABA599 | 0112-2---61987#ABA928,0112-2---61987#ABA945,0112-2---61987#ABA562,0112-2---61987#ABA599
0112/2///61987#ABF168 | 001 | 01 | 0112/2///61987#ABF168#001 | Sonic probe |  |  |  | properties characterizing the sonic probe of an ultrasonic level measuring assembly |  |  |  |  | ITEM_CLASS | [5 empty] | 0112/2///61987#ABF182 - Structural design of an ultrasonic level transmitter |  |  |  | Standard |  | IEC 61987 | IEC | 2018-03-28 | 2018-03-28 | 2018-03-28 | 2018-03-28 |  | SC65E – IEC 61987 | C00018 | 001-01 (2018-03-28 07:26:05 by BATCH 00000762) standard | 0112/2///61987#ABV501 | https://cdd.iec.ch/CDD/IEC61987/iec61987.nsf/Classes/0112-2---61987%23ABF168 | https://cdd.iec.ch/cdd/iec61987/iec61987.nsf/PropertiesAllVersions/0112-2---61987%23ABH450,https://cdd.iec.ch/cdd/iec61987/iec61987.nsf/PropertiesAllVersions/0112-2---61987%23ABF169,https://cdd.iec.ch/cdd/iec61987/iec61987.nsf/PropertiesAllVersions/0112-2---61987%23ABB952,https://cdd.iec.ch/cdd/iec61987/iec61987.nsf/PropertiesAllVersions/0112-2---61987%23ABE884,https://cdd.iec.ch/cdd/iec61987/iec61987.nsf/PropertiesAllVersions/0112-2---61987%23ABF026,https://cdd.iec.ch/cdd/iec61987/iec61987.nsf/PropertiesAllVersions/0112-2---61987%23ABA558,https://cdd.iec.ch/cdd/iec61987/iec61987.nsf/PropertiesAllVersions/0112-2---61987%23ABA179,https://cdd.iec.ch/cdd/iec61987/iec61987.nsf/PropertiesAllVersions/0112-2---61987%23ABB386,https://cdd.iec.ch/cdd/iec61987/iec61987.nsf/PropertiesAllVersions/0112-2---61987%23ABF170,https://cdd.iec.ch/cdd/iec61987/iec61987.nsf/PropertiesAllVersions/0112-2---61987%23ABF171,https://cdd.iec.ch/cdd/iec61987/iec61987.nsf/PropertiesAllVersions/0112-2---61987%23ABF172,https://cdd.iec.ch/cdd/iec61987/iec61987.nsf/PropertiesAllVersions/0112-2---61987%23ABB493,https://cdd.iec.ch/cdd/iec61987/iec61987.nsf/PropertiesAllVersions/0112-2---61987%23ABB494,https://cdd.iec.ch/cdd/iec61987/iec61987.nsf/PropertiesAllVersions/0112-2---61987%23ABF173,https://cdd.iec.ch/cdd/iec61987/iec61987.nsf/PropertiesAllVersions/0112-2---61987%23ABF741,https://cdd.iec.ch/cdd/iec61987/iec61987.nsf/PropertiesAllVersions/0112-2---61987%23ABF175,https://cdd.iec.ch/cdd/iec61987/iec61987.nsf/PropertiesAllVersions/0112-2---61987%23ABF176,https://cdd.iec.ch/cdd/iec61987/iec61987.nsf/PropertiesAllVersions/0112-2---61987%23ABF177,https://cdd.iec.ch/cdd/iec61987/iec61987.nsf/PropertiesAllVersions/0112-2---61987%23ABH457,https://cdd.iec.ch/cdd/iec61987/iec61987.nsf/PropertiesAllVersions/0112-2---61987%23ABC011,https://cdd.iec.ch/cdd/iec61987/iec61987.nsf/PropertiesAllVersions/0112-2---61987%23ABC800 | 0112-2---61987#ABF171,0112-2---61987#ABF176,0112-2---61987#ABC800,0112-2---61987#ABH450,0112-2---61987#ABF169,0112-2---61987#ABE884,0112-2---61987#ABF177,0112-2---61987#ABC011,0112-2---61987#ABF172,0112-2---61987#ABF741,0112-2---61987#ABF175,0112-2---61987#ABB493,0112-2---61987#ABB494,0112-2---61987#ABF173,0112-2---61987#ABF026,0112-2---61987#ABB386,0112-2---61987#ABF170,0112-2---61987#ABH457,0112-2---61987#ABB952,0112-2---61987#ABA558,0112-2---61987#ABA179
0112/2///61987#ABG243 | 001 | 01 | 0112/2///61987#ABG243#001 | Reference device conditions [4] |  |  |  | properties characterizing the reference conditions of the device under which the performance of a device was tested |  |  |  |  | ITEM_CLASS | [5 empty] | 0112/2///61987#ABG239 - Reference conditions of the device [10]0112/2///61987#ABG271 - Reference conditions for the performance variable [10] |  |  |  | Standard |  | IEC 61987 | IEC | 2018-03-28 | 2014-12-17 | 2016-05-24 | 2016-05-24 |  | SC65E – IEC 61987 | C00019 | 001-01 (2018-03-28 07:26:08 by BATCH 00000762) standard | 0112/2///61987#ABV501 | https://cdd.iec.ch/CDD/IEC61987/iec61987.nsf/Classes/0112-2---61987%23ABG243 | https://cdd.iec.ch/cdd/iec61987/iec61987.nsf/PropertiesAllVersions/0112-2---61987%23ABB278 | 0112-2---61987#ABB278
0112/2///61987#ABP059 | 001 | 01 | 0112/2///61987#ABP059#001 | Power supply [I/O module] |  |  |  | properties characterizing the permanent or temporary power to be supplied to an I/O module in order to maintain its function |  |  |  |  | ITEM_CLASS | [5 empty] | 0112/2///61987#ABP026 - Device LOP for I/O modules |  |  | false | Standard |  | IEC 61987 | IEC | 2023-01-23 | 2023-01-23 | 2023-01-23 | 2023-01-23 |  | IEC/SC 65E | C00128 | 001-01 (2023-01-23 14:53:33 by BATCH 00000807) standard | 0112/2///61987#ABV501 | https://cdd.iec.ch/CDD/IEC61987/iec61987.nsf/Classes/0112-2---61987%23ABP059 | https://cdd.iec.ch/cdd/iec61987/iec61987.nsf/PropertiesAllVersions/0112-2---61987%23ABB603,https://cdd.iec.ch/cdd/iec61987/iec61987.nsf/PropertiesAllVersions/0112-2---61987%23ABC848,https://cdd.iec.ch/cdd/iec61987/iec61987.nsf/PropertiesAllVersions/0112-2---61987%23ABD150 | 0112-2---61987#ABB603,0112-2---61987#ABC848,0112-2---61987#ABD150
0112/2///61987#ABE403 | 001 | 02 | 0112/2///61987#ABE403#001 | Closure member |  |  |  | properties characterizing a closure member of a final control element |  |  |  |  | ITEM_CLASS | [5 empty] | 0112/2///61987#ABD812 - Body of valve [2]0112/2///61987#ABD813 - Body of valve [3]0112/2///61987#ABD814 - Body of valve [1]0112/2///61987#ABE605 - Body of solenoid valve |  |  |  | Standard |  | IEC 61987 | IEC | 2018-03-28 |  |  | 2014-06-18 |  | SC65E – IEC 61987 | C00019 |  | 0112/2///61987#ABV501 | https://cdd.iec.ch/CDD/IEC61987/iec61987.nsf/Classes/0112-2---61987%23ABE403 | https://cdd.iec.ch/cdd/iec61987/iec61987.nsf/PropertiesAllVersions/0112-2---61987%23ABE419,https://cdd.iec.ch/cdd/iec61987/iec61987.nsf/PropertiesAllVersions/0112-2---61987%23ABA591,https://cdd.iec.ch/cdd/iec61987/iec61987.nsf/PropertiesAllVersions/0112-2---61987%23ABE414,https://cdd.iec.ch/cdd/iec61987/iec61987.nsf/PropertiesAllVersions/0112-2---61987%23ABE406,https://cdd.iec.ch/cdd/iec61987/iec61987.nsf/PropertiesAllVersions/0112-2---61987%23ABE408 | 0112-2---61987#ABE419,0112-2---61987#ABA591,0112-2---61987#ABE414,0112-2---61987#ABE406,0112-2---61987#ABE408
0112/2///61987#ABA832 | 003 | 01 | 0112/2///61987#ABA832#003 | Absolute pressure transmitter |  |  |  | pressure transmitter that measures the pressure applied to a sensing element relative to vacuum |  |  |  |  | ITEM_CLASS |  |  |  |  | 0112/2///61987#ABU134 - reference to Operating LOP for pressure measuring equipment |  |  |  |  | Standard |  |  |  | 2018-03-28 | 2013-08-27 | 2016-05-24 | 2016-05-24 |  | SC65E – IEC 61987 | C00004 |  | 0112/2///61987#ABA831 | https://cdd.iec.ch/CDD/IEC61987/iec61987.nsf/Classes/0112-2---61987%23ABA832 | https://cdd.iec.ch/cdd/iec61987/iec61987.nsf/PropertiesAllVersions/0112-2---61987%23ABU379 | 0112-2---61987#ABU134,0112-2---61987#ABU379
0112/2///61987#ABE642 | 002 | 01 | 0112/2///61987#ABE642#002 | Panel-mounted level transmitter/switching unit |  |  |  | separate level transmitter or switching unit designed for mounting in a control panel |  |  |  |  | ITEM_CLASS |  |  |  |  | 0112/2///61987#ABE645 - reference to Generic OLOP for system components0112/2///61987#ABF906 - reference to Device LOP for separate level transmitter/switching unit |  |  |  |  | Standard |  |  |  | 2018-03-28 | 2014-07-18 | 2018-03-20 | 2018-03-20 |  | SC65E – IEC 61987 | C00004 |  | 0112/2///61987#ABE639 | https://cdd.iec.ch/CDD/IEC61987/iec61987.nsf/Classes/0112-2---61987%23ABE642 |  | 0112-2---61987#ABF906
0112/2///61987#ABO025 | 001 | 01 | 0112/2///61987#ABO025#001 | I/O assembly |  |  |  | infrastructure device that comprises a chassis, a CPU, I/O and, if necessary, communication modules |  |  |  |  | ITEM_CLASS |  |  |  |  | 0112/2///61987#ABP285 - reference to Operating LOP for infrastructure devices |  |  |  | false | Standard |  | IEC 61987-31 | IEC | 2022-10-26 | 2022-10-26 | 2022-10-26 | 2022-10-26 |  | IEC/SC 65E | C00127 | 001-01 (2022-10-26 07:15:16 by BATCH 00000802) standard | 0112/2///61987#ABN977 | https://cdd.iec.ch/CDD/IEC61987/iec61987.nsf/Classes/0112-2---61987%23ABO025 |  | 0112-2---61987#ABP285
0112/2///61987#ABE760 | 001 | 01 | 0112/2///61987#ABE760#001 | Device LOP for contact temperature transmitter |  |  |  | list of properties characterizing a contact temperature transmitter |  |  |  |  | ITEM_CLASS | [5 empty] | 0112/2///61987#ABA837 - Contact temperature transmitter |  |  |  | Standard |  | IEC 61987 | IEC | 2018-03-28 | 2014-12-17 | 2016-05-24 | 2016-05-24 |  | SC65E – IEC 61987 | C00019 | 001-01 (2018-03-28 07:26:04 by BATCH 00000762) standard | 0112/2///61987#ABV504 | https://cdd.iec.ch/CDD/IEC61987/iec61987.nsf/Classes/0112-2---61987%23ABE760 | https://cdd.iec.ch/cdd/iec61987/iec61987.nsf/PropertiesAllVersions/0112-2---61987%23ABC899,https://cdd.iec.ch/cdd/iec61987/iec61987.nsf/PropertiesAllVersions/0112-2---61987%23ABC730,https://cdd.iec.ch/cdd/iec61987/iec61987.nsf/PropertiesAllVersions/0112-2---61987%23ABV159,https://cdd.iec.ch/cdd/iec61987/iec61987.nsf/PropertiesAllVersions/0112-2---61987%23ABG501,https://cdd.iec.ch/cdd/iec61987/iec61987.nsf/PropertiesAllVersions/0112-2---61987%23ABB206,https://cdd.iec.ch/cdd/iec61987/iec61987.nsf/PropertiesAllVersions/0112-2---61987%23ABG694,https://cdd.iec.ch/cdd/iec61987/iec61987.nsf/PropertiesAllVersions/0112-2---61987%23ABC830,https://cdd.iec.ch/cdd/iec61987/iec61987.nsf/PropertiesAllVersions/0112-2---61987%23ABH347,https://cdd.iec.ch/cdd/iec61987/iec61987.nsf/PropertiesAllVersions/0112-2---61987%23ABG883,https://cdd.iec.ch/cdd/iec61987/iec61987.nsf/PropertiesAllVersions/0112-2---61987%23ABG948,https://cdd.iec.ch/cdd/iec61987/iec61987.nsf/PropertiesAllVersions/0112-2---61987%23ABD088,https://cdd.iec.ch/cdd/iec61987/iec61987.nsf/PropertiesAllVersions/0112-2---61987%23ABD153,https://cdd.iec.ch/cdd/iec61987/iec61987.nsf/PropertiesAllVersions/0112-2---61987%23ABC786,https://cdd.iec.ch/cdd/iec61987/iec61987.nsf/PropertiesAllVersions/0112-2---61987%23ABC795,https://cdd.iec.ch/cdd/iec61987/iec61987.nsf/PropertiesAllVersions/0112-2---61987%23ABA293,https://cdd.iec.ch/cdd/iec61987/iec61987.nsf/PropertiesAllVersions/0112-2---61987%23ABC710 | 0112-2---61987#ABG694,0112-2---61987#ABC830,0112-2---61987#ABH347,0112-2---61987#ABD088,0112-2---61987#ABC710,0112-2---61987#ABC899,0112-2---61987#ABB206,0112-2---61987#ABG883,0112-2---61987#ABD153,0112-2---61987#ABC730,0112-2---61987#ABC795,0112-2---61987#ABA293,0112-2---61987#ABV159,0112-2---61987#ABG501,0112-2---61987#ABG948,0112-2---61987#ABC786
0112/2///61987#ABC415 | 001 | 02 | 0112/2///61987#ABC415#001 | Measuring range for density |  |  |  | properties characterizing a density measuring range |  |  |  |  | ITEM_CLASS | [5 empty] | 0112/2///61987#ABC180 - Density measurement |  |  |  | Standard |  |  |  | 2018-03-28 | 2013-08-27 | 2013-08-27 | 2014-06-18 |  | SC65E – IEC 61987 | C00004 |  | 0112/2///61987#ABV501 | https://cdd.iec.ch/CDD/IEC61987/iec61987.nsf/Classes/0112-2---61987%23ABC415 | https://cdd.iec.ch/cdd/iec61987/iec61987.nsf/PropertiesAllVersions/0112-2---61987%23ABB220,https://cdd.iec.ch/cdd/iec61987/iec61987.nsf/PropertiesAllVersions/0112-2---61987%23ABB221,https://cdd.iec.ch/cdd/iec61987/iec61987.nsf/PropertiesAllVersions/0112-2---61987%23ABB559,https://cdd.iec.ch/cdd/iec61987/iec61987.nsf/PropertiesAllVersions/0112-2---61987%23ABA967 | 0112-2---61987#ABB221,0112-2---61987#ABB559,0112-2---61987#ABA967,0112-2---61987#ABB220
0112/2///61987#ABC510 | 002 | 01 | 0112/2///61987#ABC510#002 | Phase [flow] |  |  |  | properties characterizing a phase of a substance | Note 1: Phases are certain states of the substance characterized by the relative mobility of the molecules resulting in solid, liquid, or gas phase Note 2: Aqueous and non-aqueous phases | 1 ABC510.1 |  |  | ITEM_CLASS | [5 empty] | 0112/2///61987#ABC537 - Process case variables [flow] |  |  |  | Standard |  |  |  | 2018-03-28 | 2013-08-27 | 2016-05-24 | 2016-05-24 |  | SC65E – IEC 61987 | C00004 |  | 0112/2///61987#ABV501 | https://cdd.iec.ch/CDD/IEC61987/iec61987.nsf/Classes/0112-2---61987%23ABC510 | https://cdd.iec.ch/cdd/iec61987/iec61987.nsf/PropertiesAllVersions/0112-2---61987%23ABU127,https://cdd.iec.ch/cdd/iec61987/iec61987.nsf/PropertiesAllVersions/0112-2---61987%23ABU129,https://cdd.iec.ch/cdd/iec61987/iec61987.nsf/PropertiesAllVersions/0112-2---61987%23ABU130,https://cdd.iec.ch/cdd/iec61987/iec61987.nsf/PropertiesAllVersions/0112-2---61987%23ABU131,https://cdd.iec.ch/cdd/iec61987/iec61987.nsf/PropertiesAllVersions/0112-2---61987%23ABU132 | 0112-2---61987#ABU127,0112-2---61987#ABU129,0112-2---61987#ABU130,0112-2---61987#ABU131,0112-2---61987#ABU132
0112/2///61987#ABC644 | 002 | 01 | 0112/2///61987#ABC644#002 | Structural design of an ultrasonic flow transmitter |  |  |  | properties characterizing the constructional details of a velocity flow transmitter that uses the propagation of a ultrasonic sound wave in a fluid to measure flow |  | 17 ABC644.17 |  |  | ITEM_CLASS | [5 empty] | 0112/2///61987#ABC613 - Structural design [ultrasonic flow transmitter] |  |  |  | Standard |  |  |  | 2018-03-28 | 2013-08-27 | 2016-05-24 | 2016-05-24 |  | SC65E – IEC 61987 | C00004 |  | 0112/2///61987#ABV501 | https://cdd.iec.ch/CDD/IEC61987/iec61987.nsf/Classes/0112-2---61987%23ABC644 | https://cdd.iec.ch/cdd/iec61987/iec61987.nsf/PropertiesAllVersions/0112-2---61987%23ABD285,https://cdd.iec.ch/cdd/iec61987/iec61987.nsf/PropertiesAllVersions/0112-2---61987%23ABU267,https://cdd.iec.ch/cdd/iec61987/iec61987.nsf/PropertiesAllVersions/0112-2---61987%23ABU269,https://cdd.iec.ch/cdd/iec61987/iec61987.nsf/PropertiesAllVersions/0112-2---61987%23ABU270,https://cdd.iec.ch/cdd/iec61987/iec61987.nsf/PropertiesAllVersions/0112-2---61987%23ABU271 | 0112-2---61987#ABU271,0112-2---61987#ABD285,0112-2---61987#ABU267,0112-2---61987#ABU269,0112-2---61987#ABU270
0112/2///61987#ABF162 | 001 | 01 | 0112/2///61987#ABF162#001 | Indicator rail |  |  |  | properties characterizing the indicator rail of a magnetic level gauge |  |  |  |  | ITEM_CLASS | [5 empty] | 0112/2///61987#ABF217 - Structural design of a magnetic level gauge |  |  |  | Standard |  | IEC 61987 | IEC | 2018-03-28 | 2018-03-28 | 2018-03-28 | 2018-03-28 |  | SC65E – IEC 61987 | C00018 | 001-01 (2018-03-28 07:26:05 by BATCH 00000762) standard | 0112/2///61987#ABV501 | https://cdd.iec.ch/CDD/IEC61987/iec61987.nsf/Classes/0112-2---61987%23ABF162 | https://cdd.iec.ch/cdd/iec61987/iec61987.nsf/PropertiesAllVersions/0112-2---61987%23ABF163,https://cdd.iec.ch/cdd/iec61987/iec61987.nsf/PropertiesAllVersions/0112-2---61987%23ABF164,https://cdd.iec.ch/cdd/iec61987/iec61987.nsf/PropertiesAllVersions/0112-2---61987%23ABF165,https://cdd.iec.ch/cdd/iec61987/iec61987.nsf/PropertiesAllVersions/0112-2---61987%23ABH425,https://cdd.iec.ch/cdd/iec61987/iec61987.nsf/PropertiesAllVersions/0112-2---61987%23ABF166,https://cdd.iec.ch/cdd/iec61987/iec61987.nsf/PropertiesAllVersions/0112-2---61987%23ABF204,https://cdd.iec.ch/cdd/iec61987/iec61987.nsf/PropertiesAllVersions/0112-2---61987%23ABF205,https://cdd.iec.ch/cdd/iec61987/iec61987.nsf/PropertiesAllVersions/0112-2---61987%23ABF206,https://cdd.iec.ch/cdd/iec61987/iec61987.nsf/PropertiesAllVersions/0112-2---61987%23ABF207,https://cdd.iec.ch/cdd/iec61987/iec61987.nsf/PropertiesAllVersions/0112-2---61987%23ABF436,https://cdd.iec.ch/cdd/iec61987/iec61987.nsf/PropertiesAllVersions/0112-2---61987%23ABF437,https://cdd.iec.ch/cdd/iec61987/iec61987.nsf/PropertiesAllVersions/0112-2---61987%23ABA202,https://cdd.iec.ch/cdd/iec61987/iec61987.nsf/PropertiesAllVersions/0112-2---61987%23ABB994,https://cdd.iec.ch/cdd/iec61987/iec61987.nsf/PropertiesAllVersions/0112-2---61987%23ABF208 | 0112-2---61987#ABF163,0112-2---61987#ABF204,0112-2---61987#ABF208,0112-2---61987#ABF165,0112-2---61987#ABF166,0112-2---61987#ABA202,0112-2---61987#ABB994,0112-2---61987#ABF164,0112-2---61987#ABH425,0112-2---61987#ABF205,0112-2---61987#ABF436,0112-2---61987#ABF206,0112-2---61987#ABF207,0112-2---61987#ABF437
0112/2///61987#ABA663 | 003 | 01 | 0112/2///61987#ABA663#003 | Bellows pressure gauge |  |  |  | gauge pressure gauge that uses the compression of a bellows sensing element to measure and indicate gauge pressure |  |  |  |  | ITEM_CLASS |  |  |  |  | 0112/2///61987#ABU134 - reference to Operating LOP for pressure measuring equipment0112/2///61987#ABU421 - reference to Device LOP for absolute pressure/gauge pressure gauge |  |  |  |  | Standard |  |  |  | 2018-03-28 | 2013-08-27 | 2016-05-24 | 2016-05-24 |  | SC65E – IEC 61987 | C00004 |  | 0112/2///61987#ABA662 | https://cdd.iec.ch/CDD/IEC61987/iec61987.nsf/Classes/0112-2---61987%23ABA663 |  | 0112-2---61987#ABU421
0112/2///61987#ABA799 | 003 | 01 | 0112/2///61987#ABA799#003 | Turbine flow transmitter |  |  |  | velocity flow transmitter that uses the rotation of a turbine to measure flow |  |  |  |  | ITEM_CLASS |  |  |  |  | 0112/2///61987#ABU125 - reference to Operating LOP for flow measuring equipment |  |  |  |  | Standard |  |  |  | 2018-03-28 | 2013-08-27 | 2016-05-24 | 2016-05-24 |  | SC65E – IEC 61987 | C00004 |  | 0112/2///61987#ABA794 | https://cdd.iec.ch/CDD/IEC61987/iec61987.nsf/Classes/0112-2---61987%23ABA799 | https://cdd.iec.ch/cdd/iec61987/iec61987.nsf/PropertiesAllVersions/0112-2---61987%23ABU244 | 0112-2---61987#ABU244
0112/2///61987#ABG234 | 001 | 01 | 0112/2///61987#ABG234#001 | Reference conditions of the device [5] |  |  |  | properties characterizing the reference conditions under which the performance of a device was tested |  |  |  |  | ITEM_CLASS | [5 empty] | 0112/2///61987#ABG217 - Performance [14]0112/2///61987#ABG218 - Performance [15]0112/2///61987#ABG219 - Performance [16]0112/2///61987#ABG220 - Performance [17]0112/2///61987#ABG221 - Performance [18]0112/2///61987#ABG222 - Performance [19]0112/2///61987#ABG225 - Performance [22]0112/2///61987#ABH348 - Performance [32]0112/2///61987#ABV031 - Performance [21]0112/2///61987#ABV032 - Performance [21]0112/2///61987#ABV040 - Performance [33] |  |  |  | Standard |  | IEC 61987 | IEC | 2018-03-28 | 2014-12-17 | 2018-03-20 | 2018-03-20 |  | SC65E – IEC 61987 | C00018 | 001-01 (2018-03-28 07:26:08 by BATCH 00000762) standard | 0112/2///61987#ABV501 | https://cdd.iec.ch/CDD/IEC61987/iec61987.nsf/Classes/0112-2---61987%23ABG234 | https://cdd.iec.ch/cdd/iec61987/iec61987.nsf/PropertiesAllVersions/0112-2---61987%23ABD193,https://cdd.iec.ch/cdd/iec61987/iec61987.nsf/PropertiesAllVersions/0112-2---61987%23ABG801,https://cdd.iec.ch/cdd/iec61987/iec61987.nsf/PropertiesAllVersions/0112-2---61987%23ABG806 | 0112-2---61987#ABG806,0112-2---61987#ABD193,0112-2---61987#ABG801
0112/2///61987#ABA757 | 002 | 01 | 0112/2///61987#ABA757#002 | Vibrating tube density transmitter |  |  |  | density transmitter that measures the oscillating frequency of fluid-filled tubes and outputs a signal representative of density |  |  |  |  | ITEM_CLASS |  |  |  |  | 0112/2///61987#ABF920 - reference to Operating LOP for density measuring equipment |  |  |  |  | Standard |  |  |  | 2018-03-28 | 2013-08-27 | 2018-03-20 | 2018-03-20 |  | SC65E – IEC 61987 | C00017 |  | 0112/2///61987#ABA754 | https://cdd.iec.ch/CDD/IEC61987/iec61987.nsf/Classes/0112-2---61987%23ABA757 | https://cdd.iec.ch/cdd/iec61987/iec61987.nsf/PropertiesAllVersions/0112-2---61987%23ABF913 | 0112-2---61987#ABF913,0112-2---61987#ABF920
0112/2///61987#ABA768 | 003 | 01 | 0112/2///61987#ABA768#003 | Pitot tube flow transmitter |  |  |  | differential pressure flow transmitter that uses a pitot tube as primary element |  |  |  |  | ITEM_CLASS |  |  |  |  | 0112/2///61987#ABU125 - reference to Operating LOP for flow measuring equipment |  |  |  |  | Standard |  |  |  | 2018-03-28 | 2013-08-27 | 2016-05-24 | 2016-05-24 |  | SC65E – IEC 61987 | C00004 |  | 0112/2///61987#ABA767 | https://cdd.iec.ch/CDD/IEC61987/iec61987.nsf/Classes/0112-2---61987%23ABA768
0112/2///61987#ABC127 | 003 | 01 | 0112/2///61987#ABC127#003 | Auxiliary input [2] |  |  |  | properties characterizing a device auxiliary input that acquires values from external instrumentation |  |  |  |  | ITEM_CLASS | [5 empty] | 0112/2///61987#ABC291 - Input [2]0112/2///61987#ABC298 - Input [9] |  |  | false | Standard |  | IEC 61987 | IEC | 2022-12-09 | 2017-12-07 | 2022-12-09 | 2022-12-09 |  | IEC/SC 65E | C00112 |  | 0112/2///61987#ABV501 | https://cdd.iec.ch/CDD/IEC61987/iec61987.nsf/Classes/0112-2---61987%23ABC127 | https://cdd.iec.ch/cdd/iec61987/iec61987.nsf/PropertiesAllVersions/0112-2---61987%23ABB271,https://cdd.iec.ch/cdd/iec61987/iec61987.nsf/PropertiesAllVersions/0112-2---61987%23ABA577,https://cdd.iec.ch/cdd/iec61987/iec61987.nsf/PropertiesAllVersions/0112-2---61987%23ABB095,https://cdd.iec.ch/cdd/iec61987/iec61987.nsf/PropertiesAllVersions/0112-2---61987%23ABA342,https://cdd.iec.ch/cdd/iec61987/iec61987.nsf/PropertiesAllVersions/0112-2---61987%23ABU171 | 0112-2---61987#ABB271,0112-2---61987#ABA577,0112-2---61987#ABB095,0112-2---61987#ABA342,0112-2---61987#ABU171
0112/2///61987#ABC464 | 001 | 02 | 0112/2///61987#ABC464#001 | Orifice flange or fitting |  |  |  | properties characterizing the flange or fitting of an orifice plate assembly |  |  |  |  | ITEM_CLASS | [5 empty] | 0112/2///61987#ABC463 - Orifice assembly |  |  |  | Standard |  |  |  | 2018-03-28 | 2013-08-27 | 2013-08-27 | 2014-06-18 |  | SC65E – IEC 61987 | C00004 |  | 0112/2///61987#ABV501 | https://cdd.iec.ch/CDD/IEC61987/iec61987.nsf/Classes/0112-2---61987%23ABC464 | https://cdd.iec.ch/cdd/iec61987/iec61987.nsf/PropertiesAllVersions/0112-2---61987%23ABB524,https://cdd.iec.ch/cdd/iec61987/iec61987.nsf/PropertiesAllVersions/0112-2---61987%23ABB525,https://cdd.iec.ch/cdd/iec61987/iec61987.nsf/PropertiesAllVersions/0112-2---61987%23ABB526,https://cdd.iec.ch/cdd/iec61987/iec61987.nsf/PropertiesAllVersions/0112-2---61987%23ABB410,https://cdd.iec.ch/cdd/iec61987/iec61987.nsf/PropertiesAllVersions/0112-2---61987%23ABC981,https://cdd.iec.ch/cdd/iec61987/iec61987.nsf/PropertiesAllVersions/0112-2---61987%23ABB527,https://cdd.iec.ch/cdd/iec61987/iec61987.nsf/PropertiesAllVersions/0112-2---61987%23ABD159,https://cdd.iec.ch/cdd/iec61987/iec61987.nsf/PropertiesAllVersions/0112-2---61987%23ABD324,https://cdd.iec.ch/cdd/iec61987/iec61987.nsf/PropertiesAllVersions/0112-2---61987%23ABD002,https://cdd.iec.ch/cdd/iec61987/iec61987.nsf/PropertiesAllVersions/0112-2---61987%23ABC991,https://cdd.iec.ch/cdd/iec61987/iec61987.nsf/PropertiesAllVersions/0112-2---61987%23ABD027,https://cdd.iec.ch/cdd/iec61987/iec61987.nsf/PropertiesAllVersions/0112-2---61987%23ABC979,https://cdd.iec.ch/cdd/iec61987/iec61987.nsf/PropertiesAllVersions/0112-2---61987%23ABB136,https://cdd.iec.ch/cdd/iec61987/iec61987.nsf/PropertiesAllVersions/0112-2---61987%23ABB411 | 0112-2---61987#ABD159,0112-2---61987#ABD027,0112-2---61987#ABC979,0112-2---61987#ABB527,0112-2---61987#ABD324,0112-2---61987#ABB136,0112-2---61987#ABB411,0112-2---61987#ABD002,0112-2---61987#ABC991,0112-2---61987#ABB524,0112-2---61987#ABB525,0112-2---61987#ABB526,0112-2---61987#ABB410,0112-2---61987#ABC981
0112/2///61987#ABH662 | 001 | 01 | 0112/2///61987#ABH662#001 | Output values of voltage |  |  |  | properties characterizing the readings of voltage output signals |  |  |  |  | ITEM_CLASS | [5 empty] | 0112/2///61987#ABH644 - Calibration point of voltage |  |  |  | Standard |  |  |  | 2019-03-08 | 2017-12-07 | 2019-03-08 | 2019-03-08 |  | SC65E – IEC 61987 | C00018 | 001-01 (2019-03-08 15:35:12 by BATCH 00000766) standard | 0112/2///61987#ABV501 | https://cdd.iec.ch/CDD/IEC61987/iec61987.nsf/Classes/0112-2---61987%23ABH662 | https://cdd.iec.ch/cdd/iec61987/iec61987.nsf/PropertiesAllVersions/0112-2---61987%23ABH566,https://cdd.iec.ch/cdd/iec61987/iec61987.nsf/PropertiesAllVersions/0112-2---61987%23ABH567,https://cdd.iec.ch/cdd/iec61987/iec61987.nsf/PropertiesAllVersions/0112-2---61987%23ABH568,https://cdd.iec.ch/cdd/iec61987/iec61987.nsf/PropertiesAllVersions/0112-2---61987%23ABH678,https://cdd.iec.ch/cdd/iec61987/iec61987.nsf/PropertiesAllVersions/0112-2---61987%23ABH679 | 0112-2---61987#ABH679,0112-2---61987#ABH566,0112-2---61987#ABH567,0112-2---61987#ABH568,0112-2---61987#ABH678
0112/2///61987#ABA816 | 002 | 01 | 0112/2///61987#ABA816#002 | Mechanical level transmitter |  |  |  | level transmitter that uses mechanical means to measure level |  |  |  |  | ITEM_CLASS |  |  |  |  | 0112/2///61987#ABF910 - reference to Operating LOP for level measuring equipment |  |  |  |  | Standard |  |  |  | 2018-03-28 | 2013-08-27 | 2016-05-24 | 2016-05-24 |  | SC65E – IEC 61987 | C00019 |  | 0112/2///61987#ABA803 | https://cdd.iec.ch/CDD/IEC61987/iec61987.nsf/Classes/0112-2---61987%23ABA816 |  | 0112-2---61987#ABF910
0112/2///61987#ABC602 | 006 | 01 | 0112/2///61987#ABC602#006 | Start-up conditions |  |  |  | properties characterizing start up conditions which shall be upheld to ensure that the device performs within its specified limits |  |  |  |  | ITEM_CLASS | [5 empty] | 0112/2///61987#ABC303 - Installation conditions [1]0112/2///61987#ABC304 - Installation conditions [2]0112/2///61987#ABD520 - Installation conditions [5]0112/2///61987#ABD824 - Installation conditions [6]0112/2///61987#ABD896 - Installation conditions [7]0112/2///61987#ABE454 - Installation conditions [9]0112/2///61987#ABE584 - Installation conditions [10]0112/2///61987#ABG331 - Installation conditions [12]0112/2///61987#ABG332 - Installation conditions [13]0112/2///61987#ABP045 - Installation conditions [infrastructure device] |  |  |  | Standard |  |  |  | 2018-03-28 | 2013-08-27 | 2018-03-20 | 2018-03-20 |  | SC65E – IEC 61987 | C00019 |  | 0112/2///61987#ABV501 | https://cdd.iec.ch/CDD/IEC61987/iec61987.nsf/Classes/0112-2---61987%23ABC602 | https://cdd.iec.ch/cdd/iec61987/iec61987.nsf/PropertiesAllVersions/0112-2---61987%23ABB026,https://cdd.iec.ch/cdd/iec61987/iec61987.nsf/PropertiesAllVersions/0112-2---61987%23ABB025 | 0112-2---61987#ABB026,0112-2---61987#ABB025
0112/2///61987#ABG193 | 001 | 01 | 0112/2///61987#ABG193#001 | Frequency output [11] |  |  |  | properties characterizing the parameters of the frequency output |  | Polymorphic element: ABG193, Id: 2 |  |  | ITEM_CLASS | [5 empty] | 0112/2///61987#ABG145 - Type of output [15]0112/2///61987#ABG154 - Type of output [24] |  |  |  | Standard |  | IEC 61987 | IEC | 2018-03-28 | 2014-12-17 | 2018-03-20 | 2018-03-20 |  | SC65E – IEC 61987 | C00018 | 001-01 (2018-03-28 07:26:08 by BATCH 00000762) standard | 0112/2///61987#ABV501 | https://cdd.iec.ch/CDD/IEC61987/iec61987.nsf/Classes/0112-2---61987%23ABG193 | https://cdd.iec.ch/cdd/iec61987/iec61987.nsf/PropertiesAllVersions/0112-2---61987%23ABU879,https://cdd.iec.ch/cdd/iec61987/iec61987.nsf/PropertiesAllVersions/0112-2---61987%23ABD185 | 0112-2---61987#ABU879,0112-2---61987#ABD185
0112/2///61987#ABH091 | 001 | 01 | 0112/2///61987#ABH091#001 | Overall construction |  |  |  | properties characterizing the construction of a device or device component that do not make reference to individual parts |  |  |  |  | ITEM_CLASS | [5 empty] | 0112/2///61987#ABG478 - Process equipment [level] |  |  |  | Standard |  | IEC 61987 | IEC | 2018-03-28 | 2014-12-17 | 2018-03-20 | 2018-03-20 |  | SC65E – IEC 61987 | C00018 | 001-01 (2018-03-28 07:26:12 by BATCH 00000762) standard | 0112/2///61987#ABV501 | https://cdd.iec.ch/CDD/IEC61987/iec61987.nsf/Classes/0112-2---61987%23ABH091 | https://cdd.iec.ch/cdd/iec61987/iec61987.nsf/PropertiesAllVersions/0112-2---61987%23ABA591,https://cdd.iec.ch/cdd/iec61987/iec61987.nsf/PropertiesAllVersions/0112-2---61987%23ABH090,https://cdd.iec.ch/cdd/iec61987/iec61987.nsf/PropertiesAllVersions/0112-2---61987%23ABH154,https://cdd.iec.ch/cdd/iec61987/iec61987.nsf/PropertiesAllVersions/0112-2---61987%23ABH092,https://cdd.iec.ch/cdd/iec61987/iec61987.nsf/PropertiesAllVersions/0112-2---61987%23ABH093,https://cdd.iec.ch/cdd/iec61987/iec61987.nsf/PropertiesAllVersions/0112-2---61987%23ABH117,https://cdd.iec.ch/cdd/iec61987/iec61987.nsf/PropertiesAllVersions/0112-2---61987%23ABE886,https://cdd.iec.ch/cdd/iec61987/iec61987.nsf/PropertiesAllVersions/0112-2---61987%23ABH155,https://cdd.iec.ch/cdd/iec61987/iec61987.nsf/PropertiesAllVersions/0112-2---61987%23ABH094,https://cdd.iec.ch/cdd/iec61987/iec61987.nsf/PropertiesAllVersions/0112-2---61987%23ABH149,https://cdd.iec.ch/cdd/iec61987/iec61987.nsf/PropertiesAllVersions/0112-2---61987%23ABH285,https://cdd.iec.ch/cdd/iec61987/iec61987.nsf/PropertiesAllVersions/0112-2---61987%23ABC983,https://cdd.iec.ch/cdd/iec61987/iec61987.nsf/PropertiesAllVersions/0112-2---61987%23ABH104,https://cdd.iec.ch/cdd/iec61987/iec61987.nsf/PropertiesAllVersions/0112-2---61987%23ABH105,https://cdd.iec.ch/cdd/iec61987/iec61987.nsf/PropertiesAllVersions/0112-2---61987%23ABH287 | 0112-2---61987#ABH154,0112-2---61987#ABH093,0112-2---61987#ABH149,0112-2---61987#ABC983,0112-2---61987#ABH104,0112-2---61987#ABH105,0112-2---61987#ABH287,0112-2---61987#ABA591,0112-2---61987#ABH117,0112-2---61987#ABH094,0112-2---61987#ABH285,0112-2---61987#ABE886,0112-2---61987#ABH155,0112-2---61987#ABH090,0112-2---61987#ABH092
0112/2///61987#ABJ618 | 001 | 01 | 0112/2///61987#ABJ618#001 | READBACK_OUT |  |  |  | parameter with properties characterizing the output to an upstream function or technology block |  |  | IEC 61804-2 MOD |  | ITEM_CLASS | [5 empty] | 0112/2///61987#ABH885 - Control function block0112/2///61987#ABH888 - Analog output function block0112/2///61987#ABH904 - Calculation function block0112/2///61987#ABI812 - Modulation actuation technology block |  |  |  | Standard |  |  |  | 2019-03-08 | 2017-12-07 | 2019-03-08 | 2019-03-08 |  | SC65E – IEC 61987 | C00018 | 001-01 (2019-03-08 15:35:13 by BATCH 00000766) standard | 0112/2///61987#ABV501 | https://cdd.iec.ch/CDD/IEC61987/iec61987.nsf/Classes/0112-2---61987%23ABJ618 | https://cdd.iec.ch/cdd/iec61987/iec61987.nsf/PropertiesAllVersions/0112-2---61987%23ABJ686,https://cdd.iec.ch/cdd/iec61987/iec61987.nsf/PropertiesAllVersions/0112-2---61987%23ABJ646 | 0112-2---61987#ABJ686,0112-2---61987#ABJ646
0112/2///61987#ABV237 | 002 | 01 | 0112/2///61987#ABV237#002 | Rated operating conditions [26] |  |  |  | properties characterizing the conditions that must be fulfilled during operation in order that a device or assembly performs as designed |  | Id specified in IEC61987: ABG330 |  |  | ITEM_CLASS | [5 empty] | 0112/2///61987#ABE766 - Device LOP for thermowell extension |  |  | false | Standard |  | IEC 61987 | IEC | 2022-12-09 | 2017-12-07 | 2022-12-09 | 2022-12-09 |  | IEC/SC 65E | C00112 |  | 0112/2///61987#ABV501 | https://cdd.iec.ch/CDD/IEC61987/iec61987.nsf/Classes/0112-2---61987%23ABV237 | https://cdd.iec.ch/cdd/iec61987/iec61987.nsf/PropertiesAllVersions/0112-2---61987%23ABD521,https://cdd.iec.ch/cdd/iec61987/iec61987.nsf/PropertiesAllVersions/0112-2---61987%23ABC859,https://cdd.iec.ch/cdd/iec61987/iec61987.nsf/PropertiesAllVersions/0112-2---61987%23ABG897 | 0112-2---61987#ABC859,0112-2---61987#ABG897,0112-2---61987#ABD521
0112/2///61987#ABO013 | 001 | 01 | 0112/2///61987#ABO013#001 | Electric-to-pneumatic/hydraulic converter |  |  |  | pneumatic/hydraulic signal converter that converts an electrical (e.g. current, voltage) input signal to a pneumatic/hydraulic output signal |  |  |  |  | ITEM_CLASS |  |  |  |  | 0112/2///61987#ABP285 - reference to Operating LOP for infrastructure devices |  |  |  | true | Standard |  | IEC 61987-31 | IEC | 2022-10-26 | 2022-10-26 | 2022-10-26 | 2022-10-26 |  | IEC/SC 65E | C00127 | 001-01 (2022-10-26 07:15:16 by BATCH 00000802) standard | 0112/2///61987#ABO012 | https://cdd.iec.ch/CDD/IEC61987/iec61987.nsf/Classes/0112-2---61987%23ABO013
0112/2///61987#ABE456 | 001 | 02 | 0112/2///61987#ABE456#001 | Deployment conditions [6] |  |  |  | properties characterizing the deployment of the device in the pipe or vessel in order to obtain the specified performance |  |  |  |  | ITEM_CLASS | [5 empty] | 0112/2///61987#ABE454 - Installation conditions [9] |  |  | false | Standard |  | IEC 61987 | IEC | 2022-12-09 | 2017-12-07 | 2017-12-07 | 2022-12-09 |  | IEC/SC 65E | C00112 |  | 0112/2///61987#ABV501 | https://cdd.iec.ch/CDD/IEC61987/iec61987.nsf/Classes/0112-2---61987%23ABE456 | https://cdd.iec.ch/cdd/iec61987/iec61987.nsf/PropertiesAllVersions/0112-2---61987%23ABA590,https://cdd.iec.ch/cdd/iec61987/iec61987.nsf/PropertiesAllVersions/0112-2---61987%23ABD532,https://cdd.iec.ch/cdd/iec61987/iec61987.nsf/PropertiesAllVersions/0112-2---61987%23ABB052,https://cdd.iec.ch/cdd/iec61987/iec61987.nsf/PropertiesAllVersions/0112-2---61987%23ABB053,https://cdd.iec.ch/cdd/iec61987/iec61987.nsf/PropertiesAllVersions/0112-2---61987%23ABB054,https://cdd.iec.ch/cdd/iec61987/iec61987.nsf/PropertiesAllVersions/0112-2---61987%23ABA632,https://cdd.iec.ch/cdd/iec61987/iec61987.nsf/PropertiesAllVersions/0112-2---61987%23ABA088,https://cdd.iec.ch/cdd/iec61987/iec61987.nsf/PropertiesAllVersions/0112-2---61987%23ABB024 | 0112-2---61987#ABA632,0112-2---61987#ABA088,0112-2---61987#ABB024,0112-2---61987#ABA590,0112-2---61987#ABD532,0112-2---61987#ABB052,0112-2---61987#ABB053,0112-2---61987#ABB054
0112/2///61987#ABH141 | 001 | 01 | 0112/2///61987#ABH141#001 | Stilling well |  |  |  | properties characterizing a stilling well |  |  |  |  | ITEM_CLASS | [5 empty] | 0112/2///61987#ABG478 - Process equipment [level] |  |  |  | Standard |  | IEC 61987 | IEC | 2018-03-28 | 2014-12-17 | 2018-03-20 | 2018-03-20 |  | SC65E – IEC 61987 | C00018 | 001-01 (2018-03-28 07:26:12 by BATCH 00000762) standard | 0112/2///61987#ABV501 | https://cdd.iec.ch/CDD/IEC61987/iec61987.nsf/Classes/0112-2---61987%23ABH141 | https://cdd.iec.ch/cdd/iec61987/iec61987.nsf/PropertiesAllVersions/0112-2---61987%23ABH142,https://cdd.iec.ch/cdd/iec61987/iec61987.nsf/PropertiesAllVersions/0112-2---61987%23ABH143,https://cdd.iec.ch/cdd/iec61987/iec61987.nsf/PropertiesAllVersions/0112-2---61987%23ABH144,https://cdd.iec.ch/cdd/iec61987/iec61987.nsf/PropertiesAllVersions/0112-2---61987%23ABU164,https://cdd.iec.ch/cdd/iec61987/iec61987.nsf/PropertiesAllVersions/0112-2---61987%23ABA576,https://cdd.iec.ch/cdd/iec61987/iec61987.nsf/PropertiesAllVersions/0112-2---61987%23ABA591,https://cdd.iec.ch/cdd/iec61987/iec61987.nsf/PropertiesAllVersions/0112-2---61987%23ABH117,https://cdd.iec.ch/cdd/iec61987/iec61987.nsf/PropertiesAllVersions/0112-2---61987%23ABF695,https://cdd.iec.ch/cdd/iec61987/iec61987.nsf/PropertiesAllVersions/0112-2---61987%23ABE884,https://cdd.iec.ch/cdd/iec61987/iec61987.nsf/PropertiesAllVersions/0112-2---61987%23ABA910 | 0112-2---61987#ABH143,0112-2---61987#ABU164,0112-2---61987#ABA576,0112-2---61987#ABH117,0112-2---61987#ABE884,0112-2---61987#ABA910,0112-2---61987#ABH142,0112-2---61987#ABH144,0112-2---61987#ABA591,0112-2---61987#ABF695
0112/2///61987#ABA850 | 002 | 01 | 0112/2///61987#ABA850#002 | Current to hydraulic converter |  |  |  | converter that converts electrical energy into hydraulic energy |  |  |  |  | ITEM_CLASS | [9 empty] | Standard |  |  |  | 2018-03-28 | 2013-08-27 | 2016-05-24 | 2016-05-24 |  | SC65E – IEC 61987 | C00019 |  | 0112/2///61987#ABA849 | https://cdd.iec.ch/CDD/IEC61987/iec61987.nsf/Classes/0112-2---61987%23ABA850
0112/2///61987#ABE452 | 001 | 01 | 0112/2///61987#ABE452#001 | Stilling well |  |  |  | fitting comprising a vertical tube in a tank or vessel that creates an environment where a liquid level is measured |  |  |  |  | ITEM_CLASS | [9 empty] | Standard |  |  |  | 2018-03-28 |  | 2018-03-20 | 2018-03-20 |  | SC65E – IEC 61987 | C00018 | 001-01 (2018-03-28 07:26:02 by BATCH 00000762) standard | 0112/2///61987#ABA856 | https://cdd.iec.ch/CDD/IEC61987/iec61987.nsf/Classes/0112-2---61987%23ABE452 | https://cdd.iec.ch/cdd/iec61987/iec61987.nsf/PropertiesAllVersions/0112-2---61987%23ABF871 | 0112-2---61987#ABF871
0112/2///61987#ABD337 | 003 | 01 | 0112/2///61987#ABD337#003 | Manifold for pressure measurement |  |  |  | instrument component comprising any configuration of valves which can be manipulated to create specific pressure conditions at the measuring instrument |  |  |  |  | ITEM_CLASS | [8 empty] | false | Standard |  | IEC 61987 | IEC | 2022-12-09 | 2017-12-07 | 2022-12-09 | 2022-12-09 |  | IEC/SC 65E | C00112 |  | 0112/2///61987#ABA845 | https://cdd.iec.ch/CDD/IEC61987/iec61987.nsf/Classes/0112-2---61987%23ABD337 | https://cdd.iec.ch/cdd/iec61987/iec61987.nsf/PropertiesAllVersions/0112-2---61987%23ABU452 | 0112-2---61987#ABU452
0112/2///61987#ABG250 | 001 | 01 | 0112/2///61987#ABG250#001 | Performance variable [10] |  |  |  | properties characterizing the performance of a device with respect to a particular process variable |  |  |  |  | ITEM_CLASS | [5 empty] | 0112/2///61987#ABG219 - Performance [16]0112/2///61987#ABV031 - Performance [21]0112/2///61987#ABV032 - Performance [21] |  |  |  | Standard |  | IEC 61987 | IEC | 2018-03-28 | 2014-12-17 | 2018-03-20 | 2018-03-20 |  | SC65E – IEC 61987 | C00018 | 001-01 (2018-03-28 07:26:08 by BATCH 00000762) standard | 0112/2///61987#ABV501 | https://cdd.iec.ch/CDD/IEC61987/iec61987.nsf/Classes/0112-2---61987%23ABG250 | https://cdd.iec.ch/cdd/iec61987/iec61987.nsf/PropertiesAllVersions/0112-2---61987%23ABB271,https://cdd.iec.ch/cdd/iec61987/iec61987.nsf/PropertiesAllVersions/0112-2---61987%23ABA577,https://cdd.iec.ch/cdd/iec61987/iec61987.nsf/PropertiesAllVersions/0112-2---61987%23ABG826,https://cdd.iec.ch/cdd/iec61987/iec61987.nsf/PropertiesAllVersions/0112-2---61987%23ABU869 | 0112-2---61987#ABU869,0112-2---61987#ABB271,0112-2---61987#ABA577,0112-2---61987#ABG826
0112/2///61987#ABG400 | 001 | 01 | 0112/2///61987#ABG400#001 | Mechanical and electrical construction [radiometric density transmitter] |  |  |  | properties characterizing the constructional details of the device and its parts |  |  | IEC 61987-1, 5.8 |  | ITEM_CLASS | [5 empty] | 0112/2///61987#ABF861 - Device LOP for radiometric density transmitter |  |  |  | Standard |  | IEC 61987 | IEC | 2018-03-28 | 2014-12-17 | 2018-03-20 | 2018-03-20 |  | SC65E – IEC 61987 | C00017 | 001-01 (2018-03-28 07:26:09 by BATCH 00000762) standard | 0112/2///61987#ABV501 | https://cdd.iec.ch/CDD/IEC61987/iec61987.nsf/Classes/0112-2---61987%23ABG400 | https://cdd.iec.ch/cdd/iec61987/iec61987.nsf/PropertiesAllVersions/0112-2---61987%23ABD114,https://cdd.iec.ch/cdd/iec61987/iec61987.nsf/PropertiesAllVersions/0112-2---61987%23ABH005,https://cdd.iec.ch/cdd/iec61987/iec61987.nsf/PropertiesAllVersions/0112-2---61987%23ABB139,https://cdd.iec.ch/cdd/iec61987/iec61987.nsf/PropertiesAllVersions/0112-2---61987%23ABC862,https://cdd.iec.ch/cdd/iec61987/iec61987.nsf/PropertiesAllVersions/0112-2---61987%23ABC789 | 0112-2---61987#ABH005,0112-2---61987#ABB139,0112-2---61987#ABC862,0112-2---61987#ABC789,0112-2---61987#ABD114
0112/2///61987#ABP041 | 001 | 01 | 0112/2///61987#ABP041#001 | Influence of external quantities expressed for resistance [I/O module] |  |  |  | properties characterizing the influence of external quantities for resistance measurement of an I/O module that are not the subject of the measurement but whose change affects the relationship between the indication and the result of the measurement |  |  |  |  | ITEM_CLASS | [5 empty] | 0112/2///61987#ABP010 - Absolute performance for resistance [I/O module] |  |  | false | Standard |  | IEC 61987 | IEC | 2023-01-23 | 2023-01-23 | 2023-01-23 | 2023-01-23 |  | IEC/SC 65E | C00128 | 001-01 (2023-01-23 14:53:33 by BATCH 00000807) standard | 0112/2///61987#ABV501 | https://cdd.iec.ch/CDD/IEC61987/iec61987.nsf/Classes/0112-2---61987%23ABP041 | https://cdd.iec.ch/cdd/iec61987/iec61987.nsf/PropertiesAllVersions/0112-2---61987%23ABF098,https://cdd.iec.ch/cdd/iec61987/iec61987.nsf/PropertiesAllVersions/0112-2---61987%23ABF100 | 0112-2---61987#ABF098,0112-2---61987#ABF100
0112/2///61987#ABO074 | 001 | 01 | 0112/2///61987#ABO074#001 | Surge protection device (SPD) | Surge arrester |  |  | protection device that is intended to protect the electrical apparatus from transient overvoltages and to divert surge currents | A surge protection device (SPD) can protect e. g. from lightning strike |  |  |  | ITEM_CLASS |  |  |  |  | 0112/2///61987#ABP285 - reference to Operating LOP for infrastructure devices |  |  |  | true | Standard |  | IEC 61987-31 | IEC | 2022-10-26 | 2022-10-26 | 2022-10-26 | 2022-10-26 |  | IEC/SC 65E | C00127 | 001-01 (2022-10-26 07:15:17 by BATCH 00000802) standard | 0112/2///61987#ABO066 | https://cdd.iec.ch/CDD/IEC61987/iec61987.nsf/Classes/0112-2---61987%23ABO074
0112/2///61987#ABE316 | 002 | 01 | 0112/2///61987#ABE316#002 | Device LOP for plug valve |  |  |  | list of properties characterizing a plug valve |  |  |  |  | ITEM_CLASS | [5 empty] | 0112/2///61987#ABD351 - Plug valve |  |  |  | Standard |  | IEC 61987 | IEC | 2022-09-08 | 2017-12-07 | 2022-09-08 | 2022-09-08 |  | IEC/SC 65E | C00121 |  | 0112/2///61987#ABV504 | https://cdd.iec.ch/CDD/IEC61987/iec61987.nsf/Classes/0112-2---61987%23ABE316 | https://cdd.iec.ch/cdd/iec61987/iec61987.nsf/PropertiesAllVersions/0112-2---61987%23ABC899,https://cdd.iec.ch/cdd/iec61987/iec61987.nsf/PropertiesAllVersions/0112-2---61987%23ABC730,https://cdd.iec.ch/cdd/iec61987/iec61987.nsf/PropertiesAllVersions/0112-2---61987%23ABE223,https://cdd.iec.ch/cdd/iec61987/iec61987.nsf/PropertiesAllVersions/0112-2---61987%23ABU551,https://cdd.iec.ch/cdd/iec61987/iec61987.nsf/PropertiesAllVersions/0112-2---61987%23ABE229,https://cdd.iec.ch/cdd/iec61987/iec61987.nsf/PropertiesAllVersions/0112-2---61987%23ABE256,https://cdd.iec.ch/cdd/iec61987/iec61987.nsf/PropertiesAllVersions/0112-2---61987%23ABE191,https://cdd.iec.ch/cdd/iec61987/iec61987.nsf/PropertiesAllVersions/0112-2---61987%23ABE073,https://cdd.iec.ch/cdd/iec61987/iec61987.nsf/PropertiesAllVersions/0112-2---61987%23ABC795,https://cdd.iec.ch/cdd/iec61987/iec61987.nsf/PropertiesAllVersions/0112-2---61987%23ABA293,https://cdd.iec.ch/cdd/iec61987/iec61987.nsf/PropertiesAllVersions/0112-2---61987%23ABC710 | 0112-2---61987#ABA293,0112-2---61987#ABE256,0112-2---61987#ABE191,0112-2---61987#ABE073,0112-2---61987#ABC899,0112-2---61987#ABC730,0112-2---61987#ABE223,0112-2---61987#ABU551,0112-2---61987#ABE229,0112-2---61987#ABC795,0112-2---61987#ABC710
0112/2///61987#ABC665 | 002 | 01 | 0112/2///61987#ABC665#002 | Type of output [2] |  |  |  | administration block for polymorphism acting as proxy for the selected output type |  | 8 ABC665.8 |  |  | ITEM_CLASS | [5 empty] | 0112/2///61987#ABC477 - Output [2] |  |  |  | Standard |  |  |  | 2018-03-28 | 2013-08-27 | 2016-05-24 | 2016-05-24 |  | SC65E – IEC 61987 | C00004 |  | 0112/2///61987#ABV501 | https://cdd.iec.ch/CDD/IEC61987/iec61987.nsf/Classes/0112-2---61987%23ABC665 | https://cdd.iec.ch/cdd/iec61987/iec61987.nsf/PropertiesAllVersions/0112-2---61987%23ABU166,https://cdd.iec.ch/cdd/iec61987/iec61987.nsf/PropertiesAllVersions/0112-2---61987%23ABU172,https://cdd.iec.ch/cdd/iec61987/iec61987.nsf/PropertiesAllVersions/0112-2---61987%23ABU173,https://cdd.iec.ch/cdd/iec61987/iec61987.nsf/PropertiesAllVersions/0112-2---61987%23ABU174,https://cdd.iec.ch/cdd/iec61987/iec61987.nsf/PropertiesAllVersions/0112-2---61987%23ABU175,https://cdd.iec.ch/cdd/iec61987/iec61987.nsf/PropertiesAllVersions/0112-2---61987%23ABU176,https://cdd.iec.ch/cdd/iec61987/iec61987.nsf/PropertiesAllVersions/0112-2---61987%23ABU177,https://cdd.iec.ch/cdd/iec61987/iec61987.nsf/PropertiesAllVersions/0112-2---61987%23ABU178,https://cdd.iec.ch/cdd/iec61987/iec61987.nsf/PropertiesAllVersions/0112-2---61987%23ABU179,https://cdd.iec.ch/cdd/iec61987/iec61987.nsf/PropertiesAllVersions/0112-2---61987%23ABU180 | 0112-2---61987#ABU166,0112-2---61987#ABU172,0112-2---61987#ABU175,0112-2---61987#ABU178,0112-2---61987#ABU173,0112-2---61987#ABU174,0112-2---61987#ABU176,0112-2---61987#ABU177,0112-2---61987#ABU179,0112-2---61987#ABU180
0112/2///61987#ABH054 | 001 | 01 | 0112/2///61987#ABH054#001 | Process case variables [density] |  |  |  | properties characterizing the measured variables, phases, operating state conditions, physical properties of a process material |  |  |  |  | ITEM_CLASS | [5 empty] | 0112/2///61987#ABG452 - Process case [density] |  |  |  | Standard |  | IEC 61987 | IEC | 2018-03-28 | 2014-12-17 | 2018-03-20 | 2018-03-20 |  | SC65E – IEC 61987 | C00017 | 001-01 (2018-03-28 07:26:12 by BATCH 00000762) standard | 0112/2///61987#ABV501 | https://cdd.iec.ch/CDD/IEC61987/iec61987.nsf/Classes/0112-2---61987%23ABH054 | https://cdd.iec.ch/cdd/iec61987/iec61987.nsf/PropertiesAllVersions/0112-2---61987%23ABH016,https://cdd.iec.ch/cdd/iec61987/iec61987.nsf/PropertiesAllVersions/0112-2---61987%23ABB295,https://cdd.iec.ch/cdd/iec61987/iec61987.nsf/PropertiesAllVersions/0112-2---61987%23ABU641 | 0112-2---61987#ABH016,0112-2---61987#ABB295,0112-2---61987#ABU641
0112/2///61987#ABH515 | 003 | 01 | 0112/2///61987#ABH515#003 | Certificate or approval |  |  |  | properties characterizing a certificate or approval supplied or associated with a device or entity |  |  |  |  | ITEM_CLASS | [5 empty] | 0112/2///61987#ABH517 - Device documents supplied0112/2///61987#ABP026 - Device LOP for I/O modules |  |  |  | Standard |  | IEC 61987 | IEC | 2022-06-28 | 2017-12-07 | 2022-06-28 | 2022-06-28 |  | IEC SC65E | C00112 |  | 0112/2///61987#ABV501 | https://cdd.iec.ch/CDD/IEC61987/iec61987.nsf/Classes/0112-2---61987%23ABH515 | https://cdd.iec.ch/cdd/iec61987/iec61987.nsf/PropertiesAllVersions/0112-2---61987%23ABO091,https://cdd.iec.ch/cdd/iec61987/iec61987.nsf/PropertiesAllVersions/0112-2---61987%23ABA231,https://cdd.iec.ch/cdd/iec61987/iec61987.nsf/PropertiesAllVersions/0112-2---61987%23ABB989,https://cdd.iec.ch/cdd/iec61987/iec61987.nsf/PropertiesAllVersions/0112-2---61987%23ABP299,https://cdd.iec.ch/cdd/iec61987/iec61987.nsf/PropertiesAllVersions/0112-2---61987%23ABH783,https://cdd.iec.ch/cdd/iec61987/iec61987.nsf/PropertiesAllVersions/0112-2---61987%23ABA121,https://cdd.iec.ch/cdd/iec61987/iec61987.nsf/PropertiesAllVersions/0112-2---61987%23ABO092,https://cdd.iec.ch/cdd/iec61987/iec61987.nsf/PropertiesAllVersions/0112-2---61987%23ABP297,https://cdd.iec.ch/cdd/iec61987/iec61987.nsf/PropertiesAllVersions/0112-2---61987%23ABP300,https://cdd.iec.ch/cdd/iec61987/iec61987.nsf/PropertiesAllVersions/0112-2---61987%23ABO097,https://cdd.iec.ch/cdd/iec61987/iec61987.nsf/PropertiesAllVersions/0112-2---61987%23ABO098,https://cdd.iec.ch/cdd/iec61987/iec61987.nsf/PropertiesAllVersions/0112-2---61987%23ABH830,https://cdd.iec.ch/cdd/iec61987/iec61987.nsf/PropertiesAllVersions/0112-2---61987%23ABH510,https://cdd.iec.ch/cdd/iec61987/iec61987.nsf/PropertiesAllVersions/0112-2---61987%23ABO099,https://cdd.iec.ch/cdd/iec61987/iec61987.nsf/PropertiesAllVersions/0112-2---61987%23ABN598,https://cdd.iec.ch/cdd/iec61987/iec61987.nsf/PropertiesAllVersions/0112-2---61987%23ABO100,https://cdd.iec.ch/cdd/iec61987/iec61987.nsf/PropertiesAllVersions/0112-2---61987%23ABO101,https://cdd.iec.ch/cdd/iec61987/iec61987.nsf/PropertiesAllVersions/0112-2---61987%23ABB146,https://cdd.iec.ch/cdd/iec61987/iec61987.nsf/PropertiesAllVersions/0112-2---61987%23ABO102,https://cdd.iec.ch/cdd/iec61987/iec61987.nsf/PropertiesAllVersions/0112-2---61987%23ABH388,https://cdd.iec.ch/cdd/iec61987/iec61987.nsf/PropertiesAllVersions/0112-2---61987%23ABO103,https://cdd.iec.ch/cdd/iec61987/iec61987.nsf/PropertiesAllVersions/0112-2---61987%23ABA152 | 0112-2---61987#ABP300,0112-2---61987#ABO098,0112-2---61987#ABH510,0112-2---61987#ABO100,0112-2---61987#ABO103,0112-2---61987#ABB989,0112-2---61987#ABA121,0112-2---61987#ABO092,0112-2---61987#ABB146,0112-2---61987#ABO102,0112-2---61987#ABP299,0112-2---61987#ABP297,0112-2---61987#ABH830,0112-2---61987#ABN598,0112-2---61987#ABO101,0112-2---61987#ABH388,0112-2---61987#ABA152,0112-2---61987#ABO091,0112-2---61987#ABH783,0112-2---61987#ABO097,0112-2---61987#ABO099,0112-2---61987#ABA231
0112/2///61987#ABH617 | 001 | 01 | 0112/2///61987#ABH617#001 | Calibration of mass fraction |  |  |  | properties characterizing the calibration of mass fraction output values of a device |  |  |  |  | ITEM_CLASS | [5 empty] | 0112/2///61987#ABH561 - Calibration |  |  |  | Standard |  |  |  | 2019-03-08 | 2017-12-07 | 2019-03-08 | 2019-03-08 |  | SC65E – IEC 61987 | C00018 | 001-01 (2019-03-08 15:35:12 by BATCH 00000766) standard | 0112/2///61987#ABV501 | https://cdd.iec.ch/CDD/IEC61987/iec61987.nsf/Classes/0112-2---61987%23ABH617 | https://cdd.iec.ch/cdd/iec61987/iec61987.nsf/PropertiesAllVersions/0112-2---61987%23ABH594,https://cdd.iec.ch/cdd/iec61987/iec61987.nsf/PropertiesAllVersions/0112-2---61987%23ABH747 | 0112-2---61987#ABH594,0112-2---61987#ABH747
0112/2///61987#ABH877 | 001 | 01 | 0112/2///61987#ABH877#001 | OUT_SCALE |  |  |  | parameter with properties characterizing the scaling of an output value of a function block |  |  |  |  | ITEM_CLASS | [5 empty] | 0112/2///61987#ABH876 - Analog input function block0112/2///61987#ABH885 - Control function block0112/2///61987#ABH888 - Analog output function block0112/2///61987#ABJ621 - OUTPUT0112/2///61987#ABJ625 - PULSE_OUTPUT |  |  |  | Standard |  |  |  | 2019-03-08 | 2017-12-07 | 2019-03-08 | 2019-03-08 |  | SC65E – IEC 61987 | C00018 | 001-01 (2019-03-08 15:35:12 by BATCH 00000766) standard | 0112/2///61987#ABV501 | https://cdd.iec.ch/CDD/IEC61987/iec61987.nsf/Classes/0112-2---61987%23ABH877 | https://cdd.iec.ch/cdd/iec61987/iec61987.nsf/PropertiesAllVersions/0112-2---61987%23ABI128,https://cdd.iec.ch/cdd/iec61987/iec61987.nsf/PropertiesAllVersions/0112-2---61987%23ABI129,https://cdd.iec.ch/cdd/iec61987/iec61987.nsf/PropertiesAllVersions/0112-2---61987%23ABH978,https://cdd.iec.ch/cdd/iec61987/iec61987.nsf/PropertiesAllVersions/0112-2---61987%23ABH979 | 0112-2---61987#ABI128,0112-2---61987#ABI129,0112-2---61987#ABH978,0112-2---61987#ABH979
0112/2///61987#ABA769 | 003 | 01 | 0112/2///61987#ABA769#003 | Segmental wedge flow transmitter |  |  |  | differential pressure flow transmitter that uses a segmental wedge as primary element |  |  |  |  | ITEM_CLASS |  |  |  |  | 0112/2///61987#ABU125 - reference to Operating LOP for flow measuring equipment |  |  |  |  | Standard |  |  |  | 2018-03-28 | 2013-08-27 | 2016-05-24 | 2016-05-24 |  | SC65E – IEC 61987 | C00004 |  | 0112/2///61987#ABA767 | https://cdd.iec.ch/CDD/IEC61987/iec61987.nsf/Classes/0112-2---61987%23ABA769
0112/2///61987#ABC065 | 001 | 02 | 0112/2///61987#ABC065#001 | Absolute performance for temperature |  |  |  | properties characterizing the accuracy of a temperature measurement, expressed in engineering units |  | 15 ABC065.15 |  |  | ITEM_CLASS | [5 empty] | 0112/2///61987#ABC672 - Type of performance variable [2]0112/2///61987#ABC673 - Type of performance variable [3]0112/2///61987#ABC675 - Type of performance variable [5]0112/2///61987#ABG285 - Type of performance variable [19]0112/2///61987#ABG275 - Type of performance variable [9]0112/2///61987#ABG276 - Type of performance variable [10]0112/2///61987#ABG277 - Type of performance variable [11]0112/2///61987#ABG278 - Type of performance variable [12]0112/2///61987#ABG289 - Type of performance variable [23] |  |  |  | Standard |  |  |  | 2018-03-28 | 2013-08-27 | 2013-08-27 | 2014-06-18 |  | SC65E – IEC 61987 | C00004 |  | 0112/2///61987#ABV501 | https://cdd.iec.ch/CDD/IEC61987/iec61987.nsf/Classes/0112-2---61987%23ABC065 | https://cdd.iec.ch/cdd/iec61987/iec61987.nsf/PropertiesAllVersions/0112-2---61987%23ABB216,https://cdd.iec.ch/cdd/iec61987/iec61987.nsf/PropertiesAllVersions/0112-2---61987%23ABD535,https://cdd.iec.ch/cdd/iec61987/iec61987.nsf/PropertiesAllVersions/0112-2---61987%23ABB217,https://cdd.iec.ch/cdd/iec61987/iec61987.nsf/PropertiesAllVersions/0112-2---61987%23ABB749,https://cdd.iec.ch/cdd/iec61987/iec61987.nsf/PropertiesAllVersions/0112-2---61987%23ABB747,https://cdd.iec.ch/cdd/iec61987/iec61987.nsf/PropertiesAllVersions/0112-2---61987%23ABB772,https://cdd.iec.ch/cdd/iec61987/iec61987.nsf/PropertiesAllVersions/0112-2---61987%23ABB748,https://cdd.iec.ch/cdd/iec61987/iec61987.nsf/PropertiesAllVersions/0112-2---61987%23ABC708,https://cdd.iec.ch/cdd/iec61987/iec61987.nsf/PropertiesAllVersions/0112-2---61987%23ABB519,https://cdd.iec.ch/cdd/iec61987/iec61987.nsf/PropertiesAllVersions/0112-2---61987%23ABB774,https://cdd.iec.ch/cdd/iec61987/iec61987.nsf/PropertiesAllVersions/0112-2---61987%23ABB775,https://cdd.iec.ch/cdd/iec61987/iec61987.nsf/PropertiesAllVersions/0112-2---61987%23ABB776,https://cdd.iec.ch/cdd/iec61987/iec61987.nsf/PropertiesAllVersions/0112-2---61987%23ABD504,https://cdd.iec.ch/cdd/iec61987/iec61987.nsf/PropertiesAllVersions/0112-2---61987%23ABC840,https://cdd.iec.ch/cdd/iec61987/iec61987.nsf/PropertiesAllVersions/0112-2---61987%23ABC954 | 0112-2---61987#ABB217,0112-2---61987#ABB749,0112-2---61987#ABB774,0112-2---61987#ABB747,0112-2---61987#ABB772,0112-2---61987#ABB748,0112-2---61987#ABB775,0112-2---61987#ABC954,0112-2---61987#ABB216,0112-2---61987#ABB519,0112-2---61987#ABB776,0112-2---61987#ABD504,0112-2---61987#ABC840,0112-2---61987#ABD535,0112-2---61987#ABC708
0112/2///61987#ABC269 | 007 | 01 | 0112/2///61987#ABC269#007 | Identification |  |  |  | properties characterizing information provided for the unambiguous identification of a device or a component thereof |  |  |  |  | ITEM_CLASS | [5 empty] | 0112/2///61987#ABA005 - Device LOP for flow transmitter0112/2///61987#ABA006 - Device LOP for coriolis mass flow transmitter0112/2///61987#ABA007 - Device LOP for swirl flow transmitter0112/2///61987#ABA008 - Device LOP for electromagnetic flow transmitter0112/2///61987#ABA009 - Device LOP for electromagnetic insertion flow transmitter0112/2///61987#ABA010 - Device LOP for orifice/differential pressure flow transmitter0112/2///61987#ABA013 - Device LOP for (oval) gear flow transmitter/gauge0112/2///61987#ABA014 - Device LOP for piston flow transmitter/gauge0112/2///61987#ABA016 - Device LOP for thermal mass flow transmitter0112/2///61987#ABA018 - Device LOP for turbine/propeller/Woltmann flow transmitter/gauge0112/2///61987#ABA019 - Device LOP for ultrasonic flow transmitter0112/2///61987#ABA020 - Device LOP for variable area flow transmitter/gauge0112/2///61987#ABA022 - Device LOP for vortex flow transmitter0112/2///61987#ABA023 - Device LOP for positive displacement flow transmitter/gauge0112/2///61987#ABA024 - Device LOP for helix flow transmitter/gauge0112/2///61987#ABA025 - Device LOP for remote/separate transmitter0112/2///61987#ABA029 - Device LOP for absolute/gauge pressure transmitter0112/2///61987#ABA031 - Device LOP for differential pressure transmitter0112/2///61987#ABA032 - Device LOP for absolute/gauge pressure gauge0112/2///61987#ABA034 - Device LOP for differential pressure gauge0112/2///61987#ABA035 - Device LOP for remote seal0112/2///61987#ABA037 - Device LOP for manifold0112/2///61987#ABA037 - Device LOP for pressure measurement manifold0112/2///61987#ABE310 - Device LOP for valve body assembly0112/2///61987#ABE311 - Device LOP for globe valve0112/2///61987#ABE312 - Device LOP for gate valve0112/2///61987#ABE313 - Device LOP for diaphragm/pinch valve0112/2///61987#ABE314 - Device LOP for butterfly valve0112/2///61987#ABE315 - Device LOP for eccentric plug valve0112/2///61987#ABE316 - Device LOP for plug valve0112/2///61987#ABE317 - Device LOP for ball valve0112/2///61987#ABE318 - Device LOP for pressure reducing regulator or back pressure/excess pressure regulator0112/2///61987#ABE319 - Device LOP for pneumatic linear actuator0112/2///61987#ABE320 - Device LOP for pneumatic rotary actuator0112/2///61987#ABE321 - Device LOP for positioner0112/2///61987#ABE630 - Device LOP for limit switch0112/2///61987#ABE631 - Device LOP for solenoid valve0112/2///61987#ABE632 - Device LOP for filter regulator0112/2///61987#ABE633 - Device LOP for restriction orifice/diffuser0112/2///61987#ABE634 - Device LOP for I/P converter0112/2///61987#ABE728 - Device LOP for magnetic level gauge0112/2///61987#ABE729 - Device LOP for sight level gauge0112/2///61987#ABE730 - Device LOP for rotary paddle switch0112/2///61987#ABE731 - Device LOP for thermal level switch0112/2///61987#ABE732 - Device LOP for vibrating level switch0112/2///61987#ABE733 - Device LOP for optical level switch0112/2///61987#ABE735 - Device LOP for level transmitter0112/2///61987#ABE736 - Device LOP for displacer level transmitter/switch0112/2///61987#ABE737 - Device LOP for capacitance level transmitter/switch0112/2///61987#ABE738 - Device LOP for conductance level transmitter/switch0112/2///61987#ABE739 - Device LOP for float level transmitter/switch0112/2///61987#ABE740 - Device LOP for hydrostatic pressure level transmitter0112/2///61987#ABE741 - Device LOP for plumb bob level transmitter0112/2///61987#ABE742 - Device LOP for free-space radar level transmitter0112/2///61987#ABE743 - Device LOP for guided-wave radar level transmitter/switch0112/2///61987#ABE744 - Device LOP for ultrasonic level transmitter0112/2///61987#ABE745 - Device LOP for ultrasonic level switch0112/2///61987#ABE746 - Device LOP for nuclear level transmitter/switch0112/2///61987#ABE747 - Device LOP for laser level transmitter0112/2///61987#ABE748 - Device LOP for servo level transmitter0112/2///61987#ABE749 - Device LOP for microwave level switch0112/2///61987#ABE750 - Device LOP for sight level indicator0112/2///61987#ABE751 - Device LOP for stilling well0112/2///61987#ABE752 - Device LOP for window0112/2///61987#ABE753 - Device LOP for bypass/measuring chamber0112/2///61987#ABE755 - Device LOP for level switch0112/2///61987#ABE756 - Device LOP for separate level transmitter/switching unit0112/2///61987#ABE759 - Device LOP for temperature gauge0112/2///61987#ABE760 - Device LOP for contact temperature transmitter0112/2///61987#ABE761 - Device LOP for radiation thermometer0112/2///61987#ABE762 - Device LOP for temperature connection head0112/2///61987#ABE763 - Device LOP for insert/element0112/2///61987#ABE764 - Device LOP for separate temperature transmitter0112/2///61987#ABE765 - Device LOP for thermowell0112/2///61987#ABE766 - Device LOP for thermowell extension0112/2///61987#ABE767 - Device LOP for temperature transmitter0112/2///61987#ABF858 - Device LOP for buoyancy density transmitter0112/2///61987#ABF859 - Device LOP for refractive index density transmitter0112/2///61987#ABF860 - Device LOP for vibrating tube density transmitter0112/2///61987#ABF861 - Device LOP for radiometric density transmitter0112/2///61987#ABF862 - Device LOP for vibrating fork/rod density transmitter0112/2///61987#ABF863 - Device LOP for ultrasonic density transmitter0112/2///61987#ABF864 - Device LOP for microwave density transmitter0112/2///61987#ABF865 - Device LOP for density transmitter0112/2///61987#ABF866 - Device LOP for separate density transmitter0112/2///61987#ABP026 - Device LOP for I/O modules0112/2///61987#ABV520 - Device LOP for position transmitter |  |  |  | Standard |  | IEC 61987 | IEC | 2022-12-12 | 2017-12-07 | 2022-09-08 | 2022-09-08 |  | IEC/SC 65E | C00121 |  | 0112/2///61987#ABV501 | https://cdd.iec.ch/CDD/IEC61987/iec61987.nsf/Classes/0112-2---61987%23ABC269 | https://cdd.iec.ch/cdd/iec61987/iec61987.nsf/PropertiesAllVersions/0112-2---61987%23ABA565,https://cdd.iec.ch/cdd/iec61987/iec61987.nsf/PropertiesAllVersions/0112-2---61987%23ABB064,https://cdd.iec.ch/cdd/iec61987/iec61987.nsf/PropertiesAllVersions/0112-2---61987%23ABA567,https://cdd.iec.ch/cdd/iec61987/iec61987.nsf/PropertiesAllVersions/0112-2---61987%23ABA566,https://cdd.iec.ch/cdd/iec61987/iec61987.nsf/PropertiesAllVersions/0112-2---61987%23ABA300,https://cdd.iec.ch/cdd/iec61987/iec61987.nsf/PropertiesAllVersions/0112-2---61987%23ABA950,https://cdd.iec.ch/cdd/iec61987/iec61987.nsf/PropertiesAllVersions/0112-2---61987%23ABA581,https://cdd.iec.ch/cdd/iec61987/iec61987.nsf/PropertiesAllVersions/0112-2---61987%23ABA587,https://cdd.iec.ch/cdd/iec61987/iec61987.nsf/PropertiesAllVersions/0112-2---61987%23ABA301,https://cdd.iec.ch/cdd/iec61987/iec61987.nsf/PropertiesAllVersions/0112-2---61987%23ABA601,https://cdd.iec.ch/cdd/iec61987/iec61987.nsf/PropertiesAllVersions/0112-2---61987%23ABA926,https://cdd.iec.ch/cdd/iec61987/iec61987.nsf/PropertiesAllVersions/0112-2---61987%23ABA302,https://cdd.iec.ch/cdd/iec61987/iec61987.nsf/PropertiesAllVersions/0112-2---61987%23ABB062,https://cdd.iec.ch/cdd/iec61987/iec61987.nsf/PropertiesAllVersions/0112-2---61987%23ABA951,https://cdd.iec.ch/cdd/iec61987/iec61987.nsf/PropertiesAllVersions/0112-2---61987%23ABN590,https://cdd.iec.ch/cdd/iec61987/iec61987.nsf/PropertiesAllVersions/0112-2---61987%23ABN591,https://cdd.iec.ch/cdd/iec61987/iec61987.nsf/PropertiesAllVersions/0112-2---61987%23ABB757,https://cdd.iec.ch/cdd/iec61987/iec61987.nsf/PropertiesAllVersions/0112-2---61987%23ABP000 | 0112-2---61987#ABA301,0112-2---61987#ABA926,0112-2---61987#ABB062,0112-2---61987#ABA951,0112-2---61987#ABP000,0112-2---61987#ABA565,0112-2---61987#ABB064,0112-2---61987#ABA300,0112-2---61987#ABA950,0112-2---61987#ABA302,0112-2---61987#ABN591,0112-2---61987#ABB757,0112-2---61987#ABA567,0112-2---61987#ABA566,0112-2---61987#ABA581,0112-2---61987#ABN590,0112-2---61987#ABA587,0112-2---61987#ABA601
0112/2///61987#ABA714 | 002 | 01 | 0112/2///61987#ABA714#002 | Nuclear level switch |  |  |  | level switch that uses the absorption of gamma radiation by process material to detect a level regime | A nuclear level switch is also known as a radiometric or radiation level switch. |  |  |  | ITEM_CLASS |  |  |  |  | 0112/2///61987#ABF910 - reference to Operating LOP for level measuring equipment |  |  |  |  | Standard |  |  |  | 2018-03-28 | 2013-08-27 | 2018-03-20 | 2018-03-20 |  | SC65E – IEC 61987 | C00018 |  | 0112/2///61987#ABA703 | https://cdd.iec.ch/CDD/IEC61987/iec61987.nsf/Classes/0112-2---61987%23ABA714 | https://cdd.iec.ch/cdd/iec61987/iec61987.nsf/PropertiesAllVersions/0112-2---61987%23ABF884 | 0112-2---61987#ABF910,0112-2---61987#ABF884
0112/2///61987#ABC663 | 002 | 01 | 0112/2///61987#ABC663#002 | Type of measured variable [4] |  |  |  | administration block for polymorphism acting as proxy for the selected measured variable type |  | 1 ABC663.1 |  |  | ITEM_CLASS | [5 empty] | 0112/2///61987#ABC410 - Measured variable [4] |  |  |  | Standard |  |  |  | 2018-03-28 | 2013-08-27 | 2016-05-24 | 2016-05-24 |  | SC65E – IEC 61987 | C00004 |  | 0112/2///61987#ABV501 | https://cdd.iec.ch/CDD/IEC61987/iec61987.nsf/Classes/0112-2---61987%23ABC663 | https://cdd.iec.ch/cdd/iec61987/iec61987.nsf/PropertiesAllVersions/0112-2---61987%23ABU389,https://cdd.iec.ch/cdd/iec61987/iec61987.nsf/PropertiesAllVersions/0112-2---61987%23ABU404,https://cdd.iec.ch/cdd/iec61987/iec61987.nsf/PropertiesAllVersions/0112-2---61987%23ABU405,https://cdd.iec.ch/cdd/iec61987/iec61987.nsf/PropertiesAllVersions/0112-2---61987%23ABU406 | 0112-2---61987#ABU389,0112-2---61987#ABU404,0112-2---61987#ABU405,0112-2---61987#ABU406
0112/2///61987#ABD867 | 002 | 01 | 0112/2///61987#ABD867#002 | Environmental design ratings [2] |  |  |  | properties characterizing environmental conditions under which the device can be stored and operated within its specified accuracy limits and without permanent impairment of its operating characteristics |  |  |  |  | ITEM_CLASS | [5 empty] | 0112/2///61987#ABE000 - Rated Operating Conditions [11]0112/2///61987#ABE000 - Rated operating conditions [11] |  |  | false | Standard |  | IEC 61987 | IEC | 2022-12-09 | 2017-12-07 | 2022-12-09 | 2022-12-09 |  | IEC/SC 65E | C00112 |  | 0112/2///61987#ABV501 | https://cdd.iec.ch/CDD/IEC61987/iec61987.nsf/Classes/0112-2---61987%23ABD867 | https://cdd.iec.ch/cdd/iec61987/iec61987.nsf/PropertiesAllVersions/0112-2---61987%23ABE200,https://cdd.iec.ch/cdd/iec61987/iec61987.nsf/PropertiesAllVersions/0112-2---61987%23ABE145,https://cdd.iec.ch/cdd/iec61987/iec61987.nsf/PropertiesAllVersions/0112-2---61987%23ABC869 | 0112-2---61987#ABE200,0112-2---61987#ABE145,0112-2---61987#ABC869
0112/2///61987#ABF329 | 001 | 01 | 0112/2///61987#ABF329#001 | Material of sheath/additional sleeve |  |  |  | properties characterizing the material of which a sheath/additional sleeve is made |  |  |  |  | ITEM_CLASS | [5 empty] | 0112/2///61987#ABF319 - Structural design of a thermowell0112/2///61987#ABF405 - Structural design of an insert/element0112/2///61987#ABF515 - Insert/element |  |  |  | Standard |  | IEC 61987 | IEC | 2018-03-28 | 2014-12-17 | 2017-09-18 | 2017-09-18 |  | SC65E – IEC 61987 | C00019 | 001-01 (2018-03-28 07:26:05 by BATCH 00000762) standard | 0112/2///61987#ABV501 | https://cdd.iec.ch/CDD/IEC61987/iec61987.nsf/Classes/0112-2---61987%23ABF329 | https://cdd.iec.ch/cdd/iec61987/iec61987.nsf/PropertiesAllVersions/0112-2---61987%23ABB455,https://cdd.iec.ch/cdd/iec61987/iec61987.nsf/PropertiesAllVersions/0112-2---61987%23ABI460,https://cdd.iec.ch/cdd/iec61987/iec61987.nsf/PropertiesAllVersions/0112-2---61987%23ABA908,https://cdd.iec.ch/cdd/iec61987/iec61987.nsf/PropertiesAllVersions/0112-2---61987%23ABA907 | 0112-2---61987#ABB455,0112-2---61987#ABI460,0112-2---61987#ABA908,0112-2---61987#ABA907
0112/2///61987#ABG382 | 001 | 01 | 0112/2///61987#ABG382#001 | Mechanical and electrical construction [sight level indicator] |  |  |  | properties characterizing the constructional details of the device and its parts |  |  | IEC 61987-1, 5.8 |  | ITEM_CLASS | [5 empty] | 0112/2///61987#ABE750 - Device LOP for sight level indicator |  |  |  | Standard |  | IEC 61987 | IEC | 2018-03-28 | 2014-12-17 | 2018-03-20 | 2018-03-20 |  | SC65E – IEC 61987 | C00018 | 001-01 (2018-03-28 07:26:09 by BATCH 00000762) standard | 0112/2///61987#ABV501 | https://cdd.iec.ch/CDD/IEC61987/iec61987.nsf/Classes/0112-2---61987%23ABG382 | https://cdd.iec.ch/cdd/iec61987/iec61987.nsf/PropertiesAllVersions/0112-2---61987%23ABD534,https://cdd.iec.ch/cdd/iec61987/iec61987.nsf/PropertiesAllVersions/0112-2---61987%23ABG987,https://cdd.iec.ch/cdd/iec61987/iec61987.nsf/PropertiesAllVersions/0112-2---61987%23ABB139,https://cdd.iec.ch/cdd/iec61987/iec61987.nsf/PropertiesAllVersions/0112-2---61987%23ABC862,https://cdd.iec.ch/cdd/iec61987/iec61987.nsf/PropertiesAllVersions/0112-2---61987%23ABC789 | 0112-2---61987#ABD534,0112-2---61987#ABG987,0112-2---61987#ABB139,0112-2---61987#ABC862,0112-2---61987#ABC789
0112/2///61987#ABC362 | 001 | 02 | 0112/2///61987#ABC362#001 | Material of float element |  |  |  | properties characterizing the material of which a float element is made |  |  |  |  | ITEM_CLASS | [5 empty] | 0112/2///61987#ABC638 - Structural design of a variable area flow transmitter or gauge |  |  |  | Standard |  |  |  | 2018-03-28 | 2013-08-27 | 2013-08-27 | 2014-06-18 |  | SC65E – IEC 61987 | C00019 |  | 0112/2///61987#ABV501 | https://cdd.iec.ch/CDD/IEC61987/iec61987.nsf/Classes/0112-2---61987%23ABC362 | https://cdd.iec.ch/cdd/iec61987/iec61987.nsf/PropertiesAllVersions/0112-2---61987%23ABB455,https://cdd.iec.ch/cdd/iec61987/iec61987.nsf/PropertiesAllVersions/0112-2---61987%23ABI460,https://cdd.iec.ch/cdd/iec61987/iec61987.nsf/PropertiesAllVersions/0112-2---61987%23ABA908,https://cdd.iec.ch/cdd/iec61987/iec61987.nsf/PropertiesAllVersions/0112-2---61987%23ABA907 | 0112-2---61987#ABB455,0112-2---61987#ABI460,0112-2---61987#ABA908,0112-2---61987#ABA907
0112/2///61987#ABE001 | 001 | 02 | 0112/2///61987#ABE001#001 | Reference conditions for the performance variable [3] |  |  |  | properties characterizing the reference conditions under which the performance of a device was tested |  |  |  |  | ITEM_CLASS | [5 empty] | 0112/2///61987#ABD974 - Performance variable [7] |  |  |  | Standard |  |  |  | 2018-03-28 | 2013-09-02 | 2013-09-02 | 2014-06-18 |  | SC65E – IEC 61987 | C00004 |  | 0112/2///61987#ABV501 | https://cdd.iec.ch/CDD/IEC61987/iec61987.nsf/Classes/0112-2---61987%23ABE001 | https://cdd.iec.ch/cdd/iec61987/iec61987.nsf/PropertiesAllVersions/0112-2---61987%23ABD193,https://cdd.iec.ch/cdd/iec61987/iec61987.nsf/PropertiesAllVersions/0112-2---61987%23ABD198 | 0112-2---61987#ABD193,0112-2---61987#ABD198
0112/2///61987#ABE033 | 001 | 02 | 0112/2///61987#ABE033#001 | Structural design of a pneumatic rotary actuator |  |  |  | properties characterizing the constructional details of pneumatic rotary actuator |  |  |  |  | ITEM_CLASS | [5 empty] | 0112/2///61987#ABE024 - Structural design [pneumatic rotary actuator] |  |  |  | Standard |  |  |  | 2018-03-28 | 2013-09-02 | 2013-09-02 | 2014-06-18 |  | SC65E – IEC 61987 | C00009 |  | 0112/2///61987#ABV501 | https://cdd.iec.ch/CDD/IEC61987/iec61987.nsf/Classes/0112-2---61987%23ABE033 | https://cdd.iec.ch/cdd/iec61987/iec61987.nsf/PropertiesAllVersions/0112-2---61987%23ABD762,https://cdd.iec.ch/cdd/iec61987/iec61987.nsf/PropertiesAllVersions/0112-2---61987%23ABD725,https://cdd.iec.ch/cdd/iec61987/iec61987.nsf/PropertiesAllVersions/0112-2---61987%23ABD724,https://cdd.iec.ch/cdd/iec61987/iec61987.nsf/PropertiesAllVersions/0112-2---61987%23ABA631,https://cdd.iec.ch/cdd/iec61987/iec61987.nsf/PropertiesAllVersions/0112-2---61987%23ABD615,https://cdd.iec.ch/cdd/iec61987/iec61987.nsf/PropertiesAllVersions/0112-2---61987%23ABE382,https://cdd.iec.ch/cdd/iec61987/iec61987.nsf/PropertiesAllVersions/0112-2---61987%23ABD577,https://cdd.iec.ch/cdd/iec61987/iec61987.nsf/PropertiesAllVersions/0112-2---61987%23ABE430,https://cdd.iec.ch/cdd/iec61987/iec61987.nsf/PropertiesAllVersions/0112-2---61987%23ABD539,https://cdd.iec.ch/cdd/iec61987/iec61987.nsf/PropertiesAllVersions/0112-2---61987%23ABD693,https://cdd.iec.ch/cdd/iec61987/iec61987.nsf/PropertiesAllVersions/0112-2---61987%23ABD665,https://cdd.iec.ch/cdd/iec61987/iec61987.nsf/PropertiesAllVersions/0112-2---61987%23ABE431,https://cdd.iec.ch/cdd/iec61987/iec61987.nsf/PropertiesAllVersions/0112-2---61987%23ABD791,https://cdd.iec.ch/cdd/iec61987/iec61987.nsf/PropertiesAllVersions/0112-2---61987%23ABD561,https://cdd.iec.ch/cdd/iec61987/iec61987.nsf/PropertiesAllVersions/0112-2---61987%23ABD663,https://cdd.iec.ch/cdd/iec61987/iec61987.nsf/PropertiesAllVersions/0112-2---61987%23ABD645,https://cdd.iec.ch/cdd/iec61987/iec61987.nsf/PropertiesAllVersions/0112-2---61987%23ABD738,https://cdd.iec.ch/cdd/iec61987/iec61987.nsf/PropertiesAllVersions/0112-2---61987%23ABD739,https://cdd.iec.ch/cdd/iec61987/iec61987.nsf/PropertiesAllVersions/0112-2---61987%23ABE438,https://cdd.iec.ch/cdd/iec61987/iec61987.nsf/PropertiesAllVersions/0112-2---61987%23ABE440,https://cdd.iec.ch/cdd/iec61987/iec61987.nsf/PropertiesAllVersions/0112-2---61987%23ABD741,https://cdd.iec.ch/cdd/iec61987/iec61987.nsf/PropertiesAllVersions/0112-2---61987%23ABD752,https://cdd.iec.ch/cdd/iec61987/iec61987.nsf/PropertiesAllVersions/0112-2---61987%23ABD740,https://cdd.iec.ch/cdd/iec61987/iec61987.nsf/PropertiesAllVersions/0112-2---61987%23ABD556,https://cdd.iec.ch/cdd/iec61987/iec61987.nsf/PropertiesAllVersions/0112-2---61987%23ABD771,https://cdd.iec.ch/cdd/iec61987/iec61987.nsf/PropertiesAllVersions/0112-2---61987%23ABE442,https://cdd.iec.ch/cdd/iec61987/iec61987.nsf/PropertiesAllVersions/0112-2---61987%23ABU525 | 0112-2---61987#ABD663,0112-2---61987#ABD645,0112-2---61987#ABD739,0112-2---61987#ABE438,0112-2---61987#ABD725,0112-2---61987#ABD724,0112-2---61987#ABE430,0112-2---61987#ABD738,0112-2---61987#ABD752,0112-2---61987#ABD771,0112-2---61987#ABD762,0112-2---61987#ABD693,0112-2---61987#ABD539,0112-2---61987#ABD791,0112-2---61987#ABE442,0112-2---61987#ABE382,0112-2---61987#ABD741,0112-2---61987#ABD556,0112-2---61987#ABA631,0112-2---61987#ABD615,0112-2---61987#ABD665,0112-2---61987#ABD561,0112-2---61987#ABU525,0112-2---61987#ABD577,0112-2---61987#ABE431,0112-2---61987#ABE440,0112-2---61987#ABD740
0112/2///61987#ABE772 | 001 | 01 | 0112/2///61987#ABE772#001 | Type of measured variable [18] |  |  |  | administration block for polymorphism acting as proxy for the selected measured variable type |  |  |  |  | ITEM_CLASS | [5 empty] | 0112/2///61987#ABE774 - Measured variable [18] |  |  |  | Standard |  |  |  | 2018-03-28 | 2014-09-19 | 2016-05-24 | 2016-05-24 |  | SC65E – IEC 61987 | C00018 | 001-01 (2018-03-28 07:26:04 by BATCH 00000762) standard | 0112/2///61987#ABV501 | https://cdd.iec.ch/CDD/IEC61987/iec61987.nsf/Classes/0112-2---61987%23ABE772 | https://cdd.iec.ch/cdd/iec61987/iec61987.nsf/PropertiesAllVersions/0112-2---61987%23ABE777 | 0112-2---61987#ABE777
0112/2///61987#ABF948 | 001 | 01 | 0112/2///61987#ABF948#001 | Measured variable [12] | process variable |  |  | properties characterizing a measured variable, the size of which is to be acquired and indicated by the device |  |  |  |  | ITEM_CLASS | [5 empty] | 0112/2///61987#ABV038 - Input [18] |  |  |  | Standard |  | IEC 61987 | IEC | 2018-03-28 | 2014-12-17 | 2018-03-20 | 2018-03-20 |  | SC65E – IEC 61987 | C00018 | 001-01 (2018-03-28 07:26:07 by BATCH 00000762) standard | 0112/2///61987#ABV501 | https://cdd.iec.ch/CDD/IEC61987/iec61987.nsf/Classes/0112-2---61987%23ABF948 | https://cdd.iec.ch/cdd/iec61987/iec61987.nsf/PropertiesAllVersions/0112-2---61987%23ABB271,https://cdd.iec.ch/cdd/iec61987/iec61987.nsf/PropertiesAllVersions/0112-2---61987%23ABA577,https://cdd.iec.ch/cdd/iec61987/iec61987.nsf/PropertiesAllVersions/0112-2---61987%23ABU908 | 0112-2---61987#ABU908,0112-2---61987#ABB271,0112-2---61987#ABA577
0112/2///61987#ABP017 | 001 | 01 | 0112/2///61987#ABP017#001 | Analog to digital conversion |  |  |  | properties characterizing the conversion of an analog to a digital signal |  |  |  |  | ITEM_CLASS | [5 empty] | 0112/2///61987#ABP015 - Analog current input parameters [I/O module]0112/2///61987#ABP019 - Analog voltage input parameters [I/O module]0112/2///61987#ABP050 - mV input [I/O module]0112/2///61987#ABP068 - Resistor input [I/O module]0112/2///61987#ABP069 - RMS input0112/2///61987#ABP070 - RTD input [I/O module]0112/2///61987#ABP075 - Thermocouple input [I/O module] |  |  | false | Standard |  | IEC 61987 | IEC | 2023-01-23 | 2023-01-23 | 2023-01-23 | 2023-01-23 |  | IEC/SC 65E | C00128 | 001-01 (2023-01-23 14:53:33 by BATCH 00000807) standard | 0112/2///61987#ABV501 | https://cdd.iec.ch/CDD/IEC61987/iec61987.nsf/Classes/0112-2---61987%23ABP017 | https://cdd.iec.ch/cdd/iec61987/iec61987.nsf/PropertiesAllVersions/0112-2---61987%23ABP168,https://cdd.iec.ch/cdd/iec61987/iec61987.nsf/PropertiesAllVersions/0112-2---61987%23ABP107,https://cdd.iec.ch/cdd/iec61987/iec61987.nsf/PropertiesAllVersions/0112-2---61987%23ABP173,https://cdd.iec.ch/cdd/iec61987/iec61987.nsf/PropertiesAllVersions/0112-2---61987%23ABP195,https://cdd.iec.ch/cdd/iec61987/iec61987.nsf/PropertiesAllVersions/0112-2---61987%23ABP172,https://cdd.iec.ch/cdd/iec61987/iec61987.nsf/PropertiesAllVersions/0112-2---61987%23ABP171 | 0112-2---61987#ABP168,0112-2---61987#ABP107,0112-2---61987#ABP173,0112-2---61987#ABP195,0112-2---61987#ABP172,0112-2---61987#ABP171
0112/2///61987#ABG180 | 001 | 01 | 0112/2///61987#ABG180#001 | Analog current output [16] |  |  |  | properties characterizing an analog current output |  | Polymorphic element: ABG180, Id: 2 |  |  | ITEM_CLASS | [5 empty] | 0112/2///61987#ABG153 - Type of output [23] |  |  |  | Standard |  | IEC 61987 | IEC | 2018-03-28 | 2014-12-17 | 2018-03-20 | 2018-03-20 |  | SC65E – IEC 61987 | C00017 | 001-01 (2018-03-28 07:26:07 by BATCH 00000762) standard | 0112/2///61987#ABV501 | https://cdd.iec.ch/CDD/IEC61987/iec61987.nsf/Classes/0112-2---61987%23ABG180 | https://cdd.iec.ch/cdd/iec61987/iec61987.nsf/PropertiesAllVersions/0112-2---61987%23ABU651,https://cdd.iec.ch/cdd/iec61987/iec61987.nsf/PropertiesAllVersions/0112-2---61987%23ABC721 | 0112-2---61987#ABU651,0112-2---61987#ABC721
0112/2///61987#ABN685 | 002 | 01 | 0112/2///61987#ABN685#002 | Specific totalizer value measurement variables |  |  |  | properties characterizing dynamic data which are the result of a measurement by summing up variables in doses or during a time interval with a distinct physical meaning |  |  |  |  | ITEM_CLASS | [5 empty] | 0112/2///61987#ABN682 - Continuous measurement variables |  |  | false | Standard |  | IEC 61987 | IEC | 2022-12-09 |  | 2022-12-09 | 2022-12-09 |  | IEC/SC 65E | C00112 |  | 0112/2///61987#ABV501 | https://cdd.iec.ch/CDD/IEC61987/iec61987.nsf/Classes/0112-2---61987%23ABN685 | https://cdd.iec.ch/cdd/iec61987/iec61987.nsf/PropertiesAllVersions/0112-2---61987%23ABH327,https://cdd.iec.ch/cdd/iec61987/iec61987.nsf/PropertiesAllVersions/0112-2---61987%23ABH328 | 0112-2---61987#ABH327,0112-2---61987#ABH328
0112/2///61987#ABN689 | 001 | 01 | 0112/2///61987#ABN689#001 | Liquid analysis measurement variables |  |  |  | properties characterizing dynamic data which are the result of a liquid analysis measurement with a certain meaning |  |  |  |  | ITEM_CLASS | [5 empty] | 0112/2///61987#ABN682 - Continuous measurement variables |  |  |  | Standard |  |  |  | 2020-02-24 |  | 2020-02-24 | 2020-02-24 |  | SC65E – IEC 61987 | C00092 | 001-01 (2020-02-24 12:37:11 by BATCH 00000778) standard | 0112/2///61987#ABV501 | https://cdd.iec.ch/CDD/IEC61987/iec61987.nsf/Classes/0112-2---61987%23ABN689 | https://cdd.iec.ch/cdd/iec61987/iec61987.nsf/PropertiesAllVersions/0112-2---61987%23ABN617,https://cdd.iec.ch/cdd/iec61987/iec61987.nsf/PropertiesAllVersions/0112-2---61987%23ABA560,https://cdd.iec.ch/cdd/iec61987/iec61987.nsf/PropertiesAllVersions/0112-2---61987%23ABN630,https://cdd.iec.ch/cdd/iec61987/iec61987.nsf/PropertiesAllVersions/0112-2---61987%23ABN705,https://cdd.iec.ch/cdd/iec61987/iec61987.nsf/PropertiesAllVersions/0112-2---61987%23ABN706,https://cdd.iec.ch/cdd/iec61987/iec61987.nsf/PropertiesAllVersions/0112-2---61987%23ABN719,https://cdd.iec.ch/cdd/iec61987/iec61987.nsf/PropertiesAllVersions/0112-2---61987%23ABN720 | 0112-2---61987#ABN720,0112-2---61987#ABN617,0112-2---61987#ABA560,0112-2---61987#ABN630,0112-2---61987#ABN705,0112-2---61987#ABN706,0112-2---61987#ABN719
0112/2///61987#ABA439 | 001 | 01 | 0112/2///61987#ABA439#001 | Administrative information |  |  |  | properties characterizing a document of which is used to provide administrative information |  |  |  |  | ITEM_CLASS | [9 empty] | Standard |  |  |  | 2019-03-08 | 2017-12-07 | 2019-03-08 | 2019-03-08 |  | SC65E – IEC 61987 | C00018 | 001-01 (2019-03-08 15:35:11 by BATCH 00000766) standard | 0112/2///61987#ABH525 | https://cdd.iec.ch/CDD/IEC61987/iec61987.nsf/Classes/0112-2---61987%23ABA439 | https://cdd.iec.ch/cdd/iec61987/iec61987.nsf/PropertiesAllVersions/0112-2---61987%23ABA294,https://cdd.iec.ch/cdd/iec61987/iec61987.nsf/PropertiesAllVersions/0112-2---61987%23ABA104,https://cdd.iec.ch/cdd/iec61987/iec61987.nsf/PropertiesAllVersions/0112-2---61987%23ABH498,https://cdd.iec.ch/cdd/iec61987/iec61987.nsf/PropertiesAllVersions/0112-2---61987%23ABA204,https://cdd.iec.ch/cdd/iec61987/iec61987.nsf/PropertiesAllVersions/0112-2---61987%23ABA212,https://cdd.iec.ch/cdd/iec61987/iec61987.nsf/PropertiesAllVersions/0112-2---61987%23ABA259 | 0112-2---61987#ABA212,0112-2---61987#ABA259,0112-2---61987#ABA294,0112-2---61987#ABA104,0112-2---61987#ABH498,0112-2---61987#ABA204
0112/2///61987#ABE634 | 001 | 01 | 0112/2///61987#ABE634#001 | Device LOP for I/P converter |  |  |  | list of properties characterizing an I/P converter |  |  |  |  | ITEM_CLASS | [5 empty] | 0112/2///61987#ABD370 - I/P converter |  |  |  | Standard |  | IEC 61987 | IEC | 2018-03-28 | 2014-07-25 | 2016-05-02 | 2016-05-02 |  | SC65E – IEC 61987 | C00016 | 001-01 (2018-03-28 07:26:03 by BATCH 00000762) standard | 0112/2///61987#ABV504 | https://cdd.iec.ch/CDD/IEC61987/iec61987.nsf/Classes/0112-2---61987%23ABE634 | https://cdd.iec.ch/cdd/iec61987/iec61987.nsf/PropertiesAllVersions/0112-2---61987%23ABC899,https://cdd.iec.ch/cdd/iec61987/iec61987.nsf/PropertiesAllVersions/0112-2---61987%23ABC730,https://cdd.iec.ch/cdd/iec61987/iec61987.nsf/PropertiesAllVersions/0112-2---61987%23ABE463,https://cdd.iec.ch/cdd/iec61987/iec61987.nsf/PropertiesAllVersions/0112-2---61987%23ABU575,https://cdd.iec.ch/cdd/iec61987/iec61987.nsf/PropertiesAllVersions/0112-2---61987%23ABH341,https://cdd.iec.ch/cdd/iec61987/iec61987.nsf/PropertiesAllVersions/0112-2---61987%23ABB206,https://cdd.iec.ch/cdd/iec61987/iec61987.nsf/PropertiesAllVersions/0112-2---61987%23ABE495,https://cdd.iec.ch/cdd/iec61987/iec61987.nsf/PropertiesAllVersions/0112-2---61987%23ABC830,https://cdd.iec.ch/cdd/iec61987/iec61987.nsf/PropertiesAllVersions/0112-2---61987%23ABE227,https://cdd.iec.ch/cdd/iec61987/iec61987.nsf/PropertiesAllVersions/0112-2---61987%23ABE255,https://cdd.iec.ch/cdd/iec61987/iec61987.nsf/PropertiesAllVersions/0112-2---61987%23ABE554,https://cdd.iec.ch/cdd/iec61987/iec61987.nsf/PropertiesAllVersions/0112-2---61987%23ABD088,https://cdd.iec.ch/cdd/iec61987/iec61987.nsf/PropertiesAllVersions/0112-2---61987%23ABD154,https://cdd.iec.ch/cdd/iec61987/iec61987.nsf/PropertiesAllVersions/0112-2---61987%23ABC786,https://cdd.iec.ch/cdd/iec61987/iec61987.nsf/PropertiesAllVersions/0112-2---61987%23ABC795,https://cdd.iec.ch/cdd/iec61987/iec61987.nsf/PropertiesAllVersions/0112-2---61987%23ABA293,https://cdd.iec.ch/cdd/iec61987/iec61987.nsf/PropertiesAllVersions/0112-2---61987%23ABC710 | 0112-2---61987#ABD154,0112-2---61987#ABE463,0112-2---61987#ABE554,0112-2---61987#ABD088,0112-2---61987#ABC899,0112-2---61987#ABE227,0112-2---61987#ABC710,0112-2---61987#ABB206,0112-2---61987#ABC830,0112-2---61987#ABC786,0112-2---61987#ABE495,0112-2---61987#ABE255,0112-2---61987#ABC795,0112-2---61987#ABA293,0112-2---61987#ABC730,0112-2---61987#ABU575,0112-2---61987#ABH341
0112/2///61987#ABG256 | 001 | 01 | 0112/2///61987#ABG256#001 | Performance variable [16] |  |  |  | properties characterizing the performance of a device with respect to a particular process variable |  |  |  |  | ITEM_CLASS | [5 empty] | 0112/2///61987#ABG227 - Performance [24] |  |  |  | Standard |  | IEC 61987 | IEC | 2018-03-28 | 2014-12-17 | 2016-05-24 | 2016-05-24 |  | SC65E – IEC 61987 | C00019 | 001-01 (2018-03-28 07:26:08 by BATCH 00000762) standard | 0112/2///61987#ABV501 | https://cdd.iec.ch/CDD/IEC61987/iec61987.nsf/Classes/0112-2---61987%23ABG256 | https://cdd.iec.ch/cdd/iec61987/iec61987.nsf/PropertiesAllVersions/0112-2---61987%23ABB271,https://cdd.iec.ch/cdd/iec61987/iec61987.nsf/PropertiesAllVersions/0112-2---61987%23ABA577,https://cdd.iec.ch/cdd/iec61987/iec61987.nsf/PropertiesAllVersions/0112-2---61987%23ABG828,https://cdd.iec.ch/cdd/iec61987/iec61987.nsf/PropertiesAllVersions/0112-2---61987%23ABV201 | 0112-2---61987#ABB271,0112-2---61987#ABA577,0112-2---61987#ABG828,0112-2---61987#ABV201
0112/2///61987#ABD918 | 001 | 02 | 0112/2///61987#ABD918#001 | Material of seat spring |  |  |  | properties characterizing the material of which a seat spring is made |  |  |  |  | ITEM_CLASS | [5 empty] | 0112/2///61987#ABE026 - Structural design of a ball valve |  |  |  | Standard |  |  |  | 2018-03-28 | 2013-09-02 | 2013-09-02 | 2014-06-18 |  | SC65E – IEC 61987 | C00009 |  | 0112/2///61987#ABV501 | https://cdd.iec.ch/CDD/IEC61987/iec61987.nsf/Classes/0112-2---61987%23ABD918 | https://cdd.iec.ch/cdd/iec61987/iec61987.nsf/PropertiesAllVersions/0112-2---61987%23ABD571,https://cdd.iec.ch/cdd/iec61987/iec61987.nsf/PropertiesAllVersions/0112-2---61987%23ABB455,https://cdd.iec.ch/cdd/iec61987/iec61987.nsf/PropertiesAllVersions/0112-2---61987%23ABI460,https://cdd.iec.ch/cdd/iec61987/iec61987.nsf/PropertiesAllVersions/0112-2---61987%23ABA908,https://cdd.iec.ch/cdd/iec61987/iec61987.nsf/PropertiesAllVersions/0112-2---61987%23ABA907 | 0112-2---61987#ABA908,0112-2---61987#ABA907,0112-2---61987#ABD571,0112-2---61987#ABB455,0112-2---61987#ABI460
0112/2///61987#ABA643 | 004 | 01 | 0112/2///61987#ABA643#004 | Gauge |  |  |  | measuring instrument that measures and indicates directly a physical quantity without auxiliary energy supply |  |  |  |  | ITEM_CLASS | [9 empty] | Standard |  |  |  | 2018-03-28 | 2013-08-27 | 2016-05-24 | 2016-05-24 |  | SC65E – IEC 61987 | C00004 |  | 0112/2///61987#ABA001 | https://cdd.iec.ch/CDD/IEC61987/iec61987.nsf/Classes/0112-2---61987%23ABA643
0112/2///61987#ABC314 | 001 | 02 | 0112/2///61987#ABC314#001 | Limiting conditions for differential pressure measurement |  |  |  | properties characterizing the extreme range of process conditions that a differential pressure measuring device must be designed to withstand without permanent damage to its measuring characteristics |  |  |  |  | ITEM_CLASS | [5 empty] | 0112/2///61987#ABC320 - Limiting process conditions [3] |  |  |  | Standard |  |  |  | 2018-03-28 | 2013-09-27 | 2013-09-27 | 2014-06-18 |  | SC65E – IEC 61987 | C00004 |  | 0112/2///61987#ABV501 | https://cdd.iec.ch/CDD/IEC61987/iec61987.nsf/Classes/0112-2---61987%23ABC314 | https://cdd.iec.ch/cdd/iec61987/iec61987.nsf/PropertiesAllVersions/0112-2---61987%23ABB194,https://cdd.iec.ch/cdd/iec61987/iec61987.nsf/PropertiesAllVersions/0112-2---61987%23ABB281 | 0112-2---61987#ABB194,0112-2---61987#ABB281
0112/2///61987#ABP038 | 001 | 01 | 0112/2///61987#ABP038#001 | Influence of external quantities expressed for other variable [I/O module] |  |  |  | properties characterizing the influence of external quantities for other variable measurement of an I/O module that are not the subject of the measurement but whose change affects the relationship between the indication and the result of the measurement |  |  |  |  | ITEM_CLASS | [5 empty] | 0112/2///61987#ABP007 - Absolute performance for other variable [I/O module] |  |  | false | Standard |  | IEC 61987 | IEC | 2023-01-23 | 2023-01-23 | 2023-01-23 | 2023-01-23 |  | IEC/SC 65E | C00128 | 001-01 (2023-01-23 14:53:33 by BATCH 00000807) standard | 0112/2///61987#ABV501 | https://cdd.iec.ch/CDD/IEC61987/iec61987.nsf/Classes/0112-2---61987%23ABP038 | https://cdd.iec.ch/cdd/iec61987/iec61987.nsf/PropertiesAllVersions/0112-2---61987%23ABB837,https://cdd.iec.ch/cdd/iec61987/iec61987.nsf/PropertiesAllVersions/0112-2---61987%23ABB854,https://cdd.iec.ch/cdd/iec61987/iec61987.nsf/PropertiesAllVersions/0112-2---61987%23ABB838,https://cdd.iec.ch/cdd/iec61987/iec61987.nsf/PropertiesAllVersions/0112-2---61987%23ABB855 | 0112-2---61987#ABB837,0112-2---61987#ABB854,0112-2---61987#ABB838,0112-2---61987#ABB855
0112/2///61987#ABA669 | 003 | 01 | 0112/2///61987#ABA669#003 | Inclined tube manometer |  |  |  | manometer with one leg inclined from the vertical to extend the scale for more minute readings |  |  |  |  | ITEM_CLASS |  |  |  |  | 0112/2///61987#ABU134 - reference to Operating LOP for pressure measuring equipment |  |  |  |  | Standard |  |  |  | 2018-03-28 | 2013-08-27 | 2016-05-24 | 2016-05-24 |  | SC65E – IEC 61987 | C00004 |  | 0112/2///61987#ABA668 | https://cdd.iec.ch/CDD/IEC61987/iec61987.nsf/Classes/0112-2---61987%23ABA669
0112/2///61987#ABC280 | 001 | 02 | 0112/2///61987#ABC280#001 | Influence of external quantities expressed for flow velocity |  |  |  | properties characterizing the influence of external quantities for velocity measurement devices that are not the subject of the measurement but whose change affects the relationship between the indication and the result of the measurement |  |  |  |  | ITEM_CLASS | [5 empty] | 0112/2///61987#ABC060 - Absolute performance for flow velocity |  |  |  | Standard |  |  |  | 2018-03-28 | 2013-09-27 | 2013-09-27 | 2014-06-18 |  | SC65E – IEC 61987 | C00004 |  | 0112/2///61987#ABV501 | https://cdd.iec.ch/CDD/IEC61987/iec61987.nsf/Classes/0112-2---61987%23ABC280 | https://cdd.iec.ch/cdd/iec61987/iec61987.nsf/PropertiesAllVersions/0112-2---61987%23ABB825,https://cdd.iec.ch/cdd/iec61987/iec61987.nsf/PropertiesAllVersions/0112-2---61987%23ABB826,https://cdd.iec.ch/cdd/iec61987/iec61987.nsf/PropertiesAllVersions/0112-2---61987%23ABB827,https://cdd.iec.ch/cdd/iec61987/iec61987.nsf/PropertiesAllVersions/0112-2---61987%23ABB828,https://cdd.iec.ch/cdd/iec61987/iec61987.nsf/PropertiesAllVersions/0112-2---61987%23ABB829,https://cdd.iec.ch/cdd/iec61987/iec61987.nsf/PropertiesAllVersions/0112-2---61987%23ABB830 | 0112-2---61987#ABB830,0112-2---61987#ABB825,0112-2---61987#ABB826,0112-2---61987#ABB827,0112-2---61987#ABB828,0112-2---61987#ABB829
0112/2///61987#ABG279 | 001 | 01 | 0112/2///61987#ABG279#001 | Type of performance variable [13] |  |  |  | administration block for polymorphism acting as proxy for the selected performance type |  | Polymorphic element: ABG279, Id: 5 |  |  | ITEM_CLASS | [5 empty] | 0112/2///61987#ABG253 - Performance variable [13] |  |  |  | Standard |  | IEC 61987 | IEC | 2018-03-28 | 2014-12-17 | 2018-03-20 | 2018-03-20 |  | SC65E – IEC 61987 | C00018 | 001-01 (2018-03-28 07:26:08 by BATCH 00000762) standard | 0112/2///61987#ABV501 | https://cdd.iec.ch/CDD/IEC61987/iec61987.nsf/Classes/0112-2---61987%23ABG279 | https://cdd.iec.ch/cdd/iec61987/iec61987.nsf/PropertiesAllVersions/0112-2---61987%23ABU890,https://cdd.iec.ch/cdd/iec61987/iec61987.nsf/PropertiesAllVersions/0112-2---61987%23ABV024,https://cdd.iec.ch/cdd/iec61987/iec61987.nsf/PropertiesAllVersions/0112-2---61987%23ABU933,https://cdd.iec.ch/cdd/iec61987/iec61987.nsf/PropertiesAllVersions/0112-2---61987%23ABU934,https://cdd.iec.ch/cdd/iec61987/iec61987.nsf/PropertiesAllVersions/0112-2---61987%23ABU935,https://cdd.iec.ch/cdd/iec61987/iec61987.nsf/PropertiesAllVersions/0112-2---61987%23ABU936,https://cdd.iec.ch/cdd/iec61987/iec61987.nsf/PropertiesAllVersions/0112-2---61987%23ABU937,https://cdd.iec.ch/cdd/iec61987/iec61987.nsf/PropertiesAllVersions/0112-2---61987%23ABV026,https://cdd.iec.ch/cdd/iec61987/iec61987.nsf/PropertiesAllVersions/0112-2---61987%23ABV028 | 0112-2---61987#ABU890,0112-2---61987#ABU933,0112-2---61987#ABU934,0112-2---61987#ABU937,0112-2---61987#ABV024,0112-2---61987#ABU935,0112-2---61987#ABU936,0112-2---61987#ABV026,0112-2---61987#ABV028
0112/2///61987#ABG334 | 002 | 01 | 0112/2///61987#ABG334#002 | Deployment conditions [9] |  |  |  | properties characterizing the deployment of the device in the pipe or vessel in order to obtain the specified performance |  |  |  |  | ITEM_CLASS | [5 empty] | 0112/2///61987#ABG332 - Installation conditions [13] |  |  | false | Standard |  | IEC 61987 | IEC | 2022-12-09 | 2017-12-07 | 2022-12-09 | 2022-12-09 |  | IEC/SC 65E | C00112 |  | 0112/2///61987#ABV501 | https://cdd.iec.ch/CDD/IEC61987/iec61987.nsf/Classes/0112-2---61987%23ABG334 | https://cdd.iec.ch/cdd/iec61987/iec61987.nsf/PropertiesAllVersions/0112-2---61987%23ABA590,https://cdd.iec.ch/cdd/iec61987/iec61987.nsf/PropertiesAllVersions/0112-2---61987%23ABF586,https://cdd.iec.ch/cdd/iec61987/iec61987.nsf/PropertiesAllVersions/0112-2---61987%23ABF587,https://cdd.iec.ch/cdd/iec61987/iec61987.nsf/PropertiesAllVersions/0112-2---61987%23ABB096,https://cdd.iec.ch/cdd/iec61987/iec61987.nsf/PropertiesAllVersions/0112-2---61987%23ABB190,https://cdd.iec.ch/cdd/iec61987/iec61987.nsf/PropertiesAllVersions/0112-2---61987%23ABA088,https://cdd.iec.ch/cdd/iec61987/iec61987.nsf/PropertiesAllVersions/0112-2---61987%23ABB024 | 0112-2---61987#ABB190,0112-2---61987#ABA088,0112-2---61987#ABB024,0112-2---61987#ABA590,0112-2---61987#ABF586,0112-2---61987#ABF587,0112-2---61987#ABB096
0112/2///61987#ABG423 | 001 | 01 | 0112/2///61987#ABG423#001 | Structural design [vibrating level switch] |  |  |  | properties characterizing the constructional details of a device |  |  |  |  | ITEM_CLASS | [5 empty] | 0112/2///61987#ABG378 - Mechanical and electrical construction [vibrating level switch] |  |  |  | Standard |  | IEC 61987 | IEC | 2018-03-28 | 2014-12-17 | 2018-03-20 | 2018-03-20 |  | SC65E – IEC 61987 | C00018 | 001-01 (2018-03-28 07:26:11 by BATCH 00000762) standard | 0112/2///61987#ABV501 | https://cdd.iec.ch/CDD/IEC61987/iec61987.nsf/Classes/0112-2---61987%23ABG423 | https://cdd.iec.ch/cdd/iec61987/iec61987.nsf/PropertiesAllVersions/0112-2---61987%23ABF743,https://cdd.iec.ch/cdd/iec61987/iec61987.nsf/PropertiesAllVersions/0112-2---61987%23ABF374,https://cdd.iec.ch/cdd/iec61987/iec61987.nsf/PropertiesAllVersions/0112-2---61987%23ABF796,https://cdd.iec.ch/cdd/iec61987/iec61987.nsf/PropertiesAllVersions/0112-2---61987%23ABD284 | 0112-2---61987#ABF743,0112-2---61987#ABF374,0112-2---61987#ABF796,0112-2---61987#ABD284
0112/2///61987#ABH901 | 001 | 01 | 0112/2///61987#ABH901#001 | Pulse input function block |  |  |  | properties characterizing a Pulse input function block |  |  |  |  | ITEM_CLASS | [5 empty] | 0112/2///61987#ABH840 - User application parameters |  |  |  | Standard |  |  |  | 2019-03-08 | 2017-12-07 | 2019-03-08 | 2019-03-08 |  | SC65E – IEC 61987 | C00018 | 001-01 (2019-03-08 15:35:13 by BATCH 00000766) standard | 0112/2///61987#ABV501 | https://cdd.iec.ch/CDD/IEC61987/iec61987.nsf/Classes/0112-2---61987%23ABH901 | https://cdd.iec.ch/cdd/iec61987/iec61987.nsf/PropertiesAllVersions/0112-2---61987%23ABJ349,https://cdd.iec.ch/cdd/iec61987/iec61987.nsf/PropertiesAllVersions/0112-2---61987%23ABJ007,https://cdd.iec.ch/cdd/iec61987/iec61987.nsf/PropertiesAllVersions/0112-2---61987%23ABJ676,https://cdd.iec.ch/cdd/iec61987/iec61987.nsf/PropertiesAllVersions/0112-2---61987%23ABJ716,https://cdd.iec.ch/cdd/iec61987/iec61987.nsf/PropertiesAllVersions/0112-2---61987%23ABJ677,https://cdd.iec.ch/cdd/iec61987/iec61987.nsf/PropertiesAllVersions/0112-2---61987%23ABJ717,https://cdd.iec.ch/cdd/iec61987/iec61987.nsf/PropertiesAllVersions/0112-2---61987%23ABI037,https://cdd.iec.ch/cdd/iec61987/iec61987.nsf/PropertiesAllVersions/0112-2---61987%23ABI392 | 0112-2---61987#ABI392,0112-2---61987#ABJ349,0112-2---61987#ABJ007,0112-2---61987#ABJ676,0112-2---61987#ABJ716,0112-2---61987#ABJ677,0112-2---61987#ABJ717,0112-2---61987#ABI037
0112/2///61987#ABD390 | 001 | 01 | 0112/2///61987#ABD390#001 | Gravimetric level transmitter |  |  |  | level transmitter that uses the weight of the material in a vessel to measure level |  |  |  |  | ITEM_CLASS |  |  |  |  | 0112/2///61987#ABF910 - reference to Operating LOP for level measuring equipment |  |  |  |  | Standard |  |  |  | 2018-03-28 | 2013-08-27 | 2016-05-24 | 2016-05-24 |  | SC65E – IEC 61987 | C00004 | 001-01 (2018-03-28 07:25:59 by BATCH 00000762) standard | 0112/2///61987#ABA803 | https://cdd.iec.ch/CDD/IEC61987/iec61987.nsf/Classes/0112-2---61987%23ABD390 |  | 0112-2---61987#ABF910
0112/2///61987#ABA037 | 003 | 01 | 0112/2///61987#ABA037#003 | Device LOP for pressure measurement manifold |  |  |  | list of properties characterizing a manifold for pressure measurement |  |  |  |  | ITEM_CLASS | [5 empty] | 0112/2///61987#ABD337 - Manifold0112/2///61987#ABD337 - Manifold for pressure measurement |  |  | false | Standard |  | IEC 61987 | IEC | 2022-12-09 | 2017-12-07 | 2022-12-09 | 2022-12-09 |  | IEC/SC 65E | C00112 |  | 0112/2///61987#ABV504 | https://cdd.iec.ch/CDD/IEC61987/iec61987.nsf/Classes/0112-2---61987%23ABA037 | https://cdd.iec.ch/cdd/iec61987/iec61987.nsf/PropertiesAllVersions/0112-2---61987%23ABC899,https://cdd.iec.ch/cdd/iec61987/iec61987.nsf/PropertiesAllVersions/0112-2---61987%23ABC730,https://cdd.iec.ch/cdd/iec61987/iec61987.nsf/PropertiesAllVersions/0112-2---61987%23ABD192,https://cdd.iec.ch/cdd/iec61987/iec61987.nsf/PropertiesAllVersions/0112-2---61987%23ABD073,https://cdd.iec.ch/cdd/iec61987/iec61987.nsf/PropertiesAllVersions/0112-2---61987%23ABC786,https://cdd.iec.ch/cdd/iec61987/iec61987.nsf/PropertiesAllVersions/0112-2---61987%23ABC795,https://cdd.iec.ch/cdd/iec61987/iec61987.nsf/PropertiesAllVersions/0112-2---61987%23ABA293,https://cdd.iec.ch/cdd/iec61987/iec61987.nsf/PropertiesAllVersions/0112-2---61987%23ABC710 | 0112-2---61987#ABC730,0112-2---61987#ABD192,0112-2---61987#ABD073,0112-2---61987#ABC786,0112-2---61987#ABC795,0112-2---61987#ABA293,0112-2---61987#ABC710,0112-2---61987#ABC899
0112/2///61987#ABE630 | 001 | 01 | 0112/2///61987#ABE630#001 | Device LOP for limit switch |  |  |  | list of properties characterizing a limit switch |  |  |  |  | ITEM_CLASS | [5 empty] | 0112/2///61987#ABD368 - Limit switch |  |  |  | Standard |  | IEC 61987 | IEC | 2018-03-28 | 2014-07-25 | 2018-03-20 | 2018-03-20 |  | SC65E – IEC 61987 | C00016 | 001-01 (2018-03-28 07:26:03 by BATCH 00000762) standard | 0112/2///61987#ABV504 | https://cdd.iec.ch/CDD/IEC61987/iec61987.nsf/Classes/0112-2---61987%23ABE630 | https://cdd.iec.ch/cdd/iec61987/iec61987.nsf/PropertiesAllVersions/0112-2---61987%23ABC899,https://cdd.iec.ch/cdd/iec61987/iec61987.nsf/PropertiesAllVersions/0112-2---61987%23ABC730,https://cdd.iec.ch/cdd/iec61987/iec61987.nsf/PropertiesAllVersions/0112-2---61987%23ABU575,https://cdd.iec.ch/cdd/iec61987/iec61987.nsf/PropertiesAllVersions/0112-2---61987%23ABE477,https://cdd.iec.ch/cdd/iec61987/iec61987.nsf/PropertiesAllVersions/0112-2---61987%23ABB206,https://cdd.iec.ch/cdd/iec61987/iec61987.nsf/PropertiesAllVersions/0112-2---61987%23ABE487,https://cdd.iec.ch/cdd/iec61987/iec61987.nsf/PropertiesAllVersions/0112-2---61987%23ABC830,https://cdd.iec.ch/cdd/iec61987/iec61987.nsf/PropertiesAllVersions/0112-2---61987%23ABE705,https://cdd.iec.ch/cdd/iec61987/iec61987.nsf/PropertiesAllVersions/0112-2---61987%23ABE255,https://cdd.iec.ch/cdd/iec61987/iec61987.nsf/PropertiesAllVersions/0112-2---61987%23ABE518,https://cdd.iec.ch/cdd/iec61987/iec61987.nsf/PropertiesAllVersions/0112-2---61987%23ABE713,https://cdd.iec.ch/cdd/iec61987/iec61987.nsf/PropertiesAllVersions/0112-2---61987%23ABD523,https://cdd.iec.ch/cdd/iec61987/iec61987.nsf/PropertiesAllVersions/0112-2---61987%23ABE719,https://cdd.iec.ch/cdd/iec61987/iec61987.nsf/PropertiesAllVersions/0112-2---61987%23ABC795,https://cdd.iec.ch/cdd/iec61987/iec61987.nsf/PropertiesAllVersions/0112-2---61987%23ABA293,https://cdd.iec.ch/cdd/iec61987/iec61987.nsf/PropertiesAllVersions/0112-2---61987%23ABC710 | 0112-2---61987#ABU575,0112-2---61987#ABE487,0112-2---61987#ABC730,0112-2---61987#ABC830,0112-2---61987#ABD523,0112-2---61987#ABC795,0112-2---61987#ABA293,0112-2---61987#ABE477,0112-2---61987#ABB206,0112-2---61987#ABE705,0112-2---61987#ABE255,0112-2---61987#ABE713,0112-2---61987#ABC899,0112-2---61987#ABE518,0112-2---61987#ABE719,0112-2---61987#ABC710
0112/2///61987#ABG374 | 001 | 01 | 0112/2///61987#ABG374#001 | Mechanical and electrical construction [servo level transmitter ] |  |  |  | properties characterizing the constructional details of the device and its parts |  |  | IEC 61987-1, 5.8 |  | ITEM_CLASS | [5 empty] | 0112/2///61987#ABE748 - Device LOP for servo level transmitter |  |  |  | Standard |  | IEC 61987 | IEC | 2018-03-28 | 2014-12-17 | 2018-03-20 | 2018-03-20 |  | SC65E – IEC 61987 | C00018 | 001-01 (2018-03-28 07:26:09 by BATCH 00000762) standard | 0112/2///61987#ABV501 | https://cdd.iec.ch/CDD/IEC61987/iec61987.nsf/Classes/0112-2---61987%23ABG374 | https://cdd.iec.ch/cdd/iec61987/iec61987.nsf/PropertiesAllVersions/0112-2---61987%23ABD534,https://cdd.iec.ch/cdd/iec61987/iec61987.nsf/PropertiesAllVersions/0112-2---61987%23ABG979,https://cdd.iec.ch/cdd/iec61987/iec61987.nsf/PropertiesAllVersions/0112-2---61987%23ABB139,https://cdd.iec.ch/cdd/iec61987/iec61987.nsf/PropertiesAllVersions/0112-2---61987%23ABC862,https://cdd.iec.ch/cdd/iec61987/iec61987.nsf/PropertiesAllVersions/0112-2---61987%23ABC789 | 0112-2---61987#ABD534,0112-2---61987#ABG979,0112-2---61987#ABB139,0112-2---61987#ABC862,0112-2---61987#ABC789
0112/2///61987#ABE731 | 002 | 01 | 0112/2///61987#ABE731#002 | Device LOP for thermal level switch |  |  |  | list of properties characterizing a thermal level switch |  |  |  |  | ITEM_CLASS | [5 empty] | 0112/2///61987#ABA716 - Thermal level switch |  |  |  | Standard |  | IEC 61987 | IEC | 2020-02-28 | 2017-12-07 | 2020-02-28 | 2020-02-28 |  | SC65E – IEC 61987 | C00018 |  | 0112/2///61987#ABV504 | https://cdd.iec.ch/CDD/IEC61987/iec61987.nsf/Classes/0112-2---61987%23ABE731 | https://cdd.iec.ch/cdd/iec61987/iec61987.nsf/PropertiesAllVersions/0112-2---61987%23ABC899,https://cdd.iec.ch/cdd/iec61987/iec61987.nsf/PropertiesAllVersions/0112-2---61987%23ABC730,https://cdd.iec.ch/cdd/iec61987/iec61987.nsf/PropertiesAllVersions/0112-2---61987%23ABU857,https://cdd.iec.ch/cdd/iec61987/iec61987.nsf/PropertiesAllVersions/0112-2---61987%23ABG488,https://cdd.iec.ch/cdd/iec61987/iec61987.nsf/PropertiesAllVersions/0112-2---61987%23ABB206,https://cdd.iec.ch/cdd/iec61987/iec61987.nsf/PropertiesAllVersions/0112-2---61987%23ABG689,https://cdd.iec.ch/cdd/iec61987/iec61987.nsf/PropertiesAllVersions/0112-2---61987%23ABC830,https://cdd.iec.ch/cdd/iec61987/iec61987.nsf/PropertiesAllVersions/0112-2---61987%23ABN984,https://cdd.iec.ch/cdd/iec61987/iec61987.nsf/PropertiesAllVersions/0112-2---61987%23ABG886,https://cdd.iec.ch/cdd/iec61987/iec61987.nsf/PropertiesAllVersions/0112-2---61987%23ABG941,https://cdd.iec.ch/cdd/iec61987/iec61987.nsf/PropertiesAllVersions/0112-2---61987%23ABD088,https://cdd.iec.ch/cdd/iec61987/iec61987.nsf/PropertiesAllVersions/0112-2---61987%23ABD153,https://cdd.iec.ch/cdd/iec61987/iec61987.nsf/PropertiesAllVersions/0112-2---61987%23ABC786,https://cdd.iec.ch/cdd/iec61987/iec61987.nsf/PropertiesAllVersions/0112-2---61987%23ABC795,https://cdd.iec.ch/cdd/iec61987/iec61987.nsf/PropertiesAllVersions/0112-2---61987%23ABA293,https://cdd.iec.ch/cdd/iec61987/iec61987.nsf/PropertiesAllVersions/0112-2---61987%23ABC710 | 0112-2---61987#ABG488,0112-2---61987#ABC786,0112-2---61987#ABA293,0112-2---61987#ABC710,0112-2---61987#ABC730,0112-2---61987#ABC830,0112-2---61987#ABC795,0112-2---61987#ABU857,0112-2---61987#ABG886,0112-2---61987#ABG941,0112-2---61987#ABC899,0112-2---61987#ABG689,0112-2---61987#ABN984,0112-2---61987#ABD088,0112-2---61987#ABD153,0112-2---61987#ABB206
0112/2///61987#ABC490 | 001 | 02 | 0112/2///61987#ABC490#001 | Percentage performance for pressure |  |  |  | properties characterizing the performance characteristics of an output of an pressure measuring device expressed as a percentage of range or span |  | 15 ABC490.15 |  |  | ITEM_CLASS | [5 empty] | 0112/2///61987#ABC672 - Type of performance variable [2]0112/2///61987#ABC673 - Type of performance variable [3]0112/2///61987#ABC674 - Type of performance variable [4]0112/2///61987#ABC675 - Type of performance variable [5]0112/2///61987#ABC676 - Type of performance variable [6]0112/2///61987#ABG275 - Type of performance variable [9]0112/2///61987#ABG276 - Type of performance variable [10]0112/2///61987#ABG277 - Type of performance variable [11]0112/2///61987#ABG278 - Type of performance variable [12]0112/2///61987#ABG280 - Type of performance variable [14] |  |  |  | Standard |  |  |  | 2018-03-28 | 2013-08-27 | 2013-08-27 | 2014-06-18 |  | SC65E – IEC 61987 | C00004 |  | 0112/2///61987#ABV501 | https://cdd.iec.ch/CDD/IEC61987/iec61987.nsf/Classes/0112-2---61987%23ABC490 | https://cdd.iec.ch/cdd/iec61987/iec61987.nsf/PropertiesAllVersions/0112-2---61987%23ABB087,https://cdd.iec.ch/cdd/iec61987/iec61987.nsf/PropertiesAllVersions/0112-2---61987%23ABC697,https://cdd.iec.ch/cdd/iec61987/iec61987.nsf/PropertiesAllVersions/0112-2---61987%23ABC840,https://cdd.iec.ch/cdd/iec61987/iec61987.nsf/PropertiesAllVersions/0112-2---61987%23ABC954 | 0112-2---61987#ABC840,0112-2---61987#ABC954,0112-2---61987#ABB087,0112-2---61987#ABC697
0112/2///61987#ABD914 | 001 | 02 | 0112/2///61987#ABD914#001 | Material of sealing strip |  |  |  | properties characterizing the material of which a sealing strip is made |  |  |  |  | ITEM_CLASS | [5 empty] | 0112/2///61987#ABE029 - Structural design of a gate valve |  |  |  | Standard |  |  |  | 2018-03-28 | 2013-09-02 | 2013-09-02 | 2014-06-18 |  | SC65E – IEC 61987 | C00009 |  | 0112/2///61987#ABV501 | https://cdd.iec.ch/CDD/IEC61987/iec61987.nsf/Classes/0112-2---61987%23ABD914 | https://cdd.iec.ch/cdd/iec61987/iec61987.nsf/PropertiesAllVersions/0112-2---61987%23ABB455,https://cdd.iec.ch/cdd/iec61987/iec61987.nsf/PropertiesAllVersions/0112-2---61987%23ABI460,https://cdd.iec.ch/cdd/iec61987/iec61987.nsf/PropertiesAllVersions/0112-2---61987%23ABA908,https://cdd.iec.ch/cdd/iec61987/iec61987.nsf/PropertiesAllVersions/0112-2---61987%23ABA907 | 0112-2---61987#ABA908,0112-2---61987#ABA907,0112-2---61987#ABB455,0112-2---61987#ABI460
0112/2///61987#ABC632 | 002 | 01 | 0112/2///61987#ABC632#002 | Structural design of a piston flow transmitter or gauge |  |  |  | properties characterizing the constructional details of a positive displacement flow transmitter or gauge that uses one or more pistons to divide and meter the flow |  |  |  |  | ITEM_CLASS | [5 empty] | 0112/2///61987#ABC610 - Structural design [piston flow transmitter/gauge] |  |  |  | Standard |  |  |  | 2018-03-28 | 2013-08-27 | 2016-05-24 | 2016-05-24 |  | SC65E – IEC 61987 | C00004 |  | 0112/2///61987#ABV501 | https://cdd.iec.ch/CDD/IEC61987/iec61987.nsf/Classes/0112-2---61987%23ABC632 | https://cdd.iec.ch/cdd/iec61987/iec61987.nsf/PropertiesAllVersions/0112-2---61987%23ABB401,https://cdd.iec.ch/cdd/iec61987/iec61987.nsf/PropertiesAllVersions/0112-2---61987%23ABB405,https://cdd.iec.ch/cdd/iec61987/iec61987.nsf/PropertiesAllVersions/0112-2---61987%23ABB061,https://cdd.iec.ch/cdd/iec61987/iec61987.nsf/PropertiesAllVersions/0112-2---61987%23ABB406,https://cdd.iec.ch/cdd/iec61987/iec61987.nsf/PropertiesAllVersions/0112-2---61987%23ABB135,https://cdd.iec.ch/cdd/iec61987/iec61987.nsf/PropertiesAllVersions/0112-2---61987%23ABD180,https://cdd.iec.ch/cdd/iec61987/iec61987.nsf/PropertiesAllVersions/0112-2---61987%23ABB404,https://cdd.iec.ch/cdd/iec61987/iec61987.nsf/PropertiesAllVersions/0112-2---61987%23ABB400,https://cdd.iec.ch/cdd/iec61987/iec61987.nsf/PropertiesAllVersions/0112-2---61987%23ABB126,https://cdd.iec.ch/cdd/iec61987/iec61987.nsf/PropertiesAllVersions/0112-2---61987%23ABB127,https://cdd.iec.ch/cdd/iec61987/iec61987.nsf/PropertiesAllVersions/0112-2---61987%23ABA642,https://cdd.iec.ch/cdd/iec61987/iec61987.nsf/PropertiesAllVersions/0112-2---61987%23ABC985,https://cdd.iec.ch/cdd/iec61987/iec61987.nsf/PropertiesAllVersions/0112-2---61987%23ABC972,https://cdd.iec.ch/cdd/iec61987/iec61987.nsf/PropertiesAllVersions/0112-2---61987%23ABC974,https://cdd.iec.ch/cdd/iec61987/iec61987.nsf/PropertiesAllVersions/0112-2---61987%23ABD024,https://cdd.iec.ch/cdd/iec61987/iec61987.nsf/PropertiesAllVersions/0112-2---61987%23ABA936,https://cdd.iec.ch/cdd/iec61987/iec61987.nsf/PropertiesAllVersions/0112-2---61987%23ABB407,https://cdd.iec.ch/cdd/iec61987/iec61987.nsf/PropertiesAllVersions/0112-2---61987%23ABB403,https://cdd.iec.ch/cdd/iec61987/iec61987.nsf/PropertiesAllVersions/0112-2---61987%23ABB402 | 0112-2---61987#ABB405,0112-2---61987#ABB406,0112-2---61987#ABB404,0112-2---61987#ABB400,0112-2---61987#ABB127,0112-2---61987#ABB135,0112-2---61987#ABD180,0112-2---61987#ABC985,0112-2---61987#ABD024,0112-2---61987#ABB407,0112-2---61987#ABB401,0112-2---61987#ABB061,0112-2---61987#ABB126,0112-2---61987#ABA642,0112-2---61987#ABC972,0112-2---61987#ABA936,0112-2---61987#ABB402,0112-2---61987#ABC974,0112-2---61987#ABB403
0112/2///61987#ABC668 | 002 | 01 | 0112/2///61987#ABC668#002 | Type of output [5] |  |  |  | administration block for polymorphism acting as proxy for the selected output type |  | 8 ABC668.8 |  |  | ITEM_CLASS | [5 empty] | 0112/2///61987#ABC480 - Output [5] |  |  |  | Standard |  |  |  | 2018-03-28 | 2013-08-27 | 2016-05-24 | 2016-05-24 |  | SC65E – IEC 61987 | C00004 |  | 0112/2///61987#ABV501 | https://cdd.iec.ch/CDD/IEC61987/iec61987.nsf/Classes/0112-2---61987%23ABC668 | https://cdd.iec.ch/cdd/iec61987/iec61987.nsf/PropertiesAllVersions/0112-2---61987%23ABU346,https://cdd.iec.ch/cdd/iec61987/iec61987.nsf/PropertiesAllVersions/0112-2---61987%23ABU352,https://cdd.iec.ch/cdd/iec61987/iec61987.nsf/PropertiesAllVersions/0112-2---61987%23ABU353,https://cdd.iec.ch/cdd/iec61987/iec61987.nsf/PropertiesAllVersions/0112-2---61987%23ABU354,https://cdd.iec.ch/cdd/iec61987/iec61987.nsf/PropertiesAllVersions/0112-2---61987%23ABU355,https://cdd.iec.ch/cdd/iec61987/iec61987.nsf/PropertiesAllVersions/0112-2---61987%23ABU356,https://cdd.iec.ch/cdd/iec61987/iec61987.nsf/PropertiesAllVersions/0112-2---61987%23ABU357,https://cdd.iec.ch/cdd/iec61987/iec61987.nsf/PropertiesAllVersions/0112-2---61987%23ABU358,https://cdd.iec.ch/cdd/iec61987/iec61987.nsf/PropertiesAllVersions/0112-2---61987%23ABU359,https://cdd.iec.ch/cdd/iec61987/iec61987.nsf/PropertiesAllVersions/0112-2---61987%23ABU360,https://cdd.iec.ch/cdd/iec61987/iec61987.nsf/PropertiesAllVersions/0112-2---61987%23ABU361,https://cdd.iec.ch/cdd/iec61987/iec61987.nsf/PropertiesAllVersions/0112-2---61987%23ABU362 | 0112-2---61987#ABU360,0112-2---61987#ABU361,0112-2---61987#ABU353,0112-2---61987#ABU354,0112-2---61987#ABU355,0112-2---61987#ABU356,0112-2---61987#ABU357,0112-2---61987#ABU358,0112-2---61987#ABU362,0112-2---61987#ABU346,0112-2---61987#ABU352,0112-2---61987#ABU359
0112/2///61987#ABE995 | 001 | 01 | 0112/2///61987#ABE995#001 | Dynamic behaviour of point level |  |  |  | properties characterizing the dynamic response of a point level devices |  |  |  |  | ITEM_CLASS | [5 empty] | 0112/2///61987#ABE866 - Absolute performance for point level |  |  |  | Standard |  | IEC 61987 | IEC | 2018-03-28 | 2018-03-28 | 2018-03-28 | 2018-03-28 |  | SC65E – IEC 61987 | C00018 | 001-01 (2018-03-28 07:26:05 by BATCH 00000762) standard | 0112/2///61987#ABV501 | https://cdd.iec.ch/CDD/IEC61987/iec61987.nsf/Classes/0112-2---61987%23ABE995 | https://cdd.iec.ch/cdd/iec61987/iec61987.nsf/PropertiesAllVersions/0112-2---61987%23ABE996,https://cdd.iec.ch/cdd/iec61987/iec61987.nsf/PropertiesAllVersions/0112-2---61987%23ABH420,https://cdd.iec.ch/cdd/iec61987/iec61987.nsf/PropertiesAllVersions/0112-2---61987%23ABE997,https://cdd.iec.ch/cdd/iec61987/iec61987.nsf/PropertiesAllVersions/0112-2---61987%23ABF271,https://cdd.iec.ch/cdd/iec61987/iec61987.nsf/PropertiesAllVersions/0112-2---61987%23ABF272,https://cdd.iec.ch/cdd/iec61987/iec61987.nsf/PropertiesAllVersions/0112-2---61987%23ABA457,https://cdd.iec.ch/cdd/iec61987/iec61987.nsf/PropertiesAllVersions/0112-2---61987%23ABE998,https://cdd.iec.ch/cdd/iec61987/iec61987.nsf/PropertiesAllVersions/0112-2---61987%23ABE999,https://cdd.iec.ch/cdd/iec61987/iec61987.nsf/PropertiesAllVersions/0112-2---61987%23ABB718 | 0112-2---61987#ABH420,0112-2---61987#ABE999,0112-2---61987#ABB718,0112-2---61987#ABE996,0112-2---61987#ABE997,0112-2---61987#ABF271,0112-2---61987#ABF272,0112-2---61987#ABA457,0112-2---61987#ABE998
0112/2///61987#ABF315 | 001 | 01 | 0112/2///61987#ABF315#001 | Infrared detector |  |  |  | properties characterizing an infrared detector |  |  |  |  | ITEM_CLASS | [5 empty] | 0112/2///61987#ABF226 - Structural design of a radiation thermometer |  |  |  | Standard |  | IEC 61987 | IEC | 2018-03-28 | 2014-12-17 | 2017-09-18 | 2017-09-18 |  | SC65E – IEC 61987 | C00019 | 001-01 (2018-03-28 07:26:05 by BATCH 00000762) standard | 0112/2///61987#ABV501 | https://cdd.iec.ch/CDD/IEC61987/iec61987.nsf/Classes/0112-2---61987%23ABF315 | https://cdd.iec.ch/cdd/iec61987/iec61987.nsf/PropertiesAllVersions/0112-2---61987%23ABF242,https://cdd.iec.ch/cdd/iec61987/iec61987.nsf/PropertiesAllVersions/0112-2---61987%23ABF239,https://cdd.iec.ch/cdd/iec61987/iec61987.nsf/PropertiesAllVersions/0112-2---61987%23ABF240,https://cdd.iec.ch/cdd/iec61987/iec61987.nsf/PropertiesAllVersions/0112-2---61987%23ABF241 | 0112-2---61987#ABF242,0112-2---61987#ABF239,0112-2---61987#ABF240,0112-2---61987#ABF241
0112/2///61987#ABI474 | 001 | 01 | 0112/2///61987#ABI474#001 | Consumable |  |  |  | properties characterizing a consumable |  |  |  |  | ITEM_CLASS | [5 empty] | 0112/2///61987#ABI467 - Accessories and spare parts |  |  |  | Standard |  |  |  | 2019-03-08 | 2017-12-07 | 2019-03-08 | 2019-03-08 |  | SC65E – IEC 61987 | C00018 | 001-01 (2019-03-08 15:35:13 by BATCH 00000766) standard | 0112/2///61987#ABV501 | https://cdd.iec.ch/CDD/IEC61987/iec61987.nsf/Classes/0112-2---61987%23ABI474 | https://cdd.iec.ch/cdd/iec61987/iec61987.nsf/PropertiesAllVersions/0112-2---61987%23ABI519,https://cdd.iec.ch/cdd/iec61987/iec61987.nsf/PropertiesAllVersions/0112-2---61987%23ABI520,https://cdd.iec.ch/cdd/iec61987/iec61987.nsf/PropertiesAllVersions/0112-2---61987%23ABI521,https://cdd.iec.ch/cdd/iec61987/iec61987.nsf/PropertiesAllVersions/0112-2---61987%23ABI514,https://cdd.iec.ch/cdd/iec61987/iec61987.nsf/PropertiesAllVersions/0112-2---61987%23ABA581,https://cdd.iec.ch/cdd/iec61987/iec61987.nsf/PropertiesAllVersions/0112-2---61987%23ABI522 | 0112-2---61987#ABI519,0112-2---61987#ABI520,0112-2---61987#ABI521,0112-2---61987#ABI514,0112-2---61987#ABA581,0112-2---61987#ABI522
0112/2///61987#ABA880 | 002 | 01 | 0112/2///61987#ABA880#002 | Transmitter |  |  |  | instrument component that is accepts a process variable and to converts it according to a definite law into a standardized output signal |  |  |  |  | ITEM_CLASS | [9 empty] | Standard |  |  |  | 2018-03-28 | 2013-08-27 | 2016-05-24 | 2016-05-24 |  | SC65E – IEC 61987 | C00004 |  | 0112/2///61987#ABA845 | https://cdd.iec.ch/CDD/IEC61987/iec61987.nsf/Classes/0112-2---61987%23ABA880
0112/2///61987#ABD994 | 002 | 01 | 0112/2///61987#ABD994#002 | Process equipment [2] |  |  |  | properties characterizing the equipment where a device is deployed | For instance, these properties concern lines or nozzles and their end connections for flow, temperature, or pressure devices and equipment dimensions for level devices. |  |  |  | ITEM_CLASS | [5 empty] | 0112/2///61987#ABE307 - Operating LOP for valve body assembly and process pressure regulator0112/2///61987#ABE656 - Operating LOP for flow modification accessory |  |  |  | Standard |  |  |  | 2018-03-28 | 2013-09-02 | 2018-03-20 | 2018-03-20 |  | SC65E – IEC 61987 | C00004 |  | 0112/2///61987#ABV501 | https://cdd.iec.ch/CDD/IEC61987/iec61987.nsf/Classes/0112-2---61987%23ABD994 | https://cdd.iec.ch/cdd/iec61987/iec61987.nsf/PropertiesAllVersions/0112-2---61987%23ABB335,https://cdd.iec.ch/cdd/iec61987/iec61987.nsf/PropertiesAllVersions/0112-2---61987%23ABE149 | 0112-2---61987#ABB335,0112-2---61987#ABE149
0112/2///61987#ABP074 | 001 | 01 | 0112/2///61987#ABP074#001 | Signal levels |  |  |  | properties characterizing signal levels |  |  |  |  | ITEM_CLASS | [5 empty] | 0112/2///61987#ABC552 - Pulse input/output parameters0112/2///61987#ABP021 - Binary input [I/O module] |  |  | false | Standard |  | IEC 61987 | IEC | 2023-01-23 | 2023-01-23 | 2023-01-23 | 2023-01-23 |  | IEC/SC 65E | C00128 | 001-01 (2023-01-23 14:53:33 by BATCH 00000807) standard | 0112/2///61987#ABV501 | https://cdd.iec.ch/CDD/IEC61987/iec61987.nsf/Classes/0112-2---61987%23ABP074 | https://cdd.iec.ch/cdd/iec61987/iec61987.nsf/PropertiesAllVersions/0112-2---61987%23ABP205,https://cdd.iec.ch/cdd/iec61987/iec61987.nsf/PropertiesAllVersions/0112-2---61987%23ABP165,https://cdd.iec.ch/cdd/iec61987/iec61987.nsf/PropertiesAllVersions/0112-2---61987%23ABA610,https://cdd.iec.ch/cdd/iec61987/iec61987.nsf/PropertiesAllVersions/0112-2---61987%23ABP156,https://cdd.iec.ch/cdd/iec61987/iec61987.nsf/PropertiesAllVersions/0112-2---61987%23ABA943,https://cdd.iec.ch/cdd/iec61987/iec61987.nsf/PropertiesAllVersions/0112-2---61987%23ABA942,https://cdd.iec.ch/cdd/iec61987/iec61987.nsf/PropertiesAllVersions/0112-2---61987%23ABA941,https://cdd.iec.ch/cdd/iec61987/iec61987.nsf/PropertiesAllVersions/0112-2---61987%23ABA940,https://cdd.iec.ch/cdd/iec61987/iec61987.nsf/PropertiesAllVersions/0112-2---61987%23ABP153,https://cdd.iec.ch/cdd/iec61987/iec61987.nsf/PropertiesAllVersions/0112-2---61987%23ABP139,https://cdd.iec.ch/cdd/iec61987/iec61987.nsf/PropertiesAllVersions/0112-2---61987%23ABP154,https://cdd.iec.ch/cdd/iec61987/iec61987.nsf/PropertiesAllVersions/0112-2---61987%23ABP140 | 0112-2---61987#ABA610,0112-2---61987#ABP139,0112-2---61987#ABP205,0112-2---61987#ABP165,0112-2---61987#ABP156,0112-2---61987#ABA943,0112-2---61987#ABA942,0112-2---61987#ABA941,0112-2---61987#ABA940,0112-2---61987#ABP153,0112-2---61987#ABP154,0112-2---61987#ABP140
0112/2///61987#ABG322 | 002 | 01 | 0112/2///61987#ABG322#002 | Rated operating conditions [17] |  |  |  | properties characterizing the conditions that must be fulfilled during operation in order that a device or assembly performs as designed |  |  |  |  | ITEM_CLASS | [5 empty] | 0112/2///61987#ABF858 - Device LOP for buoyancy density transmitter0112/2///61987#ABF859 - Device LOP for refractive index density transmitter0112/2///61987#ABF860 - Device LOP for vibrating tube density transmitter0112/2///61987#ABF861 - Device LOP for radiometric density transmitter0112/2///61987#ABF862 - Device LOP for vibrating fork/rod density transmitter0112/2///61987#ABF863 - Device LOP for ultrasonic density transmitter0112/2///61987#ABF864 - Device LOP for microwave density transmitter0112/2///61987#ABF865 - Device LOP for density transmitter |  |  | false | Standard |  | IEC 61987 | IEC | 2022-12-09 | 2017-12-07 | 2022-12-09 | 2022-12-09 |  | IEC/SC 65E | C00112 |  | 0112/2///61987#ABV501 | https://cdd.iec.ch/CDD/IEC61987/iec61987.nsf/Classes/0112-2---61987%23ABG322 | https://cdd.iec.ch/cdd/iec61987/iec61987.nsf/PropertiesAllVersions/0112-2---61987%23ABG892,https://cdd.iec.ch/cdd/iec61987/iec61987.nsf/PropertiesAllVersions/0112-2---61987%23ABC859,https://cdd.iec.ch/cdd/iec61987/iec61987.nsf/PropertiesAllVersions/0112-2---61987%23ABG899,https://cdd.iec.ch/cdd/iec61987/iec61987.nsf/PropertiesAllVersions/0112-2---61987%23ABD163 | 0112-2---61987#ABG899,0112-2---61987#ABD163,0112-2---61987#ABG892,0112-2---61987#ABC859
0112/2///61987#ABA841 | 002 | 01 | 0112/2///61987#ABA841#002 | Voltage transmitter |  |  |  | transmitter that outputs a signal representative of an electrical potential |  |  |  |  | ITEM_CLASS | [9 empty] | Standard |  |  |  | 2018-03-28 | 2013-08-27 | 2016-05-24 | 2016-05-24 |  | SC65E – IEC 61987 | C00004 |  | 0112/2///61987#ABA751 | https://cdd.iec.ch/CDD/IEC61987/iec61987.nsf/Classes/0112-2---61987%23ABA841
0112/2///61987#ABO002 | 001 | 01 | 0112/2///61987#ABO002#001 | Converter |  |  |  | infrastructure device that converts an input signal into an output signal of a different type or value |  |  |  |  | ITEM_CLASS |  |  |  |  | 0112/2///61987#ABP285 - reference to Operating LOP for infrastructure devices |  |  |  | false | Standard |  | IEC 61987-31 | IEC | 2022-10-26 | 2022-10-26 | 2022-10-26 | 2022-10-26 |  | IEC/SC 65E | C00127 | 001-01 (2022-10-26 07:15:16 by BATCH 00000802) standard | 0112/2///61987#ABN977 | https://cdd.iec.ch/CDD/IEC61987/iec61987.nsf/Classes/0112-2---61987%23ABO002 |  | 0112-2---61987#ABP285
0112/2///61987#ABO060 | 001 | 01 | 0112/2///61987#ABO060#001 | Wireless access point |  |  |  | network component that allows wireless devices to connect to a network and communicate with other devices in a wired or wireless communication network | The wireless access point is often combined with additional functionality. |  |  |  | ITEM_CLASS |  |  |  |  | 0112/2///61987#ABP285 - reference to Operating LOP for infrastructure devices |  |  |  | true | Standard |  | IEC 61987-31 | IEC | 2022-10-26 | 2022-10-26 | 2022-10-26 | 2022-10-26 |  | IEC/SC 65E | C00127 | 001-01 (2022-10-26 07:15:17 by BATCH 00000802) standard | 0112/2///61987#ABO045 | https://cdd.iec.ch/CDD/IEC61987/iec61987.nsf/Classes/0112-2---61987%23ABO060
0112/2///61987#ABA031 | 002 | 01 | 0112/2///61987#ABA031#002 | Device LOP for differential pressure transmitter |  |  |  | list of properties characterizing a differential pressure transmitter |  |  |  |  | ITEM_CLASS | [5 empty] | 0112/2///61987#ABA833 - Differential pressure transmitter |  |  |  | Standard |  |  |  | 2018-03-28 | 2013-09-27 | 2016-05-24 | 2016-05-24 |  | SC65E – IEC 61987 | C00004 |  | 0112/2///61987#ABV504 | https://cdd.iec.ch/CDD/IEC61987/iec61987.nsf/Classes/0112-2---61987%23ABA031 | https://cdd.iec.ch/cdd/iec61987/iec61987.nsf/PropertiesAllVersions/0112-2---61987%23ABC899,https://cdd.iec.ch/cdd/iec61987/iec61987.nsf/PropertiesAllVersions/0112-2---61987%23ABC730,https://cdd.iec.ch/cdd/iec61987/iec61987.nsf/PropertiesAllVersions/0112-2---61987%23ABC885,https://cdd.iec.ch/cdd/iec61987/iec61987.nsf/PropertiesAllVersions/0112-2---61987%23ABC929,https://cdd.iec.ch/cdd/iec61987/iec61987.nsf/PropertiesAllVersions/0112-2---61987%23ABB206,https://cdd.iec.ch/cdd/iec61987/iec61987.nsf/PropertiesAllVersions/0112-2---61987%23ABD111,https://cdd.iec.ch/cdd/iec61987/iec61987.nsf/PropertiesAllVersions/0112-2---61987%23ABC830,https://cdd.iec.ch/cdd/iec61987/iec61987.nsf/PropertiesAllVersions/0112-2---61987%23ABD127,https://cdd.iec.ch/cdd/iec61987/iec61987.nsf/PropertiesAllVersions/0112-2---61987%23ABD190,https://cdd.iec.ch/cdd/iec61987/iec61987.nsf/PropertiesAllVersions/0112-2---61987%23ABD069,https://cdd.iec.ch/cdd/iec61987/iec61987.nsf/PropertiesAllVersions/0112-2---61987%23ABD088,https://cdd.iec.ch/cdd/iec61987/iec61987.nsf/PropertiesAllVersions/0112-2---61987%23ABD154,https://cdd.iec.ch/cdd/iec61987/iec61987.nsf/PropertiesAllVersions/0112-2---61987%23ABC786,https://cdd.iec.ch/cdd/iec61987/iec61987.nsf/PropertiesAllVersions/0112-2---61987%23ABC795,https://cdd.iec.ch/cdd/iec61987/iec61987.nsf/PropertiesAllVersions/0112-2---61987%23ABA293,https://cdd.iec.ch/cdd/iec61987/iec61987.nsf/PropertiesAllVersions/0112-2---61987%23ABC710 | 0112-2---61987#ABC929,0112-2---61987#ABC830,0112-2---61987#ABC786,0112-2---61987#ABC710,0112-2---61987#ABD154,0112-2---61987#ABC885,0112-2---61987#ABD111,0112-2---61987#ABD190,0112-2---61987#ABD088,0112-2---61987#ABC730,0112-2---61987#ABD069,0112-2---61987#ABA293,0112-2---61987#ABC899,0112-2---61987#ABB206,0112-2---61987#ABD127,0112-2---61987#ABC795
0112/2///61987#ABC345 | 001 | 02 | 0112/2///61987#ABC345#001 | Material of bluff body |  |  |  | properties characterizing the material of which a bluff body is made |  | PROLIST-Id: PROLIST-AAB000-002 |  |  | ITEM_CLASS | [5 empty] | 0112/2///61987#ABC639 - Structural design of a vortex flow transmitter |  |  |  | Standard |  |  |  | 2018-03-28 | 2013-08-27 | 2013-08-27 | 2014-06-18 |  | SC65E – IEC 61987 | C00019 |  | 0112/2///61987#ABV501 | https://cdd.iec.ch/CDD/IEC61987/iec61987.nsf/Classes/0112-2---61987%23ABC345 | https://cdd.iec.ch/cdd/iec61987/iec61987.nsf/PropertiesAllVersions/0112-2---61987%23ABB455,https://cdd.iec.ch/cdd/iec61987/iec61987.nsf/PropertiesAllVersions/0112-2---61987%23ABI460,https://cdd.iec.ch/cdd/iec61987/iec61987.nsf/PropertiesAllVersions/0112-2---61987%23ABA908,https://cdd.iec.ch/cdd/iec61987/iec61987.nsf/PropertiesAllVersions/0112-2---61987%23ABA907 | 0112-2---61987#ABB455,0112-2---61987#ABI460,0112-2---61987#ABA908,0112-2---61987#ABA907
0112/2///61987#ABC675 | 002 | 01 | 0112/2///61987#ABC675#002 | Type of performance variable [5] |  |  |  | administration block for polymorphism acting as proxy for the selected performance type |  | 15 ABC675.15 |  |  | ITEM_CLASS | [5 empty] | 0112/2///61987#ABC507 - Performance variable [5] |  |  |  | Standard |  |  |  | 2018-03-28 | 2013-08-27 | 2016-05-24 | 2016-05-24 |  | SC65E – IEC 61987 | C00004 |  | 0112/2///61987#ABV501 | https://cdd.iec.ch/CDD/IEC61987/iec61987.nsf/Classes/0112-2---61987%23ABC675 | https://cdd.iec.ch/cdd/iec61987/iec61987.nsf/PropertiesAllVersions/0112-2---61987%23ABU391,https://cdd.iec.ch/cdd/iec61987/iec61987.nsf/PropertiesAllVersions/0112-2---61987%23ABU409,https://cdd.iec.ch/cdd/iec61987/iec61987.nsf/PropertiesAllVersions/0112-2---61987%23ABU410,https://cdd.iec.ch/cdd/iec61987/iec61987.nsf/PropertiesAllVersions/0112-2---61987%23ABU411,https://cdd.iec.ch/cdd/iec61987/iec61987.nsf/PropertiesAllVersions/0112-2---61987%23ABU412,https://cdd.iec.ch/cdd/iec61987/iec61987.nsf/PropertiesAllVersions/0112-2---61987%23ABU413 | 0112-2---61987#ABU391,0112-2---61987#ABU409,0112-2---61987#ABU410,0112-2---61987#ABU411,0112-2---61987#ABU412,0112-2---61987#ABU413
0112/2///61987#ABF949 | 001 | 01 | 0112/2///61987#ABF949#001 | Measured variable [13] | process variable |  |  | properties characterizing a measured variable, the size of which is to be acquired and indicated by the device |  |  |  |  | ITEM_CLASS | [5 empty] | 0112/2///61987#ABF941 - Input [34] |  |  |  | Standard |  | IEC 61987 | IEC | 2018-03-28 | 2014-12-17 | 2016-05-24 | 2016-05-24 |  | SC65E – IEC 61987 | C00019 | 001-01 (2018-03-28 07:26:07 by BATCH 00000762) standard | 0112/2///61987#ABV501 | https://cdd.iec.ch/CDD/IEC61987/iec61987.nsf/Classes/0112-2---61987%23ABF949 | https://cdd.iec.ch/cdd/iec61987/iec61987.nsf/PropertiesAllVersions/0112-2---61987%23ABB271,https://cdd.iec.ch/cdd/iec61987/iec61987.nsf/PropertiesAllVersions/0112-2---61987%23ABA577,https://cdd.iec.ch/cdd/iec61987/iec61987.nsf/PropertiesAllVersions/0112-2---61987%23ABV161 | 0112-2---61987#ABB271,0112-2---61987#ABA577,0112-2---61987#ABV161
0112/2///61987#ABJ593 | 001 | 01 | 0112/2///61987#ABJ593#001 | Influence of external quantities expressed as a percentage [5] |  |  |  | properties characterizing the influence of external quantities on pressure that are not the subject of the measurement but whose change affects the relationship between the indication and the result of the measurement |  |  |  |  | ITEM_CLASS | [5 empty] | 0112/2///61987#ABJ595 - Accuracy expressed as a percentage [6] |  |  |  | Standard |  | IEC 61987 | IEC | 2018-03-28 | 2018-03-28 | 2018-03-28 | 2018-03-28 |  | SC65E – IEC 61987 | C00018 | 001-01 (2018-03-28 07:26:12 by BATCH 00000762) standard | 0112/2///61987#ABV501 | https://cdd.iec.ch/CDD/IEC61987/iec61987.nsf/Classes/0112-2---61987%23ABJ593 | https://cdd.iec.ch/cdd/iec61987/iec61987.nsf/PropertiesAllVersions/0112-2---61987%23ABB664,https://cdd.iec.ch/cdd/iec61987/iec61987.nsf/PropertiesAllVersions/0112-2---61987%23ABB665,https://cdd.iec.ch/cdd/iec61987/iec61987.nsf/PropertiesAllVersions/0112-2---61987%23ABB666,https://cdd.iec.ch/cdd/iec61987/iec61987.nsf/PropertiesAllVersions/0112-2---61987%23ABB667,https://cdd.iec.ch/cdd/iec61987/iec61987.nsf/PropertiesAllVersions/0112-2---61987%23ABB672,https://cdd.iec.ch/cdd/iec61987/iec61987.nsf/PropertiesAllVersions/0112-2---61987%23ABB673,https://cdd.iec.ch/cdd/iec61987/iec61987.nsf/PropertiesAllVersions/0112-2---61987%23ABB674,https://cdd.iec.ch/cdd/iec61987/iec61987.nsf/PropertiesAllVersions/0112-2---61987%23ABB675,https://cdd.iec.ch/cdd/iec61987/iec61987.nsf/PropertiesAllVersions/0112-2---61987%23ABB680,https://cdd.iec.ch/cdd/iec61987/iec61987.nsf/PropertiesAllVersions/0112-2---61987%23ABB681,https://cdd.iec.ch/cdd/iec61987/iec61987.nsf/PropertiesAllVersions/0112-2---61987%23ABB682,https://cdd.iec.ch/cdd/iec61987/iec61987.nsf/PropertiesAllVersions/0112-2---61987%23ABB683,https://cdd.iec.ch/cdd/iec61987/iec61987.nsf/PropertiesAllVersions/0112-2---61987%23ABB668,https://cdd.iec.ch/cdd/iec61987/iec61987.nsf/PropertiesAllVersions/0112-2---61987%23ABC904,https://cdd.iec.ch/cdd/iec61987/iec61987.nsf/PropertiesAllVersions/0112-2---61987%23ABB676,https://cdd.iec.ch/cdd/iec61987/iec61987.nsf/PropertiesAllVersions/0112-2---61987%23ABC916,https://cdd.iec.ch/cdd/iec61987/iec61987.nsf/PropertiesAllVersions/0112-2---61987%23ABB684,https://cdd.iec.ch/cdd/iec61987/iec61987.nsf/PropertiesAllVersions/0112-2---61987%23ABC915,https://cdd.iec.ch/cdd/iec61987/iec61987.nsf/PropertiesAllVersions/0112-2---61987%23ABB688,https://cdd.iec.ch/cdd/iec61987/iec61987.nsf/PropertiesAllVersions/0112-2---61987%23ABC914,https://cdd.iec.ch/cdd/iec61987/iec61987.nsf/PropertiesAllVersions/0112-2---61987%23ABB692,https://cdd.iec.ch/cdd/iec61987/iec61987.nsf/PropertiesAllVersions/0112-2---61987%23ABB693,https://cdd.iec.ch/cdd/iec61987/iec61987.nsf/PropertiesAllVersions/0112-2---61987%23ABB694,https://cdd.iec.ch/cdd/iec61987/iec61987.nsf/PropertiesAllVersions/0112-2---61987%23ABB695,https://cdd.iec.ch/cdd/iec61987/iec61987.nsf/PropertiesAllVersions/0112-2---61987%23ABB696,https://cdd.iec.ch/cdd/iec61987/iec61987.nsf/PropertiesAllVersions/0112-2---61987%23ABB697,https://cdd.iec.ch/cdd/iec61987/iec61987.nsf/PropertiesAllVersions/0112-2---61987%23ABB698,https://cdd.iec.ch/cdd/iec61987/iec61987.nsf/PropertiesAllVersions/0112-2---61987%23ABB699,https://cdd.iec.ch/cdd/iec61987/iec61987.nsf/PropertiesAllVersions/0112-2---61987%23ABB700,https://cdd.iec.ch/cdd/iec61987/iec61987.nsf/PropertiesAllVersions/0112-2---61987%23ABB701,https://cdd.iec.ch/cdd/iec61987/iec61987.nsf/PropertiesAllVersions/0112-2---61987%23ABB703,https://cdd.iec.ch/cdd/iec61987/iec61987.nsf/PropertiesAllVersions/0112-2---61987%23ABB704,https://cdd.iec.ch/cdd/iec61987/iec61987.nsf/PropertiesAllVersions/0112-2---61987%23ABB706,https://cdd.iec.ch/cdd/iec61987/iec61987.nsf/PropertiesAllVersions/0112-2---61987%23ABB518,https://cdd.iec.ch/cdd/iec61987/iec61987.nsf/PropertiesAllVersions/0112-2---61987%23ABB780,https://cdd.iec.ch/cdd/iec61987/iec61987.nsf/PropertiesAllVersions/0112-2---61987%23ABB711,https://cdd.iec.ch/cdd/iec61987/iec61987.nsf/PropertiesAllVersions/0112-2---61987%23ABC905 | 0112-2---61987#ABB676,0112-2---61987#ABC915,0112-2---61987#ABB693,0112-2---61987#ABB696,0112-2---61987#ABC905,0112-2---61987#ABB673,0112-2---61987#ABB681,0112-2---61987#ABC904,0112-2---61987#ABB518,0112-2---61987#ABB668,0112-2---61987#ABC916,0112-2---61987#ABB684,0112-2---61987#ABB688,0112-2---61987#ABB700,0112-2---61987#ABB704,0112-2---61987#ABB664,0112-2---61987#ABB682,0112-2---61987#ABB698,0112-2---61987#ABC914,0112-2---61987#ABB665,0112-2---61987#ABB672,0112-2---61987#ABB680,0112-2---61987#ABB706,0112-2---61987#ABB780,0112-2---61987#ABB711,0112-2---61987#ABB667,0112-2---61987#ABB692,0112-2---61987#ABB703,0112-2---61987#ABB695,0112-2---61987#ABB699,0112-2---61987#ABB683,0112-2---61987#ABB694,0112-2---61987#ABB697,0112-2---61987#ABB701,0112-2---61987#ABB666,0112-2---61987#ABB674,0112-2---61987#ABB675
0112/2///61987#ABA654 | 003 | 01 | 0112/2///61987#ABA654#003 | Aneroid barometer |  |  |  | absolute pressure gauge that uses an aneroid cell and mechanical linkage to measure and indicate pressure |  |  |  |  | ITEM_CLASS |  |  |  |  | 0112/2///61987#ABU134 - reference to Operating LOP for pressure measuring equipment0112/2///61987#ABU421 - reference to Device LOP for absolute pressure/gauge pressure gauge |  |  |  |  | Standard |  |  |  | 2018-03-28 | 2013-08-27 | 2016-05-24 | 2016-05-24 |  | SC65E – IEC 61987 | C00004 |  | 0112/2///61987#ABA653 | https://cdd.iec.ch/CDD/IEC61987/iec61987.nsf/Classes/0112-2---61987%23ABA654 |  | 0112-2---61987#ABU421
0112/2///61987#ABO021 | 001 | 01 | 0112/2///61987#ABO021#001 | Indicating device |  |  |  | infrastructure device that displays values or states in analogue or numeric form |  |  | IEC 60079-29-2, ed. 2.0, 3.5.5 (mod) |  | ITEM_CLASS |  |  |  |  | 0112/2///61987#ABP285 - reference to Operating LOP for infrastructure devices |  |  |  | false | Standard |  | IEC 61987-31 | IEC | 2022-10-26 | 2022-10-26 | 2022-10-26 | 2022-10-26 |  | IEC/SC 65E | C00127 | 001-01 (2022-10-26 07:15:16 by BATCH 00000802) standard | 0112/2///61987#ABN977 | https://cdd.iec.ch/CDD/IEC61987/iec61987.nsf/Classes/0112-2---61987%23ABO021 |  | 0112-2---61987#ABP285
0112/2///61987#ABC473 | 001 | 02 | 0112/2///61987#ABC473#001 | Other software function |  |  |  | properties characterizing additional software functions provided by the device |  |  |  |  | ITEM_CLASS | [5 empty] | 0112/2///61987#ABC596 - Software configuration functions |  |  |  | Standard |  |  |  | 2018-03-28 | 2013-08-27 | 2013-08-27 | 2014-06-18 |  | SC65E – IEC 61987 | C00004 |  | 0112/2///61987#ABV501 | https://cdd.iec.ch/CDD/IEC61987/iec61987.nsf/Classes/0112-2---61987%23ABC473 | https://cdd.iec.ch/cdd/iec61987/iec61987.nsf/PropertiesAllVersions/0112-2---61987%23ABA502,https://cdd.iec.ch/cdd/iec61987/iec61987.nsf/PropertiesAllVersions/0112-2---61987%23ABA503 | 0112-2---61987#ABA502,0112-2---61987#ABA503
0112/2///61987#ABC479 | 002 | 01 | 0112/2///61987#ABC479#002 | Output [4] |  |  |  | properties characterizing the outputs provided by the device, the variables assigned to them and their electrical properties |  |  | from IEC 61987-1, 5.5 |  | ITEM_CLASS | [5 empty] | 0112/2///61987#ABA013 - Device LOP for (oval) gear flow transmitter/gauge0112/2///61987#ABA014 - Device LOP for piston flow transmitter/gauge0112/2///61987#ABA018 - Device LOP for turbine/propeller/Woltmann flow transmitter/gauge0112/2///61987#ABA023 - Device LOP for positive displacement flow transmitter/gauge |  |  |  | Standard |  |  |  | 2018-03-28 | 2013-08-27 | 2016-05-24 | 2016-05-24 |  | SC65E – IEC 61987 | C00004 |  | 0112/2///61987#ABV501 | https://cdd.iec.ch/CDD/IEC61987/iec61987.nsf/Classes/0112-2---61987%23ABC479 | https://cdd.iec.ch/cdd/iec61987/iec61987.nsf/PropertiesAllVersions/0112-2---61987%23ABB271,https://cdd.iec.ch/cdd/iec61987/iec61987.nsf/PropertiesAllVersions/0112-2---61987%23ABA577,https://cdd.iec.ch/cdd/iec61987/iec61987.nsf/PropertiesAllVersions/0112-2---61987%23ABA607,https://cdd.iec.ch/cdd/iec61987/iec61987.nsf/PropertiesAllVersions/0112-2---61987%23ABA342,https://cdd.iec.ch/cdd/iec61987/iec61987.nsf/PropertiesAllVersions/0112-2---61987%23ABU218 | 0112-2---61987#ABU218,0112-2---61987#ABB271,0112-2---61987#ABA577,0112-2---61987#ABA607,0112-2---61987#ABA342
0112/2///61987#ABA682 | 002 | 01 | 0112/2///61987#ABA682#002 | Mechanical weight scale |  |  |  | weight gauge that uses a scale on which an object can be placed and that is balanced by a counterweight to measure the weight of the object on the scale |  |  |  |  | ITEM_CLASS | [9 empty] | Standard |  |  |  | 2018-03-28 | 2013-08-27 | 2016-05-24 | 2016-05-24 |  | SC65E – IEC 61987 | C00019 |  | 0112/2///61987#ABA681 | https://cdd.iec.ch/CDD/IEC61987/iec61987.nsf/Classes/0112-2---61987%23ABA682
0112/2///61987#ABO026 | 001 | 01 | 0112/2///61987#ABO026#001 | Remote I/O |  |  |  | I/O assembly that is installed in a position close to the source of the input and/or the user of the output signals | The assembly normally provides a means of communication to a PLC or DCS. |  |  |  | ITEM_CLASS |  |  |  |  | 0112/2///61987#ABP285 - reference to Operating LOP for infrastructure devices |  |  |  | true | Standard |  | IEC 61987-31 | IEC | 2022-10-26 | 2022-10-26 | 2022-10-26 | 2022-10-26 |  | IEC/SC 65E | C00127 | 001-01 (2022-10-26 07:15:16 by BATCH 00000802) standard | 0112/2///61987#ABO025 | https://cdd.iec.ch/CDD/IEC61987/iec61987.nsf/Classes/0112-2---61987%23ABO026
0112/2///61987#ABE311 | 002 | 01 | 0112/2///61987#ABE311#002 | Device LOP for globe valve |  |  |  | list of properties characterizing a globe valve |  |  |  |  | ITEM_CLASS | [5 empty] | 0112/2///61987#ABD344 - Globe valve |  |  |  | Standard |  | IEC 61987 | IEC | 2022-09-08 | 2017-12-07 | 2022-09-08 | 2022-09-08 |  | IEC/SC 65E | C00121 |  | 0112/2///61987#ABV504 | https://cdd.iec.ch/CDD/IEC61987/iec61987.nsf/Classes/0112-2---61987%23ABE311 | https://cdd.iec.ch/cdd/iec61987/iec61987.nsf/PropertiesAllVersions/0112-2---61987%23ABC899,https://cdd.iec.ch/cdd/iec61987/iec61987.nsf/PropertiesAllVersions/0112-2---61987%23ABC730,https://cdd.iec.ch/cdd/iec61987/iec61987.nsf/PropertiesAllVersions/0112-2---61987%23ABE222,https://cdd.iec.ch/cdd/iec61987/iec61987.nsf/PropertiesAllVersions/0112-2---61987%23ABU551,https://cdd.iec.ch/cdd/iec61987/iec61987.nsf/PropertiesAllVersions/0112-2---61987%23ABE229,https://cdd.iec.ch/cdd/iec61987/iec61987.nsf/PropertiesAllVersions/0112-2---61987%23ABE256,https://cdd.iec.ch/cdd/iec61987/iec61987.nsf/PropertiesAllVersions/0112-2---61987%23ABE185,https://cdd.iec.ch/cdd/iec61987/iec61987.nsf/PropertiesAllVersions/0112-2---61987%23ABE073,https://cdd.iec.ch/cdd/iec61987/iec61987.nsf/PropertiesAllVersions/0112-2---61987%23ABC795,https://cdd.iec.ch/cdd/iec61987/iec61987.nsf/PropertiesAllVersions/0112-2---61987%23ABA293,https://cdd.iec.ch/cdd/iec61987/iec61987.nsf/PropertiesAllVersions/0112-2---61987%23ABC710 | 0112-2---61987#ABE256,0112-2---61987#ABE185,0112-2---61987#ABE073,0112-2---61987#ABC710,0112-2---61987#ABU551,0112-2---61987#ABE229,0112-2---61987#ABE222,0112-2---61987#ABC795,0112-2---61987#ABA293,0112-2---61987#ABC899,0112-2---61987#ABC730
0112/2///61987#ABE560 | 001 | 01 | 0112/2///61987#ABE560#001 | Parameters of filter regulator |  |  |  | properties characterizing the configuration of a filter regulator according to its specific values |  |  |  |  | ITEM_CLASS | [5 empty] | 0112/2///61987#ABE632 - Device LOP for filter regulator |  |  |  | Standard |  | IEC 61987 | IEC | 2018-03-28 | 2014-07-25 | 2018-03-20 | 2018-03-20 |  | SC65E – IEC 61987 | C00016 | 001-01 (2018-03-28 07:26:03 by BATCH 00000762) standard | 0112/2///61987#ABV501 | https://cdd.iec.ch/CDD/IEC61987/iec61987.nsf/Classes/0112-2---61987%23ABE560 | https://cdd.iec.ch/cdd/iec61987/iec61987.nsf/PropertiesAllVersions/0112-2---61987%23ABD696,https://cdd.iec.ch/cdd/iec61987/iec61987.nsf/PropertiesAllVersions/0112-2---61987%23ABD695,https://cdd.iec.ch/cdd/iec61987/iec61987.nsf/PropertiesAllVersions/0112-2---61987%23ABD666,https://cdd.iec.ch/cdd/iec61987/iec61987.nsf/PropertiesAllVersions/0112-2---61987%23ABD655,https://cdd.iec.ch/cdd/iec61987/iec61987.nsf/PropertiesAllVersions/0112-2---61987%23ABD631,https://cdd.iec.ch/cdd/iec61987/iec61987.nsf/PropertiesAllVersions/0112-2---61987%23ABD659,https://cdd.iec.ch/cdd/iec61987/iec61987.nsf/PropertiesAllVersions/0112-2---61987%23ABD638,https://cdd.iec.ch/cdd/iec61987/iec61987.nsf/PropertiesAllVersions/0112-2---61987%23ABD708,https://cdd.iec.ch/cdd/iec61987/iec61987.nsf/PropertiesAllVersions/0112-2---61987%23ABE379,https://cdd.iec.ch/cdd/iec61987/iec61987.nsf/PropertiesAllVersions/0112-2---61987%23ABE380 | 0112-2---61987#ABD695,0112-2---61987#ABD666,0112-2---61987#ABD708,0112-2---61987#ABD659,0112-2---61987#ABD638,0112-2---61987#ABE379,0112-2---61987#ABE380,0112-2---61987#ABD696,0112-2---61987#ABD655,0112-2---61987#ABD631
0112/2///61987#ABF325 | 001 | 01 | 0112/2///61987#ABF325#001 | Material of inner tube |  |  |  | properties characterizing the material of which an inner tube is made |  |  |  |  | ITEM_CLASS | [5 empty] | 0112/2///61987#ABF319 - Structural design of a thermowell |  |  |  | Standard |  | IEC 61987 | IEC | 2018-03-28 | 2014-12-17 | 2017-09-18 | 2017-09-18 |  | SC65E – IEC 61987 | C00019 | 001-01 (2018-03-28 07:26:05 by BATCH 00000762) standard | 0112/2///61987#ABV501 | https://cdd.iec.ch/CDD/IEC61987/iec61987.nsf/Classes/0112-2---61987%23ABF325 | https://cdd.iec.ch/cdd/iec61987/iec61987.nsf/PropertiesAllVersions/0112-2---61987%23ABB455,https://cdd.iec.ch/cdd/iec61987/iec61987.nsf/PropertiesAllVersions/0112-2---61987%23ABI460,https://cdd.iec.ch/cdd/iec61987/iec61987.nsf/PropertiesAllVersions/0112-2---61987%23ABA908,https://cdd.iec.ch/cdd/iec61987/iec61987.nsf/PropertiesAllVersions/0112-2---61987%23ABA907 | 0112-2---61987#ABB455,0112-2---61987#ABI460,0112-2---61987#ABA908,0112-2---61987#ABA907
0112/2///61987#ABH536 | 001 | 01 | 0112/2///61987#ABH536#001 | Compensation variable |  |  |  | properties characterizing a variable for compensation |  |  |  |  | ITEM_CLASS | [5 empty] | 0112/2///61987#ABH534 - Compensation |  |  |  | Standard |  |  |  | 2019-03-08 | 2017-12-07 | 2019-03-08 | 2019-03-08 |  | SC65E – IEC 61987 | C00018 | 001-01 (2019-03-08 15:35:12 by BATCH 00000766) standard | 0112/2///61987#ABV501 | https://cdd.iec.ch/CDD/IEC61987/iec61987.nsf/Classes/0112-2---61987%23ABH536 | https://cdd.iec.ch/cdd/iec61987/iec61987.nsf/PropertiesAllVersions/0112-2---61987%23ABH537,https://cdd.iec.ch/cdd/iec61987/iec61987.nsf/PropertiesAllVersions/0112-2---61987%23ABH538,https://cdd.iec.ch/cdd/iec61987/iec61987.nsf/PropertiesAllVersions/0112-2---61987%23ABH539 | 0112-2---61987#ABH538,0112-2---61987#ABH539,0112-2---61987#ABH537
0112/2///61987#ABA660 | 003 | 01 | 0112/2///61987#ABA660#003 | Diaphragm seal differential pressure gauge |  |  |  | differential pressure gauge equipped with a diaphragm seal that isolates the measuring instrument from the process medium but transmits pressure effects to its sensing element |  |  |  |  | ITEM_CLASS |  |  |  |  | 0112/2///61987#ABU134 - reference to Operating LOP for pressure measuring equipment0112/2///61987#ABU425 - reference to Device LOP for differential pressure gauge |  |  |  |  | Standard |  |  |  | 2018-03-28 | 2013-08-27 | 2016-05-24 | 2016-05-24 |  | SC65E – IEC 61987 | C00004 |  | 0112/2///61987#ABA655 | https://cdd.iec.ch/CDD/IEC61987/iec61987.nsf/Classes/0112-2---61987%23ABA660 |  | 0112-2---61987#ABU425
0112/2///61987#ABC155 | 001 | 02 | 0112/2///61987#ABC155#001 | Case |  |  |  | properties characterizing the constructional details of a dial or digital indicator case |  |  |  |  | ITEM_CLASS | [5 empty] | 0112/2///61987#ABC195 - Dial indicator0112/2///61987#ABC202 - Digital indicator0112/2///61987#ABD480 - Dial indicator [2]0112/2///61987#ABD848 - Dial indicator [3]0112/2///61987#ABD850 - Digital indicator [2] |  |  |  | Standard |  |  |  | 2018-03-28 | 2013-08-27 | 2013-08-27 | 2014-06-18 |  | SC65E – IEC 61987 | C00004 |  | 0112/2///61987#ABV501 | https://cdd.iec.ch/CDD/IEC61987/iec61987.nsf/Classes/0112-2---61987%23ABC155 | https://cdd.iec.ch/cdd/iec61987/iec61987.nsf/PropertiesAllVersions/0112-2---61987%23ABD457,https://cdd.iec.ch/cdd/iec61987/iec61987.nsf/PropertiesAllVersions/0112-2---61987%23ABB952,https://cdd.iec.ch/cdd/iec61987/iec61987.nsf/PropertiesAllVersions/0112-2---61987%23ABA195,https://cdd.iec.ch/cdd/iec61987/iec61987.nsf/PropertiesAllVersions/0112-2---61987%23ABA640,https://cdd.iec.ch/cdd/iec61987/iec61987.nsf/PropertiesAllVersions/0112-2---61987%23ABA573,https://cdd.iec.ch/cdd/iec61987/iec61987.nsf/PropertiesAllVersions/0112-2---61987%23ABA574,https://cdd.iec.ch/cdd/iec61987/iec61987.nsf/PropertiesAllVersions/0112-2---61987%23ABD392 | 0112-2---61987#ABA195,0112-2---61987#ABA640,0112-2---61987#ABA573,0112-2---61987#ABA574,0112-2---61987#ABD392,0112-2---61987#ABD457,0112-2---61987#ABB952
0112/2///61987#ABC418 | 001 | 02 | 0112/2///61987#ABC418#001 | Measuring range for normalized volume flow |  |  |  | properties characterizing an normalized volume flow measuring range |  |  |  |  | ITEM_CLASS | [5 empty] | 0112/2///61987#ABC456 - Normalized volume flow measurement |  |  |  | Standard |  |  |  | 2018-03-28 | 2013-08-27 | 2013-08-27 | 2014-06-18 |  | SC65E – IEC 61987 | C00004 |  | 0112/2///61987#ABV501 | https://cdd.iec.ch/CDD/IEC61987/iec61987.nsf/Classes/0112-2---61987%23ABC418 | https://cdd.iec.ch/cdd/iec61987/iec61987.nsf/PropertiesAllVersions/0112-2---61987%23ABA337,https://cdd.iec.ch/cdd/iec61987/iec61987.nsf/PropertiesAllVersions/0112-2---61987%23ABA338,https://cdd.iec.ch/cdd/iec61987/iec61987.nsf/PropertiesAllVersions/0112-2---61987%23ABB558,https://cdd.iec.ch/cdd/iec61987/iec61987.nsf/PropertiesAllVersions/0112-2---61987%23ABA967 | 0112-2---61987#ABA337,0112-2---61987#ABA338,0112-2---61987#ABB558,0112-2---61987#ABA967
0112/2///61987#ABC508 | 002 | 01 | 0112/2///61987#ABC508#002 | Performance variable [6] |  |  |  | properties characterizing the performance of a device with respect to a particular process variable |  |  |  |  | ITEM_CLASS | [5 empty] | 0112/2///61987#ABC498 - Performance [8] |  |  |  | Standard |  |  |  | 2018-03-28 | 2013-08-27 | 2016-05-24 | 2016-05-24 |  | SC65E – IEC 61987 | C00004 |  | 0112/2///61987#ABV501 | https://cdd.iec.ch/CDD/IEC61987/iec61987.nsf/Classes/0112-2---61987%23ABC508 | https://cdd.iec.ch/cdd/iec61987/iec61987.nsf/PropertiesAllVersions/0112-2---61987%23ABB271,https://cdd.iec.ch/cdd/iec61987/iec61987.nsf/PropertiesAllVersions/0112-2---61987%23ABA577,https://cdd.iec.ch/cdd/iec61987/iec61987.nsf/PropertiesAllVersions/0112-2---61987%23ABU423 | 0112-2---61987#ABB271,0112-2---61987#ABA577,0112-2---61987#ABU423
0112/2///61987#ABA655 | 003 | 01 | 0112/2///61987#ABA655#003 | Differential pressure gauge |  |  |  | gauge that measures and indicates the pressure differential between two tapping points |  |  |  |  | ITEM_CLASS |  |  |  |  | 0112/2///61987#ABU134 - reference to Operating LOP for pressure measuring equipment |  |  |  |  | Standard |  |  |  | 2018-03-28 | 2013-08-27 | 2016-05-24 | 2016-05-24 |  | SC65E – IEC 61987 | C00004 |  | 0112/2///61987#ABA652 | https://cdd.iec.ch/CDD/IEC61987/iec61987.nsf/Classes/0112-2---61987%23ABA655 | https://cdd.iec.ch/cdd/iec61987/iec61987.nsf/PropertiesAllVersions/0112-2---61987%23ABU425 | 0112-2---61987#ABU425,0112-2---61987#ABU134
0112/2///61987#ABC303 | 003 | 01 | 0112/2///61987#ABC303#003 | Installation conditions [1] |  |  |  | properties characterizing the installation conditions necessary to obtain the specified performance of the device |  |  |  |  | ITEM_CLASS | [5 empty] | 0112/2///61987#ABC557 - Rated Operating Conditions [1]0112/2///61987#ABC557 - Rated operating conditions [1]0112/2///61987#ABH458 - Rated Operating Conditions [27]0112/2///61987#ABH458 - Rated operating conditions [27] |  |  | false | Standard |  | IEC 61987 | IEC | 2022-12-09 | 2017-12-07 | 2022-12-09 | 2022-12-09 |  | IEC/SC 65E | C00112 |  | 0112/2///61987#ABV501 | https://cdd.iec.ch/CDD/IEC61987/iec61987.nsf/Classes/0112-2---61987%23ABC303 | https://cdd.iec.ch/cdd/iec61987/iec61987.nsf/PropertiesAllVersions/0112-2---61987%23ABC812,https://cdd.iec.ch/cdd/iec61987/iec61987.nsf/PropertiesAllVersions/0112-2---61987%23ABD228 | 0112-2---61987#ABC812,0112-2---61987#ABD228
0112/2///61987#ABC494 | 002 | 01 | 0112/2///61987#ABC494#002 | Performance [4] |  |  |  | properties characterizing the performance of the device with regard to measurement accuracy and dynamic behaviour |  |  | from IEC 61987-1, 5.6 |  | ITEM_CLASS | [5 empty] | 0112/2///61987#ABA013 - Device LOP for (oval) gear flow transmitter/gauge0112/2///61987#ABA014 - Device LOP for piston flow transmitter/gauge0112/2///61987#ABA018 - Device LOP for turbine/propeller/Woltmann flow transmitter/gauge0112/2///61987#ABA020 - Device LOP for variable area flow transmitter/gauge0112/2///61987#ABA023 - Device LOP for positive displacement flow transmitter/gauge0112/2///61987#ABA024 - Device LOP for helix flow transmitter/gauge |  |  |  | Standard |  |  |  | 2018-03-28 | 2013-08-27 | 2016-05-24 | 2016-05-24 |  | SC65E – IEC 61987 | C00004 |  | 0112/2///61987#ABV501 | https://cdd.iec.ch/CDD/IEC61987/iec61987.nsf/Classes/0112-2---61987%23ABC494 | https://cdd.iec.ch/cdd/iec61987/iec61987.nsf/PropertiesAllVersions/0112-2---61987%23ABD196,https://cdd.iec.ch/cdd/iec61987/iec61987.nsf/PropertiesAllVersions/0112-2---61987%23ABB636,https://cdd.iec.ch/cdd/iec61987/iec61987.nsf/PropertiesAllVersions/0112-2---61987%23ABD135,https://cdd.iec.ch/cdd/iec61987/iec61987.nsf/PropertiesAllVersions/0112-2---61987%23ABD131 | 0112-2---61987#ABD135,0112-2---61987#ABD131,0112-2---61987#ABD196,0112-2---61987#ABB636
0112/2///61987#ABE409 | 001 | 02 | 0112/2///61987#ABE409#001 | Stem/shaft |  |  |  | properties characterizing a stem or a shaft of a final control element |  |  |  |  | ITEM_CLASS | [5 empty] | 0112/2///61987#ABD812 - Body of valve [2]0112/2///61987#ABD813 - Body of valve [3]0112/2///61987#ABD814 - Body of valve [1] |  |  |  | Standard |  |  |  | 2018-03-28 |  |  | 2014-06-18 |  | SC65E – IEC 61987 | C00009 |  | 0112/2///61987#ABV501 | https://cdd.iec.ch/CDD/IEC61987/iec61987.nsf/Classes/0112-2---61987%23ABE409 | https://cdd.iec.ch/cdd/iec61987/iec61987.nsf/PropertiesAllVersions/0112-2---61987%23ABD565,https://cdd.iec.ch/cdd/iec61987/iec61987.nsf/PropertiesAllVersions/0112-2---61987%23ABE378,https://cdd.iec.ch/cdd/iec61987/iec61987.nsf/PropertiesAllVersions/0112-2---61987%23ABD602,https://cdd.iec.ch/cdd/iec61987/iec61987.nsf/PropertiesAllVersions/0112-2---61987%23ABD732,https://cdd.iec.ch/cdd/iec61987/iec61987.nsf/PropertiesAllVersions/0112-2---61987%23ABE177,https://cdd.iec.ch/cdd/iec61987/iec61987.nsf/PropertiesAllVersions/0112-2---61987%23ABE406,https://cdd.iec.ch/cdd/iec61987/iec61987.nsf/PropertiesAllVersions/0112-2---61987%23ABE412 | 0112-2---61987#ABD732,0112-2---61987#ABE177,0112-2---61987#ABE406,0112-2---61987#ABE412,0112-2---61987#ABD565,0112-2---61987#ABE378,0112-2---61987#ABD602
0112/2///61987#ABF192 | 001 | 01 | 0112/2///61987#ABF192#001 | Paddle |  |  |  | properties characterizing the paddle of a rotary paddle switch |  |  |  |  | ITEM_CLASS | [5 empty] | 0112/2///61987#ABF191 - Structural design of a rotary paddle switch |  |  |  | Standard |  | IEC 61987 | IEC | 2018-03-28 | 2018-03-28 | 2018-03-28 | 2018-03-28 |  | SC65E – IEC 61987 | C00018 | 001-01 (2018-03-28 07:26:05 by BATCH 00000762) standard | 0112/2///61987#ABV501 | https://cdd.iec.ch/CDD/IEC61987/iec61987.nsf/Classes/0112-2---61987%23ABF192 | https://cdd.iec.ch/cdd/iec61987/iec61987.nsf/PropertiesAllVersions/0112-2---61987%23ABF194,https://cdd.iec.ch/cdd/iec61987/iec61987.nsf/PropertiesAllVersions/0112-2---61987%23ABF195,https://cdd.iec.ch/cdd/iec61987/iec61987.nsf/PropertiesAllVersions/0112-2---61987%23ABF193,https://cdd.iec.ch/cdd/iec61987/iec61987.nsf/PropertiesAllVersions/0112-2---61987%23ABA640,https://cdd.iec.ch/cdd/iec61987/iec61987.nsf/PropertiesAllVersions/0112-2---61987%23ABF203,https://cdd.iec.ch/cdd/iec61987/iec61987.nsf/PropertiesAllVersions/0112-2---61987%23ABF749 | 0112-2---61987#ABF194,0112-2---61987#ABF195,0112-2---61987#ABF193,0112-2---61987#ABA640,0112-2---61987#ABF203,0112-2---61987#ABF749
0112/2///61987#ABA013 | 002 | 01 | 0112/2///61987#ABA013#002 | Device LOP for (oval) gear flow transmitter/gauge |  |  |  | list of properties characterizing a (oval) gear flow transmitter/gauge |  |  |  |  | ITEM_CLASS | [5 empty] | 0112/2///61987#ABA785 - Oval gear flow transmitter |  |  |  | Standard |  |  |  | 2018-03-28 | 2013-09-27 | 2016-05-24 | 2016-05-24 |  | SC65E – IEC 61987 | C00004 |  | 0112/2///61987#ABV504 | https://cdd.iec.ch/CDD/IEC61987/iec61987.nsf/Classes/0112-2---61987%23ABA013 | https://cdd.iec.ch/cdd/iec61987/iec61987.nsf/PropertiesAllVersions/0112-2---61987%23ABC899,https://cdd.iec.ch/cdd/iec61987/iec61987.nsf/PropertiesAllVersions/0112-2---61987%23ABC730,https://cdd.iec.ch/cdd/iec61987/iec61987.nsf/PropertiesAllVersions/0112-2---61987%23ABC885,https://cdd.iec.ch/cdd/iec61987/iec61987.nsf/PropertiesAllVersions/0112-2---61987%23ABC924,https://cdd.iec.ch/cdd/iec61987/iec61987.nsf/PropertiesAllVersions/0112-2---61987%23ABB206,https://cdd.iec.ch/cdd/iec61987/iec61987.nsf/PropertiesAllVersions/0112-2---61987%23ABD109,https://cdd.iec.ch/cdd/iec61987/iec61987.nsf/PropertiesAllVersions/0112-2---61987%23ABC830,https://cdd.iec.ch/cdd/iec61987/iec61987.nsf/PropertiesAllVersions/0112-2---61987%23ABD124,https://cdd.iec.ch/cdd/iec61987/iec61987.nsf/PropertiesAllVersions/0112-2---61987%23ABD187,https://cdd.iec.ch/cdd/iec61987/iec61987.nsf/PropertiesAllVersions/0112-2---61987%23ABD058,https://cdd.iec.ch/cdd/iec61987/iec61987.nsf/PropertiesAllVersions/0112-2---61987%23ABD088,https://cdd.iec.ch/cdd/iec61987/iec61987.nsf/PropertiesAllVersions/0112-2---61987%23ABD154,https://cdd.iec.ch/cdd/iec61987/iec61987.nsf/PropertiesAllVersions/0112-2---61987%23ABC786,https://cdd.iec.ch/cdd/iec61987/iec61987.nsf/PropertiesAllVersions/0112-2---61987%23ABC795,https://cdd.iec.ch/cdd/iec61987/iec61987.nsf/PropertiesAllVersions/0112-2---61987%23ABA293,https://cdd.iec.ch/cdd/iec61987/iec61987.nsf/PropertiesAllVersions/0112-2---61987%23ABC710 | 0112-2---61987#ABC710,0112-2---61987#ABC924,0112-2---61987#ABD187,0112-2---61987#ABD154,0112-2---61987#ABC795,0112-2---61987#ABD058,0112-2---61987#ABD088,0112-2---61987#ABC786,0112-2---61987#ABC899,0112-2---61987#ABC730,0112-2---61987#ABB206,0112-2---61987#ABD109,0112-2---61987#ABC830,0112-2---61987#ABC885,0112-2---61987#ABD124,0112-2---61987#ABA293
0112/2///61987#ABF341 | 001 | 01 | 0112/2///61987#ABF341#001 | Structural design of a hydrostatic pressure level transmitter |  |  |  | properties characterizing the constructional details of a hydrostatic pressure level transmitter |  |  |  |  | ITEM_CLASS | [5 empty] | 0112/2///61987#ABG407 - Structural design [hydrostatic pressure level transmitter] |  |  |  | Standard |  | IEC 61987 | IEC | 2018-03-28 | 2014-12-17 | 2018-03-20 | 2018-03-20 |  | SC65E – IEC 61987 | C00018 | 001-01 (2018-03-28 07:26:05 by BATCH 00000762) standard | 0112/2///61987#ABV501 | https://cdd.iec.ch/CDD/IEC61987/iec61987.nsf/Classes/0112-2---61987%23ABF341 | https://cdd.iec.ch/cdd/iec61987/iec61987.nsf/PropertiesAllVersions/0112-2---61987%23ABB102,https://cdd.iec.ch/cdd/iec61987/iec61987.nsf/PropertiesAllVersions/0112-2---61987%23ABU453,https://cdd.iec.ch/cdd/iec61987/iec61987.nsf/PropertiesAllVersions/0112-2---61987%23ABF344,https://cdd.iec.ch/cdd/iec61987/iec61987.nsf/PropertiesAllVersions/0112-2---61987%23ABF345,https://cdd.iec.ch/cdd/iec61987/iec61987.nsf/PropertiesAllVersions/0112-2---61987%23ABB048,https://cdd.iec.ch/cdd/iec61987/iec61987.nsf/PropertiesAllVersions/0112-2---61987%23ABD465,https://cdd.iec.ch/cdd/iec61987/iec61987.nsf/PropertiesAllVersions/0112-2---61987%23ABF346,https://cdd.iec.ch/cdd/iec61987/iec61987.nsf/PropertiesAllVersions/0112-2---61987%23ABF347,https://cdd.iec.ch/cdd/iec61987/iec61987.nsf/PropertiesAllVersions/0112-2---61987%23ABE872,https://cdd.iec.ch/cdd/iec61987/iec61987.nsf/PropertiesAllVersions/0112-2---61987%23ABH403,https://cdd.iec.ch/cdd/iec61987/iec61987.nsf/PropertiesAllVersions/0112-2---61987%23ABH404,https://cdd.iec.ch/cdd/iec61987/iec61987.nsf/PropertiesAllVersions/0112-2---61987%23ABD023,https://cdd.iec.ch/cdd/iec61987/iec61987.nsf/PropertiesAllVersions/0112-2---61987%23ABB100,https://cdd.iec.ch/cdd/iec61987/iec61987.nsf/PropertiesAllVersions/0112-2---61987%23ABB397,https://cdd.iec.ch/cdd/iec61987/iec61987.nsf/PropertiesAllVersions/0112-2---61987%23ABF783,https://cdd.iec.ch/cdd/iec61987/iec61987.nsf/PropertiesAllVersions/0112-2---61987%23ABB419,https://cdd.iec.ch/cdd/iec61987/iec61987.nsf/PropertiesAllVersions/0112-2---61987%23ABD031,https://cdd.iec.ch/cdd/iec61987/iec61987.nsf/PropertiesAllVersions/0112-2---61987%23ABC990,https://cdd.iec.ch/cdd/iec61987/iec61987.nsf/PropertiesAllVersions/0112-2---61987%23ABD007,https://cdd.iec.ch/cdd/iec61987/iec61987.nsf/PropertiesAllVersions/0112-2---61987%23ABA147,https://cdd.iec.ch/cdd/iec61987/iec61987.nsf/PropertiesAllVersions/0112-2---61987%23ABA633,https://cdd.iec.ch/cdd/iec61987/iec61987.nsf/PropertiesAllVersions/0112-2---61987%23ABB140,https://cdd.iec.ch/cdd/iec61987/iec61987.nsf/PropertiesAllVersions/0112-2---61987%23ABC028,https://cdd.iec.ch/cdd/iec61987/iec61987.nsf/PropertiesAllVersions/0112-2---61987%23ABB396,https://cdd.iec.ch/cdd/iec61987/iec61987.nsf/PropertiesAllVersions/0112-2---61987%23ABB915,https://cdd.iec.ch/cdd/iec61987/iec61987.nsf/PropertiesAllVersions/0112-2---61987%23ABD033,https://cdd.iec.ch/cdd/iec61987/iec61987.nsf/PropertiesAllVersions/0112-2---61987%23ABB457,https://cdd.iec.ch/cdd/iec61987/iec61987.nsf/PropertiesAllVersions/0112-2---61987%23ABC969 | 0112-2---61987#ABD023,0112-2---61987#ABB397,0112-2---61987#ABD007,0112-2---61987#ABC028,0112-2---61987#ABB102,0112-2---61987#ABF344,0112-2---61987#ABF345,0112-2---61987#ABH403,0112-2---61987#ABA147,0112-2---61987#ABU453,0112-2---61987#ABB100,0112-2---61987#ABB140,0112-2---61987#ABB915,0112-2---61987#ABC990,0112-2---61987#ABB048,0112-2---61987#ABH404,0112-2---61987#ABB419,0112-2---61987#ABD031,0112-2---61987#ABF346,0112-2---61987#ABF783,0112-2---61987#ABA633,0112-2---61987#ABB457,0112-2---61987#ABC969,0112-2---61987#ABD465,0112-2---61987#ABB396,0112-2---61987#ABF347,0112-2---61987#ABE872,0112-2---61987#ABD033
0112/2///61987#ABP020 | 001 | 01 | 0112/2///61987#ABP020#001 | Analog voltage output [I/O module] |  |  |  | properties characterizing an analog voltage output for an I/O module |  |  |  |  | ITEM_CLASS | [5 empty] | 0112/2///61987#ABP052 - Output [I/O module] |  |  | false | Standard |  | IEC 61987 | IEC | 2023-01-23 | 2023-01-23 | 2023-01-23 | 2023-01-23 |  | IEC/SC 65E | C00128 | 001-01 (2023-01-23 14:53:33 by BATCH 00000807) standard | 0112/2///61987#ABV501 | https://cdd.iec.ch/CDD/IEC61987/iec61987.nsf/Classes/0112-2---61987%23ABP020 | https://cdd.iec.ch/cdd/iec61987/iec61987.nsf/PropertiesAllVersions/0112-2---61987%23ABC729 | 0112-2---61987#ABC729
0112/2///61987#ABH889 | 001 | 01 | 0112/2///61987#ABH889#001 | IN_SCALE |  |  |  | parameter with properties characterizing the scaling of an input value to a function block |  |  |  |  | ITEM_CLASS | [5 empty] | 0112/2///61987#ABH876 - Analog input function block0112/2///61987#ABH885 - Control function block0112/2///61987#ABH888 - Analog output function block0112/2///61987#ABJ620 - INPUT |  |  |  | Standard |  |  |  | 2019-03-08 | 2017-12-07 | 2019-03-08 | 2019-03-08 |  | SC65E – IEC 61987 | C00018 | 001-01 (2019-03-08 15:35:13 by BATCH 00000766) standard | 0112/2///61987#ABV501 | https://cdd.iec.ch/CDD/IEC61987/iec61987.nsf/Classes/0112-2---61987%23ABH889 | https://cdd.iec.ch/cdd/iec61987/iec61987.nsf/PropertiesAllVersions/0112-2---61987%23ABI128,https://cdd.iec.ch/cdd/iec61987/iec61987.nsf/PropertiesAllVersions/0112-2---61987%23ABI129,https://cdd.iec.ch/cdd/iec61987/iec61987.nsf/PropertiesAllVersions/0112-2---61987%23ABH978,https://cdd.iec.ch/cdd/iec61987/iec61987.nsf/PropertiesAllVersions/0112-2---61987%23ABH979 | 0112-2---61987#ABI128,0112-2---61987#ABI129,0112-2---61987#ABH978,0112-2---61987#ABH979
0112/2///61987#ABC408 | 002 | 01 | 0112/2///61987#ABC408#002 | Measured variable [2] |  |  |  | properties characterizing a measured variable, the size of which is to be acquired and indicated by the device |  |  |  |  | ITEM_CLASS | [5 empty] | 0112/2///61987#ABC291 - Input [2] |  |  |  | Standard |  |  |  | 2018-03-28 | 2013-08-27 | 2016-05-24 | 2016-05-24 |  | SC65E – IEC 61987 | C00004 |  | 0112/2///61987#ABV501 | https://cdd.iec.ch/CDD/IEC61987/iec61987.nsf/Classes/0112-2---61987%23ABC408 | https://cdd.iec.ch/cdd/iec61987/iec61987.nsf/PropertiesAllVersions/0112-2---61987%23ABB271,https://cdd.iec.ch/cdd/iec61987/iec61987.nsf/PropertiesAllVersions/0112-2---61987%23ABA577,https://cdd.iec.ch/cdd/iec61987/iec61987.nsf/PropertiesAllVersions/0112-2---61987%23ABU170 | 0112-2---61987#ABB271,0112-2---61987#ABA577,0112-2---61987#ABU170
0112/2///61987#ABC646 | 005 | 01 | 0112/2///61987#ABC646#005 | Style of parametrization |  |  |  | properties characterizing a parametrization style |  | 18 ABC646.18 |  |  | ITEM_CLASS | [5 empty] | 0112/2///61987#ABC488 - Parametrization |  |  |  | Standard |  |  |  | 2018-03-28 | 2013-09-27 | 2018-03-20 | 2018-03-20 |  | SC65E – IEC 61987 | C00004 |  | 0112/2///61987#ABV501 | https://cdd.iec.ch/CDD/IEC61987/iec61987.nsf/Classes/0112-2---61987%23ABC646 | https://cdd.iec.ch/cdd/iec61987/iec61987.nsf/PropertiesAllVersions/0112-2---61987%23ABU392,https://cdd.iec.ch/cdd/iec61987/iec61987.nsf/PropertiesAllVersions/0112-2---61987%23ABU414,https://cdd.iec.ch/cdd/iec61987/iec61987.nsf/PropertiesAllVersions/0112-2---61987%23ABU415,https://cdd.iec.ch/cdd/iec61987/iec61987.nsf/PropertiesAllVersions/0112-2---61987%23ABU416,https://cdd.iec.ch/cdd/iec61987/iec61987.nsf/PropertiesAllVersions/0112-2---61987%23ABU417 | 0112-2---61987#ABU416,0112-2---61987#ABU417,0112-2---61987#ABU392,0112-2---61987#ABU414,0112-2---61987#ABU415
0112/2///61987#ABG336 | 001 | 01 | 0112/2///61987#ABG336#001 | Process design ratings [8] |  |  |  | properties characterizing the process conditions for which the device is designed |  |  |  |  | ITEM_CLASS | [5 empty] | 0112/2///61987#ABG327 - Rated operating conditions [22] |  |  |  | Standard |  | IEC 61987 | IEC | 2018-03-28 | 2014-12-17 | 2016-05-24 | 2016-05-24 |  | SC65E – IEC 61987 | C00019 | 001-01 (2018-03-28 07:26:09 by BATCH 00000762) standard | 0112/2///61987#ABV501 | https://cdd.iec.ch/CDD/IEC61987/iec61987.nsf/Classes/0112-2---61987%23ABG336 | https://cdd.iec.ch/cdd/iec61987/iec61987.nsf/PropertiesAllVersions/0112-2---61987%23ABG905,https://cdd.iec.ch/cdd/iec61987/iec61987.nsf/PropertiesAllVersions/0112-2---61987%23ABG911,https://cdd.iec.ch/cdd/iec61987/iec61987.nsf/PropertiesAllVersions/0112-2---61987%23ABC938 | 0112-2---61987#ABG905,0112-2---61987#ABG911,0112-2---61987#ABC938
0112/2///61987#ABA010 | 002 | 01 | 0112/2///61987#ABA010#002 | Device LOP for orifice/differential pressure flow transmitter |  |  |  | list of properties characterizing an orifice/differential pressure flow transmitter |  |  |  |  | ITEM_CLASS | [5 empty] | 0112/2///61987#ABA767 - Differential pressure flow transmitter0112/2///61987#ABE425 - Orifice plate flow meter |  |  |  | Standard |  |  |  | 2018-03-28 | 2013-09-27 | 2016-05-24 | 2016-05-24 |  | SC65E – IEC 61987 | C00019 |  | 0112/2///61987#ABV504 | https://cdd.iec.ch/CDD/IEC61987/iec61987.nsf/Classes/0112-2---61987%23ABA010 | https://cdd.iec.ch/cdd/iec61987/iec61987.nsf/PropertiesAllVersions/0112-2---61987%23ABC899,https://cdd.iec.ch/cdd/iec61987/iec61987.nsf/PropertiesAllVersions/0112-2---61987%23ABC730,https://cdd.iec.ch/cdd/iec61987/iec61987.nsf/PropertiesAllVersions/0112-2---61987%23ABC885,https://cdd.iec.ch/cdd/iec61987/iec61987.nsf/PropertiesAllVersions/0112-2---61987%23ABC923,https://cdd.iec.ch/cdd/iec61987/iec61987.nsf/PropertiesAllVersions/0112-2---61987%23ABB206,https://cdd.iec.ch/cdd/iec61987/iec61987.nsf/PropertiesAllVersions/0112-2---61987%23ABD108,https://cdd.iec.ch/cdd/iec61987/iec61987.nsf/PropertiesAllVersions/0112-2---61987%23ABC830,https://cdd.iec.ch/cdd/iec61987/iec61987.nsf/PropertiesAllVersions/0112-2---61987%23ABD123,https://cdd.iec.ch/cdd/iec61987/iec61987.nsf/PropertiesAllVersions/0112-2---61987%23ABH459,https://cdd.iec.ch/cdd/iec61987/iec61987.nsf/PropertiesAllVersions/0112-2---61987%23ABD057,https://cdd.iec.ch/cdd/iec61987/iec61987.nsf/PropertiesAllVersions/0112-2---61987%23ABD088,https://cdd.iec.ch/cdd/iec61987/iec61987.nsf/PropertiesAllVersions/0112-2---61987%23ABD153,https://cdd.iec.ch/cdd/iec61987/iec61987.nsf/PropertiesAllVersions/0112-2---61987%23ABC786,https://cdd.iec.ch/cdd/iec61987/iec61987.nsf/PropertiesAllVersions/0112-2---61987%23ABC795,https://cdd.iec.ch/cdd/iec61987/iec61987.nsf/PropertiesAllVersions/0112-2---61987%23ABA293,https://cdd.iec.ch/cdd/iec61987/iec61987.nsf/PropertiesAllVersions/0112-2---61987%23ABC710 | 0112-2---61987#ABC899,0112-2---61987#ABC830,0112-2---61987#ABC710,0112-2---61987#ABC795,0112-2---61987#ABA293,0112-2---61987#ABB206,0112-2---61987#ABD108,0112-2---61987#ABH459,0112-2---61987#ABD153,0112-2---61987#ABC730,0112-2---61987#ABC923,0112-2---61987#ABD088,0112-2---61987#ABC786,0112-2---61987#ABC885,0112-2---61987#ABD123,0112-2---61987#ABD057
0112/2///61987#ABC546 | 003 | 01 | 0112/2///61987#ABC546#003 | Process equipment |  |  |  | properties characterizing the equipment where a device is deployed | For instance, these properties concern lines or nozzles and their end connections for flow, temperature, or pressure devices and equipment dimensions for level devices. |  |  |  | ITEM_CLASS | [5 empty] | 0112/2///61987#ABA003 - Operating LOP for flow measuring equipment0112/2///61987#ABF868 - Operating LOP for density measuring equipment |  |  |  | Standard |  |  |  | 2018-03-28 | 2013-09-27 | 2018-03-20 | 2018-03-20 |  | SC65E – IEC 61987 | C00004 |  | 0112/2///61987#ABV501 | https://cdd.iec.ch/CDD/IEC61987/iec61987.nsf/Classes/0112-2---61987%23ABC546 | https://cdd.iec.ch/cdd/iec61987/iec61987.nsf/PropertiesAllVersions/0112-2---61987%23ABB335,https://cdd.iec.ch/cdd/iec61987/iec61987.nsf/PropertiesAllVersions/0112-2---61987%23ABC952 | 0112-2---61987#ABB335,0112-2---61987#ABC952
0112/2///61987#ABG217 | 001 | 01 | 0112/2///61987#ABG217#001 | Performance [14] |  |  |  | properties characterizing the performance of the device with regard to measurement accuracy and dynamic behaviour |  |  | from IEC 61987-1, 5.6 |  | ITEM_CLASS | [5 empty] | 0112/2///61987#ABE735 - Device LOP for level transmitter |  |  |  | Standard |  | IEC 61987 | IEC | 2018-03-28 | 2014-12-17 | 2018-03-20 | 2018-03-20 |  | SC65E – IEC 61987 | C00018 | 001-01 (2018-03-28 07:26:08 by BATCH 00000762) standard | 0112/2///61987#ABV501 | https://cdd.iec.ch/CDD/IEC61987/iec61987.nsf/Classes/0112-2---61987%23ABG217 | https://cdd.iec.ch/cdd/iec61987/iec61987.nsf/PropertiesAllVersions/0112-2---61987%23ABG794,https://cdd.iec.ch/cdd/iec61987/iec61987.nsf/PropertiesAllVersions/0112-2---61987%23ABB636,https://cdd.iec.ch/cdd/iec61987/iec61987.nsf/PropertiesAllVersions/0112-2---61987%23ABG808 | 0112-2---61987#ABG794,0112-2---61987#ABB636,0112-2---61987#ABG808
0112/2///61987#ABA674 | 002 | 01 | 0112/2///61987#ABA674#002 | Filled system temperature gauge |  |  |  | temperature gauge that uses the pressure generated on a sensing element by the thermal expansion of a fluid to measure and indicate a temperature |  |  |  |  | ITEM_CLASS |  |  |  |  | 0112/2///61987#ABF896 - reference to Operating LOP for temperature measuring equipment0112/2///61987#ABF904 - reference to Device LOP for temperature gauge |  |  |  |  | Standard |  |  |  | 2018-03-28 | 2013-08-27 | 2016-05-24 | 2016-05-24 |  | SC65E – IEC 61987 | C00004 |  | 0112/2///61987#ABA672 | https://cdd.iec.ch/CDD/IEC61987/iec61987.nsf/Classes/0112-2---61987%23ABA674 |  | 0112-2---61987#ABF904,0112-2---61987#ABF896
0112/2///61987#ABC443 | 002 | 01 | 0112/2///61987#ABC443#002 | Mechanical and electrical construction [manifold] |  |  |  | properties characterizing the constructional details of the device and its parts |  |  | IEC 61987-1, 5.8 |  | ITEM_CLASS | [5 empty] | 0112/2///61987#ABA037 - Device LOP for manifold0112/2///61987#ABA037 - Device LOP for pressure measurement manifold |  |  |  | Standard |  |  |  | 2018-03-28 | 2013-09-27 | 2016-05-24 | 2016-05-24 |  | SC65E – IEC 61987 | C00004 |  | 0112/2///61987#ABV501 | https://cdd.iec.ch/CDD/IEC61987/iec61987.nsf/Classes/0112-2---61987%23ABC443 | https://cdd.iec.ch/cdd/iec61987/iec61987.nsf/PropertiesAllVersions/0112-2---61987%23ABD534,https://cdd.iec.ch/cdd/iec61987/iec61987.nsf/PropertiesAllVersions/0112-2---61987%23ABD250,https://cdd.iec.ch/cdd/iec61987/iec61987.nsf/PropertiesAllVersions/0112-2---61987%23ABB139,https://cdd.iec.ch/cdd/iec61987/iec61987.nsf/PropertiesAllVersions/0112-2---61987%23ABC862,https://cdd.iec.ch/cdd/iec61987/iec61987.nsf/PropertiesAllVersions/0112-2---61987%23ABC789 | 0112-2---61987#ABD250,0112-2---61987#ABB139,0112-2---61987#ABC862,0112-2---61987#ABC789,0112-2---61987#ABD534
0112/2///61987#ABC621 | 002 | 01 | 0112/2///61987#ABC621#002 | Structural design [absolute/gauge pressure gauge] |  |  |  | properties characterizing the constructional details of a device |  |  |  |  | ITEM_CLASS | [5 empty] | 0112/2///61987#ABC440 - Mechanical and electrical construction [absolute/gauge pressure gauge] |  |  |  | Standard |  |  |  | 2018-03-28 | 2013-09-27 | 2016-05-24 | 2016-05-24 |  | SC65E – IEC 61987 | C00004 |  | 0112/2///61987#ABV501 | https://cdd.iec.ch/CDD/IEC61987/iec61987.nsf/Classes/0112-2---61987%23ABC621 | https://cdd.iec.ch/cdd/iec61987/iec61987.nsf/PropertiesAllVersions/0112-2---61987%23ABD255,https://cdd.iec.ch/cdd/iec61987/iec61987.nsf/PropertiesAllVersions/0112-2---61987%23ABD263,https://cdd.iec.ch/cdd/iec61987/iec61987.nsf/PropertiesAllVersions/0112-2---61987%23ABU384,https://cdd.iec.ch/cdd/iec61987/iec61987.nsf/PropertiesAllVersions/0112-2---61987%23ABB503,https://cdd.iec.ch/cdd/iec61987/iec61987.nsf/PropertiesAllVersions/0112-2---61987%23ABD481,https://cdd.iec.ch/cdd/iec61987/iec61987.nsf/PropertiesAllVersions/0112-2---61987%23ABB970,https://cdd.iec.ch/cdd/iec61987/iec61987.nsf/PropertiesAllVersions/0112-2---61987%23ABC832 | 0112-2---61987#ABB970,0112-2---61987#ABC832,0112-2---61987#ABD255,0112-2---61987#ABD263,0112-2---61987#ABU384,0112-2---61987#ABB503,0112-2---61987#ABD481
0112/2///61987#ABC674 | 002 | 01 | 0112/2///61987#ABC674#002 | Type of performance variable [4] |  |  |  | administration block for polymorphism acting as proxy for the selected performance type |  | 15 ABC674.15 |  |  | ITEM_CLASS | [5 empty] | 0112/2///61987#ABC506 - Performance variable [4] |  |  |  | Standard |  |  |  | 2018-03-28 | 2013-08-27 | 2016-05-24 | 2016-05-24 |  | SC65E – IEC 61987 | C00004 |  | 0112/2///61987#ABV501 | https://cdd.iec.ch/CDD/IEC61987/iec61987.nsf/Classes/0112-2---61987%23ABC674 | https://cdd.iec.ch/cdd/iec61987/iec61987.nsf/PropertiesAllVersions/0112-2---61987%23ABU348,https://cdd.iec.ch/cdd/iec61987/iec61987.nsf/PropertiesAllVersions/0112-2---61987%23ABU373,https://cdd.iec.ch/cdd/iec61987/iec61987.nsf/PropertiesAllVersions/0112-2---61987%23ABU374 | 0112-2---61987#ABU348,0112-2---61987#ABU373,0112-2---61987#ABU374
0112/2///61987#ABD963 | 002 | 01 | 0112/2///61987#ABD963#002 | Parameters of positioner |  |  |  | properties characterizing the configuration of a positioner of a valve according to its specific values |  |  |  |  | ITEM_CLASS | [5 empty] | 0112/2///61987#ABE321 - Device LOP for positioner |  |  |  | Standard |  |  |  | 2018-03-28 | 2013-09-02 | 2016-05-02 | 2016-05-02 |  | SC65E – IEC 61987 | C00009 |  | 0112/2///61987#ABV501 | https://cdd.iec.ch/CDD/IEC61987/iec61987.nsf/Classes/0112-2---61987%23ABD963 | https://cdd.iec.ch/cdd/iec61987/iec61987.nsf/PropertiesAllVersions/0112-2---61987%23ABD754,https://cdd.iec.ch/cdd/iec61987/iec61987.nsf/PropertiesAllVersions/0112-2---61987%23ABD551,https://cdd.iec.ch/cdd/iec61987/iec61987.nsf/PropertiesAllVersions/0112-2---61987%23ABD656,https://cdd.iec.ch/cdd/iec61987/iec61987.nsf/PropertiesAllVersions/0112-2---61987%23ABD634,https://cdd.iec.ch/cdd/iec61987/iec61987.nsf/PropertiesAllVersions/0112-2---61987%23ABD610,https://cdd.iec.ch/cdd/iec61987/iec61987.nsf/PropertiesAllVersions/0112-2---61987%23ABD788,https://cdd.iec.ch/cdd/iec61987/iec61987.nsf/PropertiesAllVersions/0112-2---61987%23ABD611,https://cdd.iec.ch/cdd/iec61987/iec61987.nsf/PropertiesAllVersions/0112-2---61987%23ABD789,https://cdd.iec.ch/cdd/iec61987/iec61987.nsf/PropertiesAllVersions/0112-2---61987%23ABD609,https://cdd.iec.ch/cdd/iec61987/iec61987.nsf/PropertiesAllVersions/0112-2---61987%23ABD787,https://cdd.iec.ch/cdd/iec61987/iec61987.nsf/PropertiesAllVersions/0112-2---61987%23ABD608,https://cdd.iec.ch/cdd/iec61987/iec61987.nsf/PropertiesAllVersions/0112-2---61987%23ABD786,https://cdd.iec.ch/cdd/iec61987/iec61987.nsf/PropertiesAllVersions/0112-2---61987%23ABD713,https://cdd.iec.ch/cdd/iec61987/iec61987.nsf/PropertiesAllVersions/0112-2---61987%23ABD557,https://cdd.iec.ch/cdd/iec61987/iec61987.nsf/PropertiesAllVersions/0112-2---61987%23ABD558,https://cdd.iec.ch/cdd/iec61987/iec61987.nsf/PropertiesAllVersions/0112-2---61987%23ABE225,https://cdd.iec.ch/cdd/iec61987/iec61987.nsf/PropertiesAllVersions/0112-2---61987%23ABD721,https://cdd.iec.ch/cdd/iec61987/iec61987.nsf/PropertiesAllVersions/0112-2---61987%23ABD766,https://cdd.iec.ch/cdd/iec61987/iec61987.nsf/PropertiesAllVersions/0112-2---61987%23ABH520,https://cdd.iec.ch/cdd/iec61987/iec61987.nsf/PropertiesAllVersions/0112-2---61987%23ABH521,https://cdd.iec.ch/cdd/iec61987/iec61987.nsf/PropertiesAllVersions/0112-2---61987%23ABH522,https://cdd.iec.ch/cdd/iec61987/iec61987.nsf/PropertiesAllVersions/0112-2---61987%23ABD679,https://cdd.iec.ch/cdd/iec61987/iec61987.nsf/PropertiesAllVersions/0112-2---61987%23ABD723,https://cdd.iec.ch/cdd/iec61987/iec61987.nsf/PropertiesAllVersions/0112-2---61987%23ABD555,https://cdd.iec.ch/cdd/iec61987/iec61987.nsf/PropertiesAllVersions/0112-2---61987%23ABD720,https://cdd.iec.ch/cdd/iec61987/iec61987.nsf/PropertiesAllVersions/0112-2---61987%23ABD757,https://cdd.iec.ch/cdd/iec61987/iec61987.nsf/PropertiesAllVersions/0112-2---61987%23ABD599,https://cdd.iec.ch/cdd/iec61987/iec61987.nsf/PropertiesAllVersions/0112-2---61987%23ABD775 | 0112-2---61987#ABD558,0112-2---61987#ABD551,0112-2---61987#ABD713,0112-2---61987#ABD634,0112-2---61987#ABD656,0112-2---61987#ABD766,0112-2---61987#ABH520,0112-2---61987#ABH521,0112-2---61987#ABD723,0112-2---61987#ABD599,0112-2---61987#ABD775,0112-2---61987#ABD786,0112-2---61987#ABE225,0112-2---61987#ABD608,0112-2---61987#ABD555,0112-2---61987#ABD757,0112-2---61987#ABD788,0112-2---61987#ABD787,0112-2---61987#ABH522,0112-2---61987#ABD789,0112-2---61987#ABD557,0112-2---61987#ABD610,0112-2---61987#ABD754,0112-2---61987#ABD679,0112-2---61987#ABD720,0112-2---61987#ABD611,0112-2---61987#ABD609,0112-2---61987#ABD721
0112/2///61987#ABE022 | 001 | 02 | 0112/2///61987#ABE022#001 | Structural design [ball valve] |  |  |  | properties characterizing the constructional details of a device |  |  |  |  | ITEM_CLASS | [5 empty] | 0112/2///61987#ABD930 - Mechanical and electrical construction [ball valve] |  |  |  | Standard |  |  |  | 2018-03-28 | 2013-09-02 | 2013-09-02 | 2014-06-18 |  | SC65E – IEC 61987 | C00009 |  | 0112/2///61987#ABV501 | https://cdd.iec.ch/CDD/IEC61987/iec61987.nsf/Classes/0112-2---61987%23ABE022 | https://cdd.iec.ch/cdd/iec61987/iec61987.nsf/PropertiesAllVersions/0112-2---61987%23ABE070,https://cdd.iec.ch/cdd/iec61987/iec61987.nsf/PropertiesAllVersions/0112-2---61987%23ABE282,https://cdd.iec.ch/cdd/iec61987/iec61987.nsf/PropertiesAllVersions/0112-2---61987%23ABE295 | 0112-2---61987#ABE070,0112-2---61987#ABE282,0112-2---61987#ABE295
0112/2///61987#ABE601 | 002 | 01 | 0112/2///61987#ABE601#002 | Structural design of a limit switch |  |  |  | properties characterizing the constructional details of a limit switch of an actuator |  |  |  |  | ITEM_CLASS | [5 empty] | 0112/2///61987#ABE023 - Structural design [positioner]0112/2///61987#ABE600 - Structural design [limit switch] |  |  |  | Standard |  | IEC 61987 | IEC | 2018-03-28 | 2014-07-25 | 2018-03-20 | 2018-03-20 |  | SC65E – IEC 61987 | C00016 |  | 0112/2///61987#ABV501 | https://cdd.iec.ch/CDD/IEC61987/iec61987.nsf/Classes/0112-2---61987%23ABE601 | https://cdd.iec.ch/cdd/iec61987/iec61987.nsf/PropertiesAllVersions/0112-2---61987%23ABE521,https://cdd.iec.ch/cdd/iec61987/iec61987.nsf/PropertiesAllVersions/0112-2---61987%23ABE522,https://cdd.iec.ch/cdd/iec61987/iec61987.nsf/PropertiesAllVersions/0112-2---61987%23ABE517,https://cdd.iec.ch/cdd/iec61987/iec61987.nsf/PropertiesAllVersions/0112-2---61987%23ABB015,https://cdd.iec.ch/cdd/iec61987/iec61987.nsf/PropertiesAllVersions/0112-2---61987%23ABE523,https://cdd.iec.ch/cdd/iec61987/iec61987.nsf/PropertiesAllVersions/0112-2---61987%23ABE524,https://cdd.iec.ch/cdd/iec61987/iec61987.nsf/PropertiesAllVersions/0112-2---61987%23ABE525,https://cdd.iec.ch/cdd/iec61987/iec61987.nsf/PropertiesAllVersions/0112-2---61987%23ABE526,https://cdd.iec.ch/cdd/iec61987/iec61987.nsf/PropertiesAllVersions/0112-2---61987%23ABE527,https://cdd.iec.ch/cdd/iec61987/iec61987.nsf/PropertiesAllVersions/0112-2---61987%23ABD479,https://cdd.iec.ch/cdd/iec61987/iec61987.nsf/PropertiesAllVersions/0112-2---61987%23ABC976,https://cdd.iec.ch/cdd/iec61987/iec61987.nsf/PropertiesAllVersions/0112-2---61987%23ABB952,https://cdd.iec.ch/cdd/iec61987/iec61987.nsf/PropertiesAllVersions/0112-2---61987%23ABB886,https://cdd.iec.ch/cdd/iec61987/iec61987.nsf/PropertiesAllVersions/0112-2---61987%23ABE531 | 0112-2---61987#ABE521,0112-2---61987#ABE517,0112-2---61987#ABE526,0112-2---61987#ABC976,0112-2---61987#ABB952,0112-2---61987#ABB886,0112-2---61987#ABE522,0112-2---61987#ABE527,0112-2---61987#ABE531,0112-2---61987#ABB015,0112-2---61987#ABE523,0112-2---61987#ABD479,0112-2---61987#ABE524,0112-2---61987#ABE525
0112/2///61987#ABA734 | 003 | 01 | 0112/2///61987#ABA734#003 | Absolute pressure switch |  |  |  | pressure switch that outputs a discrete signal representative of an absolute pressure regime |  |  |  |  | ITEM_CLASS |  |  |  |  | 0112/2///61987#ABU134 - reference to Operating LOP for pressure measuring equipment |  |  |  |  | Standard |  |  |  | 2018-03-28 | 2013-08-27 | 2016-05-24 | 2016-05-24 |  | SC65E – IEC 61987 | C00004 |  | 0112/2///61987#ABA732 | https://cdd.iec.ch/CDD/IEC61987/iec61987.nsf/Classes/0112-2---61987%23ABA734 |  | 0112-2---61987#ABU134
0112/2///61987#ABA771 | 003 | 01 | 0112/2///61987#ABA771#003 | Variable area flow transmitter |  |  |  | flow transmitter that throttles a stream through a constriction, the area of which changes to keep a constant differential pressure, in order to measure flow rate |  |  |  |  | ITEM_CLASS |  |  |  |  | 0112/2///61987#ABU125 - reference to Operating LOP for flow measuring equipment |  |  |  |  | Standard |  |  |  | 2018-03-28 | 2013-08-27 | 2016-05-24 | 2016-05-24 |  | SC65E – IEC 61987 | C00004 |  | 0112/2///61987#ABA767 | https://cdd.iec.ch/CDD/IEC61987/iec61987.nsf/Classes/0112-2---61987%23ABA771 | https://cdd.iec.ch/cdd/iec61987/iec61987.nsf/PropertiesAllVersions/0112-2---61987%23ABU215 | 0112-2---61987#ABU215
0112/2///61987#ABC491 | 002 | 01 | 0112/2///61987#ABC491#002 | Performance [1] |  |  |  | properties characterizing the performance of the device with regard to measurement accuracy and dynamic behaviour |  |  | from IEC 61987-1, 5.6 |  | ITEM_CLASS | [5 empty] | 0112/2///61987#ABA005 - Device LOP for flow transmitter |  |  |  | Standard |  |  |  | 2018-03-28 | 2013-08-27 | 2016-05-24 | 2016-05-24 |  | SC65E – IEC 61987 | C00004 |  | 0112/2///61987#ABV501 | https://cdd.iec.ch/CDD/IEC61987/iec61987.nsf/Classes/0112-2---61987%23ABC491 | https://cdd.iec.ch/cdd/iec61987/iec61987.nsf/PropertiesAllVersions/0112-2---61987%23ABD196,https://cdd.iec.ch/cdd/iec61987/iec61987.nsf/PropertiesAllVersions/0112-2---61987%23ABB636,https://cdd.iec.ch/cdd/iec61987/iec61987.nsf/PropertiesAllVersions/0112-2---61987%23ABD133 | 0112-2---61987#ABD196,0112-2---61987#ABB636,0112-2---61987#ABD133
0112/2///61987#ABG280 | 001 | 01 | 0112/2///61987#ABG280#001 | Type of performance variable [14] |  |  |  | administration block for polymorphism acting as proxy for the selected performance type |  | Polymorphic element: ABG280, Id: 5 |  |  | ITEM_CLASS | [5 empty] | 0112/2///61987#ABG264 - Performance variable [24] |  |  |  | Standard |  | IEC 61987 | IEC | 2018-03-28 | 2014-12-17 | 2018-03-20 | 2018-03-20 |  | SC65E – IEC 61987 | C00018 | 001-01 (2018-03-28 07:26:08 by BATCH 00000762) standard | 0112/2///61987#ABV501 | https://cdd.iec.ch/CDD/IEC61987/iec61987.nsf/Classes/0112-2---61987%23ABG280 | https://cdd.iec.ch/cdd/iec61987/iec61987.nsf/PropertiesAllVersions/0112-2---61987%23ABU943,https://cdd.iec.ch/cdd/iec61987/iec61987.nsf/PropertiesAllVersions/0112-2---61987%23ABV024,https://cdd.iec.ch/cdd/iec61987/iec61987.nsf/PropertiesAllVersions/0112-2---61987%23ABU976 | 0112-2---61987#ABU943,0112-2---61987#ABV024,0112-2---61987#ABU976
0112/2///61987#ABA722 | 002 | 01 | 0112/2///61987#ABA722#002 | Guided-wave level switch |  |  |  | wave level switch that emits a wave that is guided by a rod, cable or rope to the surface of process material and uses the time of flight of the reflected wave to detect a level regime |  |  |  |  | ITEM_CLASS |  |  |  |  | 0112/2///61987#ABF910 - reference to Operating LOP for level measuring equipment |  |  |  |  | Standard |  |  |  | 2018-03-28 | 2013-08-27 | 2018-03-20 | 2018-03-20 |  | SC65E – IEC 61987 | C00018 |  | 0112/2///61987#ABA720 | https://cdd.iec.ch/CDD/IEC61987/iec61987.nsf/Classes/0112-2---61987%23ABA722 | https://cdd.iec.ch/cdd/iec61987/iec61987.nsf/PropertiesAllVersions/0112-2---61987%23ABF874 | 0112-2---61987#ABF874
0112/2///61987#ABA758 | 002 | 01 | 0112/2///61987#ABA758#002 | Radiometric density transmitter |  |  |  | density transmitter that measures the absorption of (gamma) nuclear radiation by a medium and outputs a signal representative of density |  |  |  |  | ITEM_CLASS |  |  |  |  | 0112/2///61987#ABF920 - reference to Operating LOP for density measuring equipment |  |  |  |  | Standard |  |  |  | 2018-03-28 | 2013-08-27 | 2018-03-20 | 2018-03-20 |  | SC65E – IEC 61987 | C00017 |  | 0112/2///61987#ABA754 | https://cdd.iec.ch/CDD/IEC61987/iec61987.nsf/Classes/0112-2---61987%23ABA758 | https://cdd.iec.ch/cdd/iec61987/iec61987.nsf/PropertiesAllVersions/0112-2---61987%23ABF914 | 0112-2---61987#ABF914,0112-2---61987#ABF920
0112/2///61987#ABA878 | 002 | 01 | 0112/2///61987#ABA878#002 | Thermistor element |  |  |  | resistance temperature element that uses a thermistor to sense temperature |  |  |  |  | ITEM_CLASS | [9 empty] | Standard |  |  |  | 2018-03-28 | 2013-08-27 | 2016-05-24 | 2016-05-24 |  | SC65E – IEC 61987 | C00004 |  | 0112/2///61987#ABA876 | https://cdd.iec.ch/CDD/IEC61987/iec61987.nsf/Classes/0112-2---61987%23ABA878
0112/2///61987#ABA016 | 002 | 01 | 0112/2///61987#ABA016#002 | Device LOP for thermal mass flow transmitter |  |  |  | list of properties characterizing a thermal mass flow transmitter |  |  |  |  | ITEM_CLASS | [5 empty] | 0112/2///61987#ABA764 - Thermal mass flow transmitter |  |  |  | Standard |  |  |  | 2018-03-28 | 2013-09-27 | 2016-05-24 | 2016-05-24 |  | SC65E – IEC 61987 | C00004 |  | 0112/2///61987#ABV504 | https://cdd.iec.ch/CDD/IEC61987/iec61987.nsf/Classes/0112-2---61987%23ABA016 | https://cdd.iec.ch/cdd/iec61987/iec61987.nsf/PropertiesAllVersions/0112-2---61987%23ABC899,https://cdd.iec.ch/cdd/iec61987/iec61987.nsf/PropertiesAllVersions/0112-2---61987%23ABC730,https://cdd.iec.ch/cdd/iec61987/iec61987.nsf/PropertiesAllVersions/0112-2---61987%23ABC885,https://cdd.iec.ch/cdd/iec61987/iec61987.nsf/PropertiesAllVersions/0112-2---61987%23ABC923,https://cdd.iec.ch/cdd/iec61987/iec61987.nsf/PropertiesAllVersions/0112-2---61987%23ABB206,https://cdd.iec.ch/cdd/iec61987/iec61987.nsf/PropertiesAllVersions/0112-2---61987%23ABD108,https://cdd.iec.ch/cdd/iec61987/iec61987.nsf/PropertiesAllVersions/0112-2---61987%23ABC830,https://cdd.iec.ch/cdd/iec61987/iec61987.nsf/PropertiesAllVersions/0112-2---61987%23ABD123,https://cdd.iec.ch/cdd/iec61987/iec61987.nsf/PropertiesAllVersions/0112-2---61987%23ABD187,https://cdd.iec.ch/cdd/iec61987/iec61987.nsf/PropertiesAllVersions/0112-2---61987%23ABD060,https://cdd.iec.ch/cdd/iec61987/iec61987.nsf/PropertiesAllVersions/0112-2---61987%23ABD088,https://cdd.iec.ch/cdd/iec61987/iec61987.nsf/PropertiesAllVersions/0112-2---61987%23ABD153,https://cdd.iec.ch/cdd/iec61987/iec61987.nsf/PropertiesAllVersions/0112-2---61987%23ABC786,https://cdd.iec.ch/cdd/iec61987/iec61987.nsf/PropertiesAllVersions/0112-2---61987%23ABC795,https://cdd.iec.ch/cdd/iec61987/iec61987.nsf/PropertiesAllVersions/0112-2---61987%23ABA293,https://cdd.iec.ch/cdd/iec61987/iec61987.nsf/PropertiesAllVersions/0112-2---61987%23ABC710 | 0112-2---61987#ABC795,0112-2---61987#ABC885,0112-2---61987#ABB206,0112-2---61987#ABD187,0112-2---61987#ABD088,0112-2---61987#ABC899,0112-2---61987#ABD060,0112-2---61987#ABC730,0112-2---61987#ABD108,0112-2---61987#ABC786,0112-2---61987#ABA293,0112-2---61987#ABC710,0112-2---61987#ABC923,0112-2---61987#ABC830,0112-2---61987#ABD123,0112-2---61987#ABD153
0112/2///61987#ABC188 | 006 | 01 | 0112/2///61987#ABC188#006 | Design deratings |  |  |  | properties characterizing extreme conditions which the device, pipe or equipment can withstand without being a risk to persons and environment |  |  |  |  | ITEM_CLASS | [5 empty] | 0112/2///61987#ABC532 - Pressure-temperature design conditions0112/2///61987#ABC533 - Pressure-temperature design ratings0112/2///61987#ABD985 - Pressure-temperature design conditions [2]0112/2///61987#ABD986 - Pressure-temperature design ratings [2]0112/2///61987#ABE595 - Pressure-temperature design ratings [4]0112/2///61987#ABG477 - Pressure-temperature design conditions [temperature] |  |  |  | Standard |  |  |  | 2018-03-28 | 2013-08-27 | 2018-03-20 | 2018-03-20 |  | SC65E – IEC 61987 | C00019 |  | 0112/2///61987#ABV501 | https://cdd.iec.ch/CDD/IEC61987/iec61987.nsf/Classes/0112-2---61987%23ABC188 | https://cdd.iec.ch/cdd/iec61987/iec61987.nsf/PropertiesAllVersions/0112-2---61987%23ABD330,https://cdd.iec.ch/cdd/iec61987/iec61987.nsf/PropertiesAllVersions/0112-2---61987%23ABA143,https://cdd.iec.ch/cdd/iec61987/iec61987.nsf/PropertiesAllVersions/0112-2---61987%23ABA137,https://cdd.iec.ch/cdd/iec61987/iec61987.nsf/PropertiesAllVersions/0112-2---61987%23ABA138,https://cdd.iec.ch/cdd/iec61987/iec61987.nsf/PropertiesAllVersions/0112-2---61987%23ABA139,https://cdd.iec.ch/cdd/iec61987/iec61987.nsf/PropertiesAllVersions/0112-2---61987%23ABA140 | 0112-2---61987#ABA143,0112-2---61987#ABA137,0112-2---61987#ABA138,0112-2---61987#ABA139,0112-2---61987#ABA140,0112-2---61987#ABD330
0112/2///61987#ABD903 | 001 | 02 | 0112/2///61987#ABD903#001 | Material of bushing |  |  |  | properties characterizing the material of which a bushing is made |  |  |  |  | ITEM_CLASS | [5 empty] | 0112/2///61987#ABE031 - Structural design of a plug valve |  |  |  | Standard |  |  |  | 2018-03-28 | 2013-09-02 | 2013-09-02 | 2014-06-18 |  | SC65E – IEC 61987 | C00009 |  | 0112/2///61987#ABV501 | https://cdd.iec.ch/CDD/IEC61987/iec61987.nsf/Classes/0112-2---61987%23ABD903 | https://cdd.iec.ch/cdd/iec61987/iec61987.nsf/PropertiesAllVersions/0112-2---61987%23ABB455,https://cdd.iec.ch/cdd/iec61987/iec61987.nsf/PropertiesAllVersions/0112-2---61987%23ABI460,https://cdd.iec.ch/cdd/iec61987/iec61987.nsf/PropertiesAllVersions/0112-2---61987%23ABA908,https://cdd.iec.ch/cdd/iec61987/iec61987.nsf/PropertiesAllVersions/0112-2---61987%23ABA907 | 0112-2---61987#ABB455,0112-2---61987#ABI460,0112-2---61987#ABA908,0112-2---61987#ABA907
0112/2///61987#ABG218 | 001 | 01 | 0112/2///61987#ABG218#001 | Performance [15] |  |  |  | properties characterizing the performance of the device with regard to measurement accuracy and dynamic behaviour |  |  | from IEC 61987-1, 5.6 |  | ITEM_CLASS | [5 empty] | 0112/2///61987#ABE730 - Device LOP for rotary paddle switch0112/2///61987#ABE732 - Device LOP for vibrating level switch0112/2///61987#ABE733 - Device LOP for optical level switch0112/2///61987#ABE745 - Device LOP for ultrasonic level switch0112/2///61987#ABE749 - Device LOP for microwave level switch0112/2///61987#ABE755 - Device LOP for level switch |  |  |  | Standard |  | IEC 61987 | IEC | 2019-05-17 | 2019-05-17 | 2019-05-17 | 2019-05-17 |  | SC65E – IEC 61987 | C00018 |  | 0112/2///61987#ABV501 | https://cdd.iec.ch/CDD/IEC61987/iec61987.nsf/Classes/0112-2---61987%23ABG218 | https://cdd.iec.ch/cdd/iec61987/iec61987.nsf/PropertiesAllVersions/0112-2---61987%23ABG794,https://cdd.iec.ch/cdd/iec61987/iec61987.nsf/PropertiesAllVersions/0112-2---61987%23ABB636,https://cdd.iec.ch/cdd/iec61987/iec61987.nsf/PropertiesAllVersions/0112-2---61987%23ABG809 | 0112-2---61987#ABG794,0112-2---61987#ABB636,0112-2---61987#ABG809
0112/2///61987#ABG195 | 001 | 01 | 0112/2///61987#ABG195#001 | Frequency output [13] |  |  |  | properties characterizing the parameters of the frequency output |  | Polymorphic element: ABG195, Id: 2 |  |  | ITEM_CLASS | [5 empty] | 0112/2///61987#ABG148 - Type of output [18] |  |  |  | Standard |  | IEC 61987 | IEC | 2018-03-28 | 2014-12-17 | 2016-05-24 | 2016-05-24 |  | SC65E – IEC 61987 | C00019 | 001-01 (2018-03-28 07:26:08 by BATCH 00000762) standard | 0112/2///61987#ABV501 | https://cdd.iec.ch/CDD/IEC61987/iec61987.nsf/Classes/0112-2---61987%23ABG195 | https://cdd.iec.ch/cdd/iec61987/iec61987.nsf/PropertiesAllVersions/0112-2---61987%23ABG653,https://cdd.iec.ch/cdd/iec61987/iec61987.nsf/PropertiesAllVersions/0112-2---61987%23ABD185 | 0112-2---61987#ABG653,0112-2---61987#ABD185
0112/2///61987#ABE447 | 001 | 01 | 0112/2///61987#ABE447#001 | Head-mounted temperature transmitter |  |  |  | separate temperature transmitter designed for mounting in a connection head |  |  |  |  | ITEM_CLASS |  |  |  |  | 0112/2///61987#ABE645 - reference to Generic OLOP for system components0112/2///61987#ABF899 - reference to Device LOP for separate temperature transmitter |  |  |  |  | Standard |  |  |  | 2018-03-28 |  | 2016-05-24 | 2016-05-24 |  | SC65E – IEC 61987 | C00004 | 001-01 (2018-03-28 07:26:02 by BATCH 00000762) standard | 0112/2///61987#ABE446 | https://cdd.iec.ch/CDD/IEC61987/iec61987.nsf/Classes/0112-2---61987%23ABE447 |  | 0112-2---61987#ABF899
0112/2///61987#ABD370 | 001 | 01 | 0112/2///61987#ABD370#001 | I/P converter |  |  |  | actuator/valve accessory that is actuated by a current signal from one system and transmits power as a pneumatic signal to a second system | In ANSI/ISA 75.05.01-2000 an I/P converter is called transducer |  | ANSI/ISA-75.05.01-2000¦3.167 |  | ITEM_CLASS |  |  |  |  | 0112/2///61987#ABU514 - reference to Operating LOP for valve/actuator accessories |  |  |  |  | Standard |  |  |  | 2018-03-28 | 2013-09-02 | 2016-05-02 | 2016-05-02 |  | SC65E – IEC 61987 | C00015 | 001-01 (2018-03-28 07:25:59 by BATCH 00000762) standard | 0112/2///61987#ABD366 | https://cdd.iec.ch/CDD/IEC61987/iec61987.nsf/Classes/0112-2---61987%23ABD370 | https://cdd.iec.ch/cdd/iec61987/iec61987.nsf/PropertiesAllVersions/0112-2---61987%23ABE624 | 0112-2---61987#ABU514,0112-2---61987#ABE624
0112/2///61987#ABO057 | 001 | 01 | 0112/2///61987#ABO057#001 | Repeater |  |  |  | network component that regenerates signals in order to extend the transmission distance between data stations by expanding the network with segments of the same media and network type |  |  |  |  | ITEM_CLASS |  |  |  |  | 0112/2///61987#ABP285 - reference to Operating LOP for infrastructure devices |  |  |  | true | Standard |  | IEC 61987-31 | IEC | 2022-10-26 | 2022-10-26 | 2022-10-26 | 2022-10-26 |  | IEC/SC 65E | C00127 | 001-01 (2022-10-26 07:15:17 by BATCH 00000802) standard | 0112/2///61987#ABO045 | https://cdd.iec.ch/CDD/IEC61987/iec61987.nsf/Classes/0112-2---61987%23ABO057
0112/2///61987#ABC312 | 001 | 02 | 0112/2///61987#ABC312#001 | Keypad/buttons and display |  |  |  | properties characterizing a keypad and display |  | 18 ABC312.18 |  |  | ITEM_CLASS | [5 empty] | 0112/2///61987#ABC646 - Style of parametrization |  |  |  | Standard |  |  |  | 2018-03-28 | 2013-08-27 | 2013-08-27 | 2014-06-18 |  | SC65E – IEC 61987 | C00004 |  | 0112/2///61987#ABV501 | https://cdd.iec.ch/CDD/IEC61987/iec61987.nsf/Classes/0112-2---61987%23ABC312 | https://cdd.iec.ch/cdd/iec61987/iec61987.nsf/PropertiesAllVersions/0112-2---61987%23ABA505,https://cdd.iec.ch/cdd/iec61987/iec61987.nsf/PropertiesAllVersions/0112-2---61987%23ABC940,https://cdd.iec.ch/cdd/iec61987/iec61987.nsf/PropertiesAllVersions/0112-2---61987%23ABC834 | 0112-2---61987#ABA505,0112-2---61987#ABC940,0112-2---61987#ABC834
0112/2///61987#ABC403 | 001 | 02 | 0112/2///61987#ABC403#001 | Material of wetted inner seal |  |  |  | properties characterizing the material of the internal seal used to seal the electronics of the flowmeter from the process |  |  |  |  | ITEM_CLASS | [5 empty] | 0112/2///61987#ABC246 - Flowtube assembly0112/2///61987#ABC412 - Flow measuring chamber0112/2///61987#ABF018 - Structural design of a free-space radar level transmitter0112/2///61987#ABF025 - Structural design of a float level transmitter and switch0112/2///61987#ABF117 - Structural design of a guided-wave radar level transmitter0112/2///61987#ABF136 - Structural design of a capacitance level transmitter/switch0112/2///61987#ABF154 - Structural design of a conductance level transmitter/switch0112/2///61987#ABF182 - Structural design of an ultrasonic level transmitter0112/2///61987#ABF183 - Structural design of a vibrating level switch0112/2///61987#ABF191 - Structural design of a rotary paddle switch0112/2///61987#ABF217 - Structural design of a magnetic level gauge0112/2///61987#ABF276 - Structural design of a sight level gauge0112/2///61987#ABF282 - Structural design of a sight level indicator0112/2///61987#ABF283 - Structural design of an optical level switch0112/2///61987#ABF285 - Structural design of a thermal level switch0112/2///61987#ABF341 - Structural design of a hydrostatic pressure level transmitter0112/2///61987#ABF342 - Structural design of a displacer lever transmitter/switch0112/2///61987#ABF343 - Structural design of a nuclear level transmitter/switch0112/2///61987#ABF431 - Structural design of a plumb bob level transmitter0112/2///61987#ABF432 - Structural design of a servo level transmitter0112/2///61987#ABF433 - Structural design of an ultrasonic level switch0112/2///61987#ABF517 - Structural design of a microwave level switch0112/2///61987#ABF518 - Structural design of a laser level transmitter0112/2///61987#ABF632 - Structural design of a refractive index density transmitter0112/2///61987#ABF635 - Structural design of a vibrating fork/rod density transmitter0112/2///61987#ABH365 - Insertion type microwave density transmitter0112/2///61987#ABC625 - Structural design of a differential pressure gauge0112/2///61987#ABC626 - Structural design of a differential pressure transmitter0112/2///61987#ABC629 - Structural design of a pressure or differential pressure gauge0112/2///61987#ABC641 - Structural design of an absolute or a gauge pressure transmitter0112/2///61987#ABF319 - Structural design of a thermowell0112/2///61987#ABF513 - Structural design of temperature gauge |  |  |  | Standard |  |  |  | 2018-03-28 | 2013-08-27 | 2013-08-27 | 2014-06-18 |  | SC65E – IEC 61987 | C00019 |  | 0112/2///61987#ABV501 | https://cdd.iec.ch/CDD/IEC61987/iec61987.nsf/Classes/0112-2---61987%23ABC403 | https://cdd.iec.ch/cdd/iec61987/iec61987.nsf/PropertiesAllVersions/0112-2---61987%23ABB916,https://cdd.iec.ch/cdd/iec61987/iec61987.nsf/PropertiesAllVersions/0112-2---61987%23ABB455,https://cdd.iec.ch/cdd/iec61987/iec61987.nsf/PropertiesAllVersions/0112-2---61987%23ABA908,https://cdd.iec.ch/cdd/iec61987/iec61987.nsf/PropertiesAllVersions/0112-2---61987%23ABA907 | 0112-2---61987#ABB916,0112-2---61987#ABB455,0112-2---61987#ABA908,0112-2---61987#ABA907
0112/2///61987#ABC420 | 001 | 02 | 0112/2///61987#ABC420#001 | Measuring range for pressure |  |  |  | properties characterizing a pressure measuring range |  |  |  |  | ITEM_CLASS | [5 empty] | 0112/2///61987#ABC528 - Pressure measurement |  |  |  | Standard |  |  |  | 2018-03-28 | 2013-08-27 | 2013-08-27 | 2014-06-18 |  | SC65E – IEC 61987 | C00004 |  | 0112/2///61987#ABV501 | https://cdd.iec.ch/CDD/IEC61987/iec61987.nsf/Classes/0112-2---61987%23ABC420 | https://cdd.iec.ch/cdd/iec61987/iec61987.nsf/PropertiesAllVersions/0112-2---61987%23ABB211,https://cdd.iec.ch/cdd/iec61987/iec61987.nsf/PropertiesAllVersions/0112-2---61987%23ABB212,https://cdd.iec.ch/cdd/iec61987/iec61987.nsf/PropertiesAllVersions/0112-2---61987%23ABB213,https://cdd.iec.ch/cdd/iec61987/iec61987.nsf/PropertiesAllVersions/0112-2---61987%23ABA967,https://cdd.iec.ch/cdd/iec61987/iec61987.nsf/PropertiesAllVersions/0112-2---61987%23ABA339 | 0112-2---61987#ABB211,0112-2---61987#ABB212,0112-2---61987#ABB213,0112-2---61987#ABA967,0112-2---61987#ABA339
0112/2///61987#ABG097 | 001 | 01 | 0112/2///61987#ABG097#001 | Assigned variable [17] |  |  |  | properties characterizing the configuration of the analog input or output |  | Polymorphic element: ABG097, Id: 10 |  |  | ITEM_CLASS | [5 empty] | 0112/2///61987#ABH041 - Pneumatic/hydraulic output [17] |  |  |  | Standard |  | IEC 61987 | IEC | 2018-03-28 | 2018-03-28 | 2018-03-28 | 2018-03-28 |  | SC65E – IEC 61987 | C00018 | 001-01 (2018-03-28 07:26:07 by BATCH 00000762) standard | 0112/2///61987#ABV501 | https://cdd.iec.ch/CDD/IEC61987/iec61987.nsf/Classes/0112-2---61987%23ABG097 | https://cdd.iec.ch/cdd/iec61987/iec61987.nsf/PropertiesAllVersions/0112-2---61987%23ABU874,https://cdd.iec.ch/cdd/iec61987/iec61987.nsf/PropertiesAllVersions/0112-2---61987%23ABU988,https://cdd.iec.ch/cdd/iec61987/iec61987.nsf/PropertiesAllVersions/0112-2---61987%23ABU989,https://cdd.iec.ch/cdd/iec61987/iec61987.nsf/PropertiesAllVersions/0112-2---61987%23ABU990,https://cdd.iec.ch/cdd/iec61987/iec61987.nsf/PropertiesAllVersions/0112-2---61987%23ABU991,https://cdd.iec.ch/cdd/iec61987/iec61987.nsf/PropertiesAllVersions/0112-2---61987%23ABU992,https://cdd.iec.ch/cdd/iec61987/iec61987.nsf/PropertiesAllVersions/0112-2---61987%23ABU993,https://cdd.iec.ch/cdd/iec61987/iec61987.nsf/PropertiesAllVersions/0112-2---61987%23ABU994,https://cdd.iec.ch/cdd/iec61987/iec61987.nsf/PropertiesAllVersions/0112-2---61987%23ABU995,https://cdd.iec.ch/cdd/iec61987/iec61987.nsf/PropertiesAllVersions/0112-2---61987%23ABV030 | 0112-2---61987#ABU874,0112-2---61987#ABU988,0112-2---61987#ABU990,0112-2---61987#ABU991,0112-2---61987#ABU994,0112-2---61987#ABU989,0112-2---61987#ABU992,0112-2---61987#ABU993,0112-2---61987#ABU995,0112-2---61987#ABV030
0112/2///61987#ABG246 | 001 | 01 | 0112/2///61987#ABG246#001 | Reference process conditions [2] |  |  |  | properties characterizing the reference conditions of the process under which the performance of a device was tested |  |  |  |  | ITEM_CLASS | [5 empty] | 0112/2///61987#ABG234 - Reference conditions of the device [5]0112/2///61987#ABG266 - Reference conditions for the performance variable [5] |  |  |  | Standard |  | IEC 61987 | IEC | 2018-03-28 | 2014-12-17 | 2018-03-20 | 2018-03-20 |  | SC65E – IEC 61987 | C00018 | 001-01 (2018-03-28 07:26:08 by BATCH 00000762) standard | 0112/2///61987#ABV501 | https://cdd.iec.ch/CDD/IEC61987/iec61987.nsf/Classes/0112-2---61987%23ABG246 | https://cdd.iec.ch/cdd/iec61987/iec61987.nsf/PropertiesAllVersions/0112-2---61987%23ABB001,https://cdd.iec.ch/cdd/iec61987/iec61987.nsf/PropertiesAllVersions/0112-2---61987%23ABB002,https://cdd.iec.ch/cdd/iec61987/iec61987.nsf/PropertiesAllVersions/0112-2---61987%23ABB003,https://cdd.iec.ch/cdd/iec61987/iec61987.nsf/PropertiesAllVersions/0112-2---61987%23ABB188,https://cdd.iec.ch/cdd/iec61987/iec61987.nsf/PropertiesAllVersions/0112-2---61987%23ABB004,https://cdd.iec.ch/cdd/iec61987/iec61987.nsf/PropertiesAllVersions/0112-2---61987%23ABB641,https://cdd.iec.ch/cdd/iec61987/iec61987.nsf/PropertiesAllVersions/0112-2---61987%23ABB643,https://cdd.iec.ch/cdd/iec61987/iec61987.nsf/PropertiesAllVersions/0112-2---61987%23ABB644,https://cdd.iec.ch/cdd/iec61987/iec61987.nsf/PropertiesAllVersions/0112-2---61987%23ABB645,https://cdd.iec.ch/cdd/iec61987/iec61987.nsf/PropertiesAllVersions/0112-2---61987%23ABD453,https://cdd.iec.ch/cdd/iec61987/iec61987.nsf/PropertiesAllVersions/0112-2---61987%23ABD454,https://cdd.iec.ch/cdd/iec61987/iec61987.nsf/PropertiesAllVersions/0112-2---61987%23ABD455,https://cdd.iec.ch/cdd/iec61987/iec61987.nsf/PropertiesAllVersions/0112-2---61987%23ABB454,https://cdd.iec.ch/cdd/iec61987/iec61987.nsf/PropertiesAllVersions/0112-2---61987%23ABB278 | 0112-2---61987#ABB278,0112-2---61987#ABB645,0112-2---61987#ABD453,0112-2---61987#ABD454,0112-2---61987#ABB001,0112-2---61987#ABB004,0112-2---61987#ABB641,0112-2---61987#ABB643,0112-2---61987#ABB644,0112-2---61987#ABB002,0112-2---61987#ABB188,0112-2---61987#ABB454,0112-2---61987#ABB003,0112-2---61987#ABD455
0112/2///61987#ABH911 | 001 | 01 | 0112/2///61987#ABH911#001 | HART configuration parameter |  |  |  | properties characterizing HART configuration parameters |  |  | HART communication foundation |  | ITEM_CLASS | [5 empty] | - |  |  |  | Standard |  |  |  | 2018-03-28 | 2018-03-28 | 2018-03-28 | 2018-03-28 |  | SC65E – IEC 61987 | C00018 | 001-01 (2018-03-28 07:26:12 by BATCH 00000762) standard | 0112/2///61987#ABV501 | https://cdd.iec.ch/CDD/IEC61987/iec61987.nsf/Classes/0112-2---61987%23ABH911 | https://cdd.iec.ch/cdd/iec61987/iec61987.nsf/PropertiesAllVersions/0112-2---61987%23ABI396,https://cdd.iec.ch/cdd/iec61987/iec61987.nsf/PropertiesAllVersions/0112-2---61987%23ABI397,https://cdd.iec.ch/cdd/iec61987/iec61987.nsf/PropertiesAllVersions/0112-2---61987%23ABI398,https://cdd.iec.ch/cdd/iec61987/iec61987.nsf/PropertiesAllVersions/0112-2---61987%23ABI399,https://cdd.iec.ch/cdd/iec61987/iec61987.nsf/PropertiesAllVersions/0112-2---61987%23ABI400,https://cdd.iec.ch/cdd/iec61987/iec61987.nsf/PropertiesAllVersions/0112-2---61987%23ABI402,https://cdd.iec.ch/cdd/iec61987/iec61987.nsf/PropertiesAllVersions/0112-2---61987%23ABI070,https://cdd.iec.ch/cdd/iec61987/iec61987.nsf/PropertiesAllVersions/0112-2---61987%23ABI403,https://cdd.iec.ch/cdd/iec61987/iec61987.nsf/PropertiesAllVersions/0112-2---61987%23ABI072,https://cdd.iec.ch/cdd/iec61987/iec61987.nsf/PropertiesAllVersions/0112-2---61987%23ABI404 | 0112-2---61987#ABI403,0112-2---61987#ABI072,0112-2---61987#ABI399,0112-2---61987#ABI397,0112-2---61987#ABI398,0112-2---61987#ABI400,0112-2---61987#ABI402,0112-2---61987#ABI070,0112-2---61987#ABI404,0112-2---61987#ABI396
0112/2///61987#ABC241 | 005 | 01 | 0112/2///61987#ABC241#005 | Fieldbus certificate |  |  |  | properties characterizing certificates pertaining to conformance to fieldbus standards |  |  |  |  | ITEM_CLASS | [5 empty] | 0112/2///61987#ABC156 - Certificates and approvals0112/2///61987#ABD818 - Certificates and approvals [3]0112/2///61987#ABE718 - Certificates and approvals [4]0112/2///61987#ABE720 - Certificates and approvals [5] |  |  |  | Standard |  |  |  | 2018-03-28 | 2013-08-27 | 2018-03-20 | 2018-03-20 |  | SC65E – IEC 61987 | C00004 |  | 0112/2///61987#ABV501 | https://cdd.iec.ch/CDD/IEC61987/iec61987.nsf/Classes/0112-2---61987%23ABC241 | https://cdd.iec.ch/cdd/iec61987/iec61987.nsf/PropertiesAllVersions/0112-2---61987%23ABA283,https://cdd.iec.ch/cdd/iec61987/iec61987.nsf/PropertiesAllVersions/0112-2---61987%23ABB261 | 0112-2---61987#ABA283,0112-2---61987#ABB261
0112/2///61987#ABD507 | 003 | 01 | 0112/2///61987#ABD507#003 | Installation conditions [4] |  |  |  | properties characterizing the installation conditions necessary to obtain the specified performance of the device |  |  |  |  | ITEM_CLASS | [5 empty] | 0112/2///61987#ABD514 - Rated Operating Conditions [7]0112/2///61987#ABD514 - Rated operating conditions [7]0112/2///61987#ABD516 - Rated Operating Conditions [8]0112/2///61987#ABD516 - Rated operating conditions [8] |  |  | false | Standard |  | IEC 61987 | IEC | 2022-12-09 | 2017-12-07 | 2022-12-09 | 2022-12-09 |  | IEC/SC 65E | C00112 |  | 0112/2///61987#ABV501 | https://cdd.iec.ch/CDD/IEC61987/iec61987.nsf/Classes/0112-2---61987%23ABD507 | https://cdd.iec.ch/cdd/iec61987/iec61987.nsf/PropertiesAllVersions/0112-2---61987%23ABD506 | 0112-2---61987#ABD506
0112/2///61987#ABD897 | 003 | 01 | 0112/2///61987#ABD897#003 | Installation conditions [8] |  |  |  | properties characterizing the installation conditions necessary to obtain the specified performance of the device |  |  |  |  | ITEM_CLASS | [5 empty] | 0112/2///61987#ABD998 - Rated Operating Conditions [9]0112/2///61987#ABD998 - Rated operating conditions [9]0112/2///61987#ABG321 - Rated operating conditions [16] |  |  | false | Standard |  | IEC 61987 | IEC | 2022-12-09 | 2017-12-07 | 2022-12-09 | 2022-12-09 |  | IEC/SC 65E | C00112 |  | 0112/2///61987#ABV501 | https://cdd.iec.ch/CDD/IEC61987/iec61987.nsf/Classes/0112-2---61987%23ABD897 | https://cdd.iec.ch/cdd/iec61987/iec61987.nsf/PropertiesAllVersions/0112-2---61987%23ABD519 | 0112-2---61987#ABD519
0112/2///61987#ABE570 | 001 | 01 | 0112/2///61987#ABE570#001 | Solenoid valve binary input |  |  |  | properties characterizing a solenoid input that excites a solenoid valve |  |  |  |  | ITEM_CLASS | [5 empty] | 0112/2///61987#ABE569 - Input [14] |  |  |  | Standard |  | IEC 61987 | IEC | 2018-03-28 | 2014-07-25 | 2018-03-20 | 2018-03-20 |  | SC65E – IEC 61987 | C00019 | 001-01 (2018-03-28 07:26:03 by BATCH 00000762) standard | 0112/2///61987#ABV501 | https://cdd.iec.ch/CDD/IEC61987/iec61987.nsf/Classes/0112-2---61987%23ABE570 | https://cdd.iec.ch/cdd/iec61987/iec61987.nsf/PropertiesAllVersions/0112-2---61987%23ABE481,https://cdd.iec.ch/cdd/iec61987/iec61987.nsf/PropertiesAllVersions/0112-2---61987%23ABA342,https://cdd.iec.ch/cdd/iec61987/iec61987.nsf/PropertiesAllVersions/0112-2---61987%23ABB513,https://cdd.iec.ch/cdd/iec61987/iec61987.nsf/PropertiesAllVersions/0112-2---61987%23ABA412,https://cdd.iec.ch/cdd/iec61987/iec61987.nsf/PropertiesAllVersions/0112-2---61987%23ABA610,https://cdd.iec.ch/cdd/iec61987/iec61987.nsf/PropertiesAllVersions/0112-2---61987%23ABA943,https://cdd.iec.ch/cdd/iec61987/iec61987.nsf/PropertiesAllVersions/0112-2---61987%23ABA942,https://cdd.iec.ch/cdd/iec61987/iec61987.nsf/PropertiesAllVersions/0112-2---61987%23ABA941,https://cdd.iec.ch/cdd/iec61987/iec61987.nsf/PropertiesAllVersions/0112-2---61987%23ABA940,https://cdd.iec.ch/cdd/iec61987/iec61987.nsf/PropertiesAllVersions/0112-2---61987%23ABE482,https://cdd.iec.ch/cdd/iec61987/iec61987.nsf/PropertiesAllVersions/0112-2---61987%23ABE483,https://cdd.iec.ch/cdd/iec61987/iec61987.nsf/PropertiesAllVersions/0112-2---61987%23ABC843,https://cdd.iec.ch/cdd/iec61987/iec61987.nsf/PropertiesAllVersions/0112-2---61987%23ABA390,https://cdd.iec.ch/cdd/iec61987/iec61987.nsf/PropertiesAllVersions/0112-2---61987%23ABC865,https://cdd.iec.ch/cdd/iec61987/iec61987.nsf/PropertiesAllVersions/0112-2---61987%23ABI463,https://cdd.iec.ch/cdd/iec61987/iec61987.nsf/PropertiesAllVersions/0112-2---61987%23ABB103,https://cdd.iec.ch/cdd/iec61987/iec61987.nsf/PropertiesAllVersions/0112-2---61987%23ABC850,https://cdd.iec.ch/cdd/iec61987/iec61987.nsf/PropertiesAllVersions/0112-2---61987%23ABA401,https://cdd.iec.ch/cdd/iec61987/iec61987.nsf/PropertiesAllVersions/0112-2---61987%23ABC778 | 0112-2---61987#ABA412,0112-2---61987#ABC843,0112-2---61987#ABB513,0112-2---61987#ABA940,0112-2---61987#ABE482,0112-2---61987#ABA390,0112-2---61987#ABC865,0112-2---61987#ABB103,0112-2---61987#ABE483,0112-2---61987#ABA401,0112-2---61987#ABC778,0112-2---61987#ABE481,0112-2---61987#ABA342,0112-2---61987#ABA610,0112-2---61987#ABA943,0112-2---61987#ABA942,0112-2---61987#ABA941,0112-2---61987#ABI463,0112-2---61987#ABC850
0112/2///61987#ABA729 | 002 | 01 | 0112/2///61987#ABA729#002 | Electromechanical switch |  |  |  | position switch that uses electromechanical means to detect a position regime |  |  |  |  | ITEM_CLASS | [9 empty] | Standard |  |  |  | 2018-03-28 | 2013-08-27 | 2016-05-24 | 2016-05-24 |  | SC65E – IEC 61987 | C00004 |  | 0112/2///61987#ABA728 | https://cdd.iec.ch/CDD/IEC61987/iec61987.nsf/Classes/0112-2---61987%23ABA729
0112/2///61987#ABO056 | 001 | 01 | 0112/2///61987#ABO056#001 | Switch |  |  |  | network component that performs statistical multiplexing and packet switching in a communications network by forwarding data packages only via the port where the addressed devices can be reached | In OSI conforming communication networks, a switch operates at the data link layer (= layer 2). |  |  |  | ITEM_CLASS |  |  |  |  | 0112/2///61987#ABP285 - reference to Operating LOP for infrastructure devices |  |  |  | true | Standard |  | IEC 61987-31 | IEC | 2022-10-26 | 2022-10-26 | 2022-10-26 | 2022-10-26 |  | IEC/SC 65E | C00127 | 001-01 (2022-10-26 07:15:17 by BATCH 00000802) standard | 0112/2///61987#ABO045 | https://cdd.iec.ch/CDD/IEC61987/iec61987.nsf/Classes/0112-2---61987%23ABO056
0112/2///61987#ABC349 | 001 | 02 | 0112/2///61987#ABC349#001 | Material of bolting |  |  |  | properties characterizing the material of the bolting used to secure a device or component in its mounting position |  |  |  |  | ITEM_CLASS | [5 empty] | 0112/2///61987#ABC445 - Meter run0112/2///61987#ABC464 - Orifice flange or fitting0112/2///61987#ABD812 - Body of valve [2]0112/2///61987#ABD813 - Body of valve [3]0112/2///61987#ABD814 - Body of valve [1]0112/2///61987#ABD863 - End connection0112/2///61987#ABU455 - End connection0112/2///61987#ABU458 - Process connection |  |  |  | Standard |  |  |  | 2018-03-28 | 2013-08-27 | 2013-08-27 | 2014-06-18 |  | SC65E – IEC 61987 | C00019 |  | 0112/2///61987#ABV501 | https://cdd.iec.ch/CDD/IEC61987/iec61987.nsf/Classes/0112-2---61987%23ABC349 | https://cdd.iec.ch/cdd/iec61987/iec61987.nsf/PropertiesAllVersions/0112-2---61987%23ABB455,https://cdd.iec.ch/cdd/iec61987/iec61987.nsf/PropertiesAllVersions/0112-2---61987%23ABI460,https://cdd.iec.ch/cdd/iec61987/iec61987.nsf/PropertiesAllVersions/0112-2---61987%23ABA908,https://cdd.iec.ch/cdd/iec61987/iec61987.nsf/PropertiesAllVersions/0112-2---61987%23ABA907 | 0112-2---61987#ABB455,0112-2---61987#ABI460,0112-2---61987#ABA908,0112-2---61987#ABA907
0112/2///61987#ABD801 | 001 | 02 | 0112/2///61987#ABD801#001 | Analog voltage input [3] |  |  |  | properties characterizing an auxiliary analog voltage input |  | 1 ABD801.1 |  |  | ITEM_CLASS | [5 empty] | 0112/2///61987#ABE395 - Type of auxiliary input [11]0112/2///61987#ABE674 - Type of auxiliary input [18]0112/2///61987#ABE680 - Type of auxiliary input [19]0112/2///61987#ABE326 - Type of control input |  |  |  | Standard |  |  |  | 2018-03-28 | 2013-09-02 | 2013-09-02 | 2014-06-18 |  | SC65E – IEC 61987 | C00004 |  | 0112/2///61987#ABV501 | https://cdd.iec.ch/CDD/IEC61987/iec61987.nsf/Classes/0112-2---61987%23ABD801 | https://cdd.iec.ch/cdd/iec61987/iec61987.nsf/PropertiesAllVersions/0112-2---61987%23ABE139,https://cdd.iec.ch/cdd/iec61987/iec61987.nsf/PropertiesAllVersions/0112-2---61987%23ABC724 | 0112-2---61987#ABE139,0112-2---61987#ABC724
0112/2///61987#ABF623 | 001 | 01 | 0112/2///61987#ABF623#001 | Influence of external quantities expressed for mass fraction |  |  |  | properties characterizing the influence of external quantities for mass fraction measurement devices that are not the subject of the measurement but whose change affects the relationship between the indication and the result of the measurement |  |  |  |  | ITEM_CLASS | [5 empty] | 0112/2///61987#ABF608 - Absolute performance for mass fraction |  |  |  | Standard |  | IEC 61987 | IEC | 2018-03-28 | 2018-03-28 | 2018-03-28 | 2018-03-28 |  | SC65E – IEC 61987 | C00018 | 001-01 (2018-03-28 07:26:06 by BATCH 00000762) standard | 0112/2///61987#ABV501 | https://cdd.iec.ch/CDD/IEC61987/iec61987.nsf/Classes/0112-2---61987%23ABF623 | https://cdd.iec.ch/cdd/iec61987/iec61987.nsf/PropertiesAllVersions/0112-2---61987%23ABF624,https://cdd.iec.ch/cdd/iec61987/iec61987.nsf/PropertiesAllVersions/0112-2---61987%23ABF625,https://cdd.iec.ch/cdd/iec61987/iec61987.nsf/PropertiesAllVersions/0112-2---61987%23ABF626,https://cdd.iec.ch/cdd/iec61987/iec61987.nsf/PropertiesAllVersions/0112-2---61987%23ABF627,https://cdd.iec.ch/cdd/iec61987/iec61987.nsf/PropertiesAllVersions/0112-2---61987%23ABF628,https://cdd.iec.ch/cdd/iec61987/iec61987.nsf/PropertiesAllVersions/0112-2---61987%23ABF629 | 0112-2---61987#ABF624,0112-2---61987#ABF625,0112-2---61987#ABF626,0112-2---61987#ABF627,0112-2---61987#ABF628,0112-2---61987#ABF629
0112/2///61987#ABO015 | 001 | 01 | 0112/2///61987#ABO015#001 | Digital signal-to-pneumatic/hydraulic converter |  |  |  | pneumatic/hydraulic signal converter that converts a digital input signal to a pneumatic/hydraulic output signal |  |  |  |  | ITEM_CLASS |  |  |  |  | 0112/2///61987#ABP285 - reference to Operating LOP for infrastructure devices |  |  |  | true | Standard |  | IEC 61987-31 | IEC | 2022-10-26 | 2022-10-26 | 2022-10-26 | 2022-10-26 |  | IEC/SC 65E | C00127 | 001-01 (2022-10-26 07:15:16 by BATCH 00000802) standard | 0112/2///61987#ABO012 | https://cdd.iec.ch/CDD/IEC61987/iec61987.nsf/Classes/0112-2---61987%23ABO015
0112/2///61987#ABC085 | 001 | 02 | 0112/2///61987#ABC085#001 | Analog current input parameters |  |  |  | properties characterizing the configuration of the analog current input |  |  |  |  | ITEM_CLASS | [5 empty] | 0112/2///61987#ABC083 - Analog current input [1]0112/2///61987#ABC084 - Analog current input [2]0112/2///61987#ABD799 - Analog current input [3]0112/2///61987#ABG083 - Analog current input [4]0112/2///61987#ABG084 - Analog current input [5]0112/2///61987#ABG085 - Analog current input [6] |  |  |  | Standard |  |  |  | 2018-03-28 | 2013-08-27 | 2013-08-27 | 2014-06-18 |  | SC65E – IEC 61987 | C00019 |  | 0112/2///61987#ABV501 | https://cdd.iec.ch/CDD/IEC61987/iec61987.nsf/Classes/0112-2---61987%23ABC085 | https://cdd.iec.ch/cdd/iec61987/iec61987.nsf/PropertiesAllVersions/0112-2---61987%23ABA367,https://cdd.iec.ch/cdd/iec61987/iec61987.nsf/PropertiesAllVersions/0112-2---61987%23ABA368,https://cdd.iec.ch/cdd/iec61987/iec61987.nsf/PropertiesAllVersions/0112-2---61987%23ABA369,https://cdd.iec.ch/cdd/iec61987/iec61987.nsf/PropertiesAllVersions/0112-2---61987%23ABA370,https://cdd.iec.ch/cdd/iec61987/iec61987.nsf/PropertiesAllVersions/0112-2---61987%23ABA371,https://cdd.iec.ch/cdd/iec61987/iec61987.nsf/PropertiesAllVersions/0112-2---61987%23ABA373,https://cdd.iec.ch/cdd/iec61987/iec61987.nsf/PropertiesAllVersions/0112-2---61987%23ABA374,https://cdd.iec.ch/cdd/iec61987/iec61987.nsf/PropertiesAllVersions/0112-2---61987%23ABC806,https://cdd.iec.ch/cdd/iec61987/iec61987.nsf/PropertiesAllVersions/0112-2---61987%23ABA997,https://cdd.iec.ch/cdd/iec61987/iec61987.nsf/PropertiesAllVersions/0112-2---61987%23ABC843,https://cdd.iec.ch/cdd/iec61987/iec61987.nsf/PropertiesAllVersions/0112-2---61987%23ABC842,https://cdd.iec.ch/cdd/iec61987/iec61987.nsf/PropertiesAllVersions/0112-2---61987%23ABA390,https://cdd.iec.ch/cdd/iec61987/iec61987.nsf/PropertiesAllVersions/0112-2---61987%23ABC865,https://cdd.iec.ch/cdd/iec61987/iec61987.nsf/PropertiesAllVersions/0112-2---61987%23ABI463,https://cdd.iec.ch/cdd/iec61987/iec61987.nsf/PropertiesAllVersions/0112-2---61987%23ABB103,https://cdd.iec.ch/cdd/iec61987/iec61987.nsf/PropertiesAllVersions/0112-2---61987%23ABC850,https://cdd.iec.ch/cdd/iec61987/iec61987.nsf/PropertiesAllVersions/0112-2---61987%23ABA401,https://cdd.iec.ch/cdd/iec61987/iec61987.nsf/PropertiesAllVersions/0112-2---61987%23ABC778 | 0112-2---61987#ABC843,0112-2---61987#ABC842,0112-2---61987#ABC850,0112-2---61987#ABA401,0112-2---61987#ABA371,0112-2---61987#ABA374,0112-2---61987#ABA997,0112-2---61987#ABA390,0112-2---61987#ABI463,0112-2---61987#ABC778,0112-2---61987#ABA367,0112-2---61987#ABA373,0112-2---61987#ABC865,0112-2---61987#ABB103,0112-2---61987#ABA370,0112-2---61987#ABC806,0112-2---61987#ABA368,0112-2---61987#ABA369
0112/2///61987#ABC549 | 001 | 02 | 0112/2///61987#ABC549#001 | Process side material of remote seal |  |  |  | properties characterizing the process side material of the remote seal |  |  |  |  | ITEM_CLASS | [5 empty] | 0112/2///61987#ABC198 - Extended diaphragm seal |  |  |  | Standard |  |  |  | 2018-03-28 | 2013-09-27 | 2013-09-27 | 2014-06-18 |  | SC65E – IEC 61987 | C00004 |  | 0112/2///61987#ABV501 | https://cdd.iec.ch/CDD/IEC61987/iec61987.nsf/Classes/0112-2---61987%23ABC549 | https://cdd.iec.ch/cdd/iec61987/iec61987.nsf/PropertiesAllVersions/0112-2---61987%23ABB455,https://cdd.iec.ch/cdd/iec61987/iec61987.nsf/PropertiesAllVersions/0112-2---61987%23ABI460,https://cdd.iec.ch/cdd/iec61987/iec61987.nsf/PropertiesAllVersions/0112-2---61987%23ABA908,https://cdd.iec.ch/cdd/iec61987/iec61987.nsf/PropertiesAllVersions/0112-2---61987%23ABA907 | 0112-2---61987#ABA907,0112-2---61987#ABB455,0112-2---61987#ABI460,0112-2---61987#ABA908
0112/2///61987#ABF283 | 001 | 01 | 0112/2///61987#ABF283#001 | Structural design of an optical level switch |  |  |  | properties characterizing the constructional details of an optical level switch |  |  |  |  | ITEM_CLASS | [5 empty] | 0112/2///61987#ABG421 - Structural design [optical level switch] |  |  |  | Standard |  | IEC 61987 | IEC | 2018-03-28 | 2014-12-17 | 2018-03-20 | 2018-03-20 |  | SC65E – IEC 61987 | C00018 | 001-01 (2018-03-28 07:26:05 by BATCH 00000762) standard | 0112/2///61987#ABV501 | https://cdd.iec.ch/CDD/IEC61987/iec61987.nsf/Classes/0112-2---61987%23ABF283 | https://cdd.iec.ch/cdd/iec61987/iec61987.nsf/PropertiesAllVersions/0112-2---61987%23ABU164,https://cdd.iec.ch/cdd/iec61987/iec61987.nsf/PropertiesAllVersions/0112-2---61987%23ABF137,https://cdd.iec.ch/cdd/iec61987/iec61987.nsf/PropertiesAllVersions/0112-2---61987%23ABE884,https://cdd.iec.ch/cdd/iec61987/iec61987.nsf/PropertiesAllVersions/0112-2---61987%23ABF186,https://cdd.iec.ch/cdd/iec61987/iec61987.nsf/PropertiesAllVersions/0112-2---61987%23ABF284,https://cdd.iec.ch/cdd/iec61987/iec61987.nsf/PropertiesAllVersions/0112-2---61987%23ABD015,https://cdd.iec.ch/cdd/iec61987/iec61987.nsf/PropertiesAllVersions/0112-2---61987%23ABB521,https://cdd.iec.ch/cdd/iec61987/iec61987.nsf/PropertiesAllVersions/0112-2---61987%23ABA147,https://cdd.iec.ch/cdd/iec61987/iec61987.nsf/PropertiesAllVersions/0112-2---61987%23ABA633,https://cdd.iec.ch/cdd/iec61987/iec61987.nsf/PropertiesAllVersions/0112-2---61987%23ABB140,https://cdd.iec.ch/cdd/iec61987/iec61987.nsf/PropertiesAllVersions/0112-2---61987%23ABB396,https://cdd.iec.ch/cdd/iec61987/iec61987.nsf/PropertiesAllVersions/0112-2---61987%23ABB915,https://cdd.iec.ch/cdd/iec61987/iec61987.nsf/PropertiesAllVersions/0112-2---61987%23ABD033,https://cdd.iec.ch/cdd/iec61987/iec61987.nsf/PropertiesAllVersions/0112-2---61987%23ABB457,https://cdd.iec.ch/cdd/iec61987/iec61987.nsf/PropertiesAllVersions/0112-2---61987%23ABC969 | 0112-2---61987#ABB521,0112-2---61987#ABD033,0112-2---61987#ABB457,0112-2---61987#ABU164,0112-2---61987#ABF284,0112-2---61987#ABD015,0112-2---61987#ABA633,0112-2---61987#ABB396,0112-2---61987#ABC969,0112-2---61987#ABA147,0112-2---61987#ABB140,0112-2---61987#ABB915,0112-2---61987#ABF137,0112-2---61987#ABE884,0112-2---61987#ABF186
0112/2///61987#ABG060 | 001 | 01 | 0112/2///61987#ABG060#001 | Auxiliary input [22] |  |  |  | properties characterizing a device auxiliary input that acquires measured values from external instrumentation |  |  |  |  | ITEM_CLASS | [5 empty] | 0112/2///61987#ABF931 - Input [24] |  |  |  | Standard |  | IEC 61987 | IEC | 2018-03-28 | 2014-12-17 | 2018-03-20 | 2018-03-20 |  | SC65E – IEC 61987 | C00018 | 001-01 (2018-03-28 07:26:07 by BATCH 00000762) standard | 0112/2///61987#ABV501 | https://cdd.iec.ch/CDD/IEC61987/iec61987.nsf/Classes/0112-2---61987%23ABG060 | https://cdd.iec.ch/cdd/iec61987/iec61987.nsf/PropertiesAllVersions/0112-2---61987%23ABB271,https://cdd.iec.ch/cdd/iec61987/iec61987.nsf/PropertiesAllVersions/0112-2---61987%23ABA577,https://cdd.iec.ch/cdd/iec61987/iec61987.nsf/PropertiesAllVersions/0112-2---61987%23ABB095,https://cdd.iec.ch/cdd/iec61987/iec61987.nsf/PropertiesAllVersions/0112-2---61987%23ABA342,https://cdd.iec.ch/cdd/iec61987/iec61987.nsf/PropertiesAllVersions/0112-2---61987%23ABU922 | 0112-2---61987#ABA577,0112-2---61987#ABB095,0112-2---61987#ABA342,0112-2---61987#ABU922,0112-2---61987#ABB271
0112/2///61987#ABG178 | 001 | 01 | 0112/2///61987#ABG178#001 | Analog current output [14] |  |  |  | properties characterizing an analog current output |  | Polymorphic element: ABG178, Id: 2 |  |  | ITEM_CLASS | [5 empty] | 0112/2///61987#ABG149 - Type of output [19] |  |  |  | Standard |  | IEC 61987 | IEC | 2018-03-28 | 2014-12-17 | 2016-05-24 | 2016-05-24 |  | SC65E – IEC 61987 | C00019 | 001-01 (2018-03-28 07:26:07 by BATCH 00000762) standard | 0112/2///61987#ABV501 | https://cdd.iec.ch/CDD/IEC61987/iec61987.nsf/Classes/0112-2---61987%23ABG178 | https://cdd.iec.ch/cdd/iec61987/iec61987.nsf/PropertiesAllVersions/0112-2---61987%23ABV163,https://cdd.iec.ch/cdd/iec61987/iec61987.nsf/PropertiesAllVersions/0112-2---61987%23ABC721 | 0112-2---61987#ABV163,0112-2---61987#ABC721
0112/2///61987#ABI573 | 001 | 01 | 0112/2///61987#ABI573#001 | Additional information |  |  |  | properties characterizing additional information about a business partner or contact person |  |  |  |  | ITEM_CLASS | [5 empty] | 0112/2///61987#ABA439 - Administrative information |  |  |  | Standard |  |  |  | 2019-03-08 | 2017-12-07 | 2019-03-08 | 2019-03-08 |  | SC65E – IEC 61987 | C00018 | 001-01 (2019-03-08 15:35:13 by BATCH 00000766) standard | 0112/2///61987#ABV501 | https://cdd.iec.ch/CDD/IEC61987/iec61987.nsf/Classes/0112-2---61987%23ABI573 | https://cdd.iec.ch/cdd/iec61987/iec61987.nsf/PropertiesAllVersions/0112-2---61987%23ABA238,https://cdd.iec.ch/cdd/iec61987/iec61987.nsf/PropertiesAllVersions/0112-2---61987%23ABA126 | 0112-2---61987#ABA238,0112-2---61987#ABA126
0112/2///61987#ABA868 | 002 | 01 | 0112/2///61987#ABA868#002 | Pneumatic relay |  |  |  | relay that is intended to be pneumatically operated and to make or break another pneumatic circuit |  |  |  |  | ITEM_CLASS | [9 empty] | Standard |  |  |  | 2018-03-28 | 2013-08-27 | 2016-05-24 | 2016-05-24 |  | SC65E – IEC 61987 | C00019 |  | 0112/2///61987#ABA866 | https://cdd.iec.ch/CDD/IEC61987/iec61987.nsf/Classes/0112-2---61987%23ABA868
0112/2///61987#ABE339 | 001 | 01 | 0112/2///61987#ABE339#001 | Rack-mounted flow transmitter |  |  |  | separate flow transmitter designed for mounting in a rack |  |  |  |  | ITEM_CLASS |  |  |  |  | 0112/2///61987#ABE645 - reference to Generic OLOP for system components0112/2///61987#ABU345 - reference to Device LOP for remote/separate transmitter |  |  |  |  | Standard |  |  |  | 2018-03-28 |  | 2016-05-24 | 2016-05-24 |  | SC65E – IEC 61987 | C00004 | 001-01 (2018-03-28 07:26:02 by BATCH 00000762) standard | 0112/2///61987#ABA882 | https://cdd.iec.ch/CDD/IEC61987/iec61987.nsf/Classes/0112-2---61987%23ABE339 |  | 0112-2---61987#ABU345
0112/2///61987#ABF135 | 001 | 01 | 0112/2///61987#ABF135#001 | Material of bottom weight |  |  |  | properties characterizing the material of which a bottom weight is made |  |  |  |  | ITEM_CLASS | [5 empty] | 0112/2///61987#ABF117 - Structural design of a guided-wave radar level transmitter0112/2///61987#ABF136 - Structural design of a capacitance level transmitter/switch0112/2///61987#ABF154 - Structural design of a conductance level transmitter/switch |  |  |  | Standard |  | IEC 61987 | IEC | 2018-03-28 | 2018-03-28 | 2018-03-28 | 2018-03-28 |  | SC65E – IEC 61987 | C00018 | 001-01 (2018-03-28 07:26:05 by BATCH 00000762) standard | 0112/2///61987#ABV501 | https://cdd.iec.ch/CDD/IEC61987/iec61987.nsf/Classes/0112-2---61987%23ABF135 | https://cdd.iec.ch/cdd/iec61987/iec61987.nsf/PropertiesAllVersions/0112-2---61987%23ABB455,https://cdd.iec.ch/cdd/iec61987/iec61987.nsf/PropertiesAllVersions/0112-2---61987%23ABI460,https://cdd.iec.ch/cdd/iec61987/iec61987.nsf/PropertiesAllVersions/0112-2---61987%23ABA908,https://cdd.iec.ch/cdd/iec61987/iec61987.nsf/PropertiesAllVersions/0112-2---61987%23ABA907 | 0112-2---61987#ABA908,0112-2---61987#ABA907,0112-2---61987#ABB455,0112-2---61987#ABI460
0112/2///61987#ABG368 | 001 | 01 | 0112/2///61987#ABG368#001 | Mechanical and electrical construction [magnetic level gauge] |  |  |  | properties characterizing the constructional details of the device and its parts |  |  | IEC 61987-1, 5.8 |  | ITEM_CLASS | [5 empty] | 0112/2///61987#ABE728 - Device LOP for magnetic level gauge |  |  |  | Standard |  | IEC 61987 | IEC | 2018-03-28 | 2014-12-17 | 2018-03-20 | 2018-03-20 |  | SC65E – IEC 61987 | C00018 | 001-01 (2018-03-28 07:26:09 by BATCH 00000762) standard | 0112/2///61987#ABV501 | https://cdd.iec.ch/CDD/IEC61987/iec61987.nsf/Classes/0112-2---61987%23ABG368 | https://cdd.iec.ch/cdd/iec61987/iec61987.nsf/PropertiesAllVersions/0112-2---61987%23ABD534,https://cdd.iec.ch/cdd/iec61987/iec61987.nsf/PropertiesAllVersions/0112-2---61987%23ABG973,https://cdd.iec.ch/cdd/iec61987/iec61987.nsf/PropertiesAllVersions/0112-2---61987%23ABB139,https://cdd.iec.ch/cdd/iec61987/iec61987.nsf/PropertiesAllVersions/0112-2---61987%23ABC862,https://cdd.iec.ch/cdd/iec61987/iec61987.nsf/PropertiesAllVersions/0112-2---61987%23ABC789 | 0112-2---61987#ABG973,0112-2---61987#ABB139,0112-2---61987#ABC862,0112-2---61987#ABC789,0112-2---61987#ABD534
0112/2///61987#ABH643 | 001 | 01 | 0112/2///61987#ABH643#001 | Calibration point of degree of filling |  |  |  | properties characterizing the calibration of output values of a single degree of filling input value |  |  |  |  | ITEM_CLASS | [5 empty] | 0112/2///61987#ABH625 - Calibration of degree of filling |  |  |  | Standard |  |  |  | 2019-03-08 | 2017-12-07 | 2019-03-08 | 2019-03-08 |  | SC65E – IEC 61987 | C00018 | 001-01 (2019-03-08 15:35:12 by BATCH 00000766) standard | 0112/2///61987#ABV501 | https://cdd.iec.ch/CDD/IEC61987/iec61987.nsf/Classes/0112-2---61987%23ABH643 | https://cdd.iec.ch/cdd/iec61987/iec61987.nsf/PropertiesAllVersions/0112-2---61987%23ABH564,https://cdd.iec.ch/cdd/iec61987/iec61987.nsf/PropertiesAllVersions/0112-2---61987%23ABH551,https://cdd.iec.ch/cdd/iec61987/iec61987.nsf/PropertiesAllVersions/0112-2---61987%23ABH773 | 0112-2---61987#ABH773,0112-2---61987#ABH564,0112-2---61987#ABH551
0112/2///61987#ABC156 | 005 | 01 | 0112/2///61987#ABC156#005 | Certificates and approvals |  |  |  | properties characterizing the certificates and approvals provided with the device |  |  |  |  | ITEM_CLASS | [5 empty] | 0112/2///61987#ABA005 - Device LOP for flow transmitter0112/2///61987#ABA006 - Device LOP for coriolis mass flow transmitter0112/2///61987#ABA007 - Device LOP for swirl flow transmitter0112/2///61987#ABA008 - Device LOP for electromagnetic flow transmitter0112/2///61987#ABA009 - Device LOP for electromagnetic insertion flow transmitter0112/2///61987#ABA010 - Device LOP for orifice/differential pressure flow transmitter0112/2///61987#ABA013 - Device LOP for (oval) gear flow transmitter/gauge0112/2///61987#ABA014 - Device LOP for piston flow transmitter/gauge0112/2///61987#ABA016 - Device LOP for thermal mass flow transmitter0112/2///61987#ABA018 - Device LOP for turbine/propeller/Woltmann flow transmitter/gauge0112/2///61987#ABA019 - Device LOP for ultrasonic flow transmitter0112/2///61987#ABA020 - Device LOP for variable area flow transmitter/gauge0112/2///61987#ABA022 - Device LOP for vortex flow transmitter0112/2///61987#ABA023 - Device LOP for positive displacement flow transmitter/gauge0112/2///61987#ABA024 - Device LOP for helix flow transmitter/gauge0112/2///61987#ABA025 - Device LOP for remote/separate transmitter0112/2///61987#ABA029 - Device LOP for absolute/gauge pressure transmitter0112/2///61987#ABA031 - Device LOP for differential pressure transmitter0112/2///61987#ABA032 - Device LOP for absolute/gauge pressure gauge0112/2///61987#ABA034 - Device LOP for differential pressure gauge0112/2///61987#ABA035 - Device LOP for remote seal0112/2///61987#ABA037 - Device LOP for manifold0112/2///61987#ABA037 - Device LOP for pressure measurement manifold0112/2///61987#ABE321 - Device LOP for positioner0112/2///61987#ABE634 - Device LOP for I/P converter0112/2///61987#ABE728 - Device LOP for magnetic level gauge0112/2///61987#ABE729 - Device LOP for sight level gauge0112/2///61987#ABE730 - Device LOP for rotary paddle switch0112/2///61987#ABE731 - Device LOP for thermal level switch0112/2///61987#ABE732 - Device LOP for vibrating level switch0112/2///61987#ABE733 - Device LOP for optical level switch0112/2///61987#ABE735 - Device LOP for level transmitter0112/2///61987#ABE736 - Device LOP for displacer level transmitter/switch0112/2///61987#ABE737 - Device LOP for capacitance level transmitter/switch0112/2///61987#ABE738 - Device LOP for conductance level transmitter/switch0112/2///61987#ABE739 - Device LOP for float level transmitter/switch0112/2///61987#ABE740 - Device LOP for hydrostatic pressure level transmitter0112/2///61987#ABE741 - Device LOP for plumb bob level transmitter0112/2///61987#ABE742 - Device LOP for free-space radar level transmitter0112/2///61987#ABE743 - Device LOP for guided-wave radar level transmitter/switch0112/2///61987#ABE744 - Device LOP for ultrasonic level transmitter0112/2///61987#ABE745 - Device LOP for ultrasonic level switch0112/2///61987#ABE746 - Device LOP for nuclear level transmitter/switch0112/2///61987#ABE747 - Device LOP for laser level transmitter0112/2///61987#ABE748 - Device LOP for servo level transmitter0112/2///61987#ABE749 - Device LOP for microwave level switch0112/2///61987#ABE750 - Device LOP for sight level indicator0112/2///61987#ABE751 - Device LOP for stilling well0112/2///61987#ABE752 - Device LOP for window0112/2///61987#ABE753 - Device LOP for bypass/measuring chamber0112/2///61987#ABE755 - Device LOP for level switch0112/2///61987#ABE756 - Device LOP for separate level transmitter/switching unit0112/2///61987#ABE759 - Device LOP for temperature gauge0112/2///61987#ABE760 - Device LOP for contact temperature transmitter0112/2///61987#ABE761 - Device LOP for radiation thermometer0112/2///61987#ABE762 - Device LOP for temperature connection head0112/2///61987#ABE763 - Device LOP for insert/element0112/2///61987#ABE764 - Device LOP for separate temperature transmitter0112/2///61987#ABE765 - Device LOP for thermowell0112/2///61987#ABE766 - Device LOP for thermowell extension0112/2///61987#ABE767 - Device LOP for temperature transmitter0112/2///61987#ABF858 - Device LOP for buoyancy density transmitter0112/2///61987#ABF859 - Device LOP for refractive index density transmitter0112/2///61987#ABF860 - Device LOP for vibrating tube density transmitter0112/2///61987#ABF861 - Device LOP for radiometric density transmitter0112/2///61987#ABF862 - Device LOP for vibrating fork/rod density transmitter0112/2///61987#ABF863 - Device LOP for ultrasonic density transmitter0112/2///61987#ABF864 - Device LOP for microwave density transmitter0112/2///61987#ABF865 - Device LOP for density transmitter0112/2///61987#ABF866 - Device LOP for separate density transmitter |  |  |  | Standard |  |  |  | 2018-03-28 | 2013-08-27 | 2018-03-20 | 2018-03-20 |  | SC65E – IEC 61987 | C00004 |  | 0112/2///61987#ABV501 | https://cdd.iec.ch/CDD/IEC61987/iec61987.nsf/Classes/0112-2---61987%23ABC156 | https://cdd.iec.ch/cdd/iec61987/iec61987.nsf/PropertiesAllVersions/0112-2---61987%23ABA226,https://cdd.iec.ch/cdd/iec61987/iec61987.nsf/PropertiesAllVersions/0112-2---61987%23ABC731,https://cdd.iec.ch/cdd/iec61987/iec61987.nsf/PropertiesAllVersions/0112-2---61987%23ABA230,https://cdd.iec.ch/cdd/iec61987/iec61987.nsf/PropertiesAllVersions/0112-2---61987%23ABC895,https://cdd.iec.ch/cdd/iec61987/iec61987.nsf/PropertiesAllVersions/0112-2---61987%23ABC888,https://cdd.iec.ch/cdd/iec61987/iec61987.nsf/PropertiesAllVersions/0112-2---61987%23ABH489,https://cdd.iec.ch/cdd/iec61987/iec61987.nsf/PropertiesAllVersions/0112-2---61987%23ABC732,https://cdd.iec.ch/cdd/iec61987/iec61987.nsf/PropertiesAllVersions/0112-2---61987%23ABA258,https://cdd.iec.ch/cdd/iec61987/iec61987.nsf/PropertiesAllVersions/0112-2---61987%23ABD226,https://cdd.iec.ch/cdd/iec61987/iec61987.nsf/PropertiesAllVersions/0112-2---61987%23ABA262,https://cdd.iec.ch/cdd/iec61987/iec61987.nsf/PropertiesAllVersions/0112-2---61987%23ABD275,https://cdd.iec.ch/cdd/iec61987/iec61987.nsf/PropertiesAllVersions/0112-2---61987%23ABA266,https://cdd.iec.ch/cdd/iec61987/iec61987.nsf/PropertiesAllVersions/0112-2---61987%23ABD161,https://cdd.iec.ch/cdd/iec61987/iec61987.nsf/PropertiesAllVersions/0112-2---61987%23ABD186,https://cdd.iec.ch/cdd/iec61987/iec61987.nsf/PropertiesAllVersions/0112-2---61987%23ABA282,https://cdd.iec.ch/cdd/iec61987/iec61987.nsf/PropertiesAllVersions/0112-2---61987%23ABC871,https://cdd.iec.ch/cdd/iec61987/iec61987.nsf/PropertiesAllVersions/0112-2---61987%23ABC782,https://cdd.iec.ch/cdd/iec61987/iec61987.nsf/PropertiesAllVersions/0112-2---61987%23ABC781,https://cdd.iec.ch/cdd/iec61987/iec61987.nsf/PropertiesAllVersions/0112-2---61987%23ABH388,https://cdd.iec.ch/cdd/iec61987/iec61987.nsf/PropertiesAllVersions/0112-2---61987%23ABA288,https://cdd.iec.ch/cdd/iec61987/iec61987.nsf/PropertiesAllVersions/0112-2---61987%23ABD096 | 0112-2---61987#ABC895,0112-2---61987#ABA258,0112-2---61987#ABD275,0112-2---61987#ABD186,0112-2---61987#ABA282,0112-2---61987#ABC781,0112-2---61987#ABH388,0112-2---61987#ABD096,0112-2---61987#ABA226,0112-2---61987#ABC731,0112-2---61987#ABH489,0112-2---61987#ABA262,0112-2---61987#ABD161,0112-2---61987#ABA288,0112-2---61987#ABA230,0112-2---61987#ABD226,0112-2---61987#ABA266,0112-2---61987#ABC888,0112-2---61987#ABC732,0112-2---61987#ABC871,0112-2---61987#ABC782
0112/2///61987#ABD949 | 006 | 01 | 0112/2///61987#ABD949#006 | Operating conditions for device design [3] |  |  |  | properties characterizing the nominal conditions at a measuring or control point |  |  |  |  | ITEM_CLASS | [5 empty] | 0112/2///61987#ABE308 - Operating LOP for positioner0112/2///61987#ABE308 - Operating LOP for valve/actuator accessories0112/2///61987#ABE644 - Generic operating LOP for system components |  |  | false | Standard |  | IEC 61987 | IEC | 2022-12-09 | 2017-12-07 | 2022-12-09 | 2022-12-09 |  | IEC/SC 65E | C00112 |  | 0112/2///61987#ABV501 | https://cdd.iec.ch/CDD/IEC61987/iec61987.nsf/Classes/0112-2---61987%23ABD949 | https://cdd.iec.ch/cdd/iec61987/iec61987.nsf/PropertiesAllVersions/0112-2---61987%23ABD395,https://cdd.iec.ch/cdd/iec61987/iec61987.nsf/PropertiesAllVersions/0112-2---61987%23ABD393,https://cdd.iec.ch/cdd/iec61987/iec61987.nsf/PropertiesAllVersions/0112-2---61987%23ABD394,https://cdd.iec.ch/cdd/iec61987/iec61987.nsf/PropertiesAllVersions/0112-2---61987%23ABE329,https://cdd.iec.ch/cdd/iec61987/iec61987.nsf/PropertiesAllVersions/0112-2---61987%23ABE109 | 0112-2---61987#ABD395,0112-2---61987#ABD393,0112-2---61987#ABD394,0112-2---61987#ABE329,0112-2---61987#ABE109
0112/2///61987#ABG393 | 001 | 01 | 0112/2///61987#ABG393#001 | Mechanical and electrical construction [thermowell extension] |  |  |  | properties characterizing the constructional details of the device and its parts |  |  | IEC 61987-1, 5.8 |  | ITEM_CLASS | [5 empty] | 0112/2///61987#ABE766 - Device LOP for thermowell extension |  |  |  | Standard |  | IEC 61987 | IEC | 2018-03-28 | 2014-12-17 | 2016-05-24 | 2016-05-24 |  | SC65E – IEC 61987 | C00019 | 001-01 (2018-03-28 07:26:09 by BATCH 00000762) standard | 0112/2///61987#ABV501 | https://cdd.iec.ch/CDD/IEC61987/iec61987.nsf/Classes/0112-2---61987%23ABG393 | https://cdd.iec.ch/cdd/iec61987/iec61987.nsf/PropertiesAllVersions/0112-2---61987%23ABD534,https://cdd.iec.ch/cdd/iec61987/iec61987.nsf/PropertiesAllVersions/0112-2---61987%23ABG998,https://cdd.iec.ch/cdd/iec61987/iec61987.nsf/PropertiesAllVersions/0112-2---61987%23ABC790 | 0112-2---61987#ABD534,0112-2---61987#ABG998,0112-2---61987#ABC790
0112/2///61987#ABP022 | 001 | 01 | 0112/2///61987#ABP022#001 | Binary output characteristic |  |  |  | properties characterizing binary output characteristics |  |  |  |  | ITEM_CLASS | [5 empty] | 0112/2///61987#ABP023 - Binary powered output |  |  | false | Standard |  | IEC 61987 | IEC | 2023-01-23 | 2023-01-23 | 2023-01-23 | 2023-01-23 |  | IEC/SC 65E | C00128 | 001-01 (2023-01-23 14:53:33 by BATCH 00000807) standard | 0112/2///61987#ABV501 | https://cdd.iec.ch/CDD/IEC61987/iec61987.nsf/Classes/0112-2---61987%23ABP022 | https://cdd.iec.ch/cdd/iec61987/iec61987.nsf/PropertiesAllVersions/0112-2---61987%23ABA941,https://cdd.iec.ch/cdd/iec61987/iec61987.nsf/PropertiesAllVersions/0112-2---61987%23ABP140 | 0112-2---61987#ABA941,0112-2---61987#ABP140
0112/2///61987#ABA807 | 002 | 01 | 0112/2///61987#ABA807#002 | Admittance level transmitter |  |  |  | electrical-based level transmitter that uses the admittance of a process material at radio frequencies to measure level |  |  |  |  | ITEM_CLASS |  |  |  |  | 0112/2///61987#ABF910 - reference to Operating LOP for level measuring equipment |  |  |  |  | Standard |  |  |  | 2018-03-28 | 2013-08-27 | 2016-05-24 | 2016-05-24 |  | SC65E – IEC 61987 | C00004 |  | 0112/2///61987#ABA805 | https://cdd.iec.ch/CDD/IEC61987/iec61987.nsf/Classes/0112-2---61987%23ABA807
0112/2///61987#ABG012 | 001 | 01 | 0112/2///61987#ABG012#001 | Type of measured variable [40] |  |  |  | administration block for polymorphism acting as proxy for the selected measured variable type |  | Polymorphic element: ABG012, Id: 3 |  |  | ITEM_CLASS | [5 empty] | 0112/2///61987#ABF976 - Measured variable [40] |  |  |  | Standard |  | IEC 61987 | IEC | 2018-03-28 | 2014-12-17 | 2018-03-20 | 2018-03-20 |  | SC65E – IEC 61987 | C00018 | 001-01 (2018-03-28 07:26:07 by BATCH 00000762) standard | 0112/2///61987#ABV501 | https://cdd.iec.ch/CDD/IEC61987/iec61987.nsf/Classes/0112-2---61987%23ABG012 | https://cdd.iec.ch/cdd/iec61987/iec61987.nsf/PropertiesAllVersions/0112-2---61987%23ABU872,https://cdd.iec.ch/cdd/iec61987/iec61987.nsf/PropertiesAllVersions/0112-2---61987%23ABU928,https://cdd.iec.ch/cdd/iec61987/iec61987.nsf/PropertiesAllVersions/0112-2---61987%23ABU959,https://cdd.iec.ch/cdd/iec61987/iec61987.nsf/PropertiesAllVersions/0112-2---61987%23ABU960,https://cdd.iec.ch/cdd/iec61987/iec61987.nsf/PropertiesAllVersions/0112-2---61987%23ABU961,https://cdd.iec.ch/cdd/iec61987/iec61987.nsf/PropertiesAllVersions/0112-2---61987%23ABU962,https://cdd.iec.ch/cdd/iec61987/iec61987.nsf/PropertiesAllVersions/0112-2---61987%23ABU963,https://cdd.iec.ch/cdd/iec61987/iec61987.nsf/PropertiesAllVersions/0112-2---61987%23ABV020,https://cdd.iec.ch/cdd/iec61987/iec61987.nsf/PropertiesAllVersions/0112-2---61987%23ABU964,https://cdd.iec.ch/cdd/iec61987/iec61987.nsf/PropertiesAllVersions/0112-2---61987%23ABV021,https://cdd.iec.ch/cdd/iec61987/iec61987.nsf/PropertiesAllVersions/0112-2---61987%23ABV022 | 0112-2---61987#ABU872,0112-2---61987#ABU963,0112-2---61987#ABV021,0112-2---61987#ABU964,0112-2---61987#ABV022,0112-2---61987#ABU928,0112-2---61987#ABU959,0112-2---61987#ABU960,0112-2---61987#ABU961,0112-2---61987#ABU962,0112-2---61987#ABV020
0112/2///61987#ABG145 | 001 | 01 | 0112/2///61987#ABG145#001 | Type of output [15] |  |  |  | administration block for polymorphism acting as proxy for the selected output type |  | Polymorphic element: ABG145, Id: 2 |  |  | ITEM_CLASS | [5 empty] | 0112/2///61987#ABG130 - Output [15] |  |  |  | Standard |  | IEC 61987 | IEC | 2018-03-28 | 2014-12-17 | 2018-03-20 | 2018-03-20 |  | SC65E – IEC 61987 | C00018 | 001-01 (2018-03-28 07:26:07 by BATCH 00000762) standard | 0112/2///61987#ABV501 | https://cdd.iec.ch/CDD/IEC61987/iec61987.nsf/Classes/0112-2---61987%23ABG145 | https://cdd.iec.ch/cdd/iec61987/iec61987.nsf/PropertiesAllVersions/0112-2---61987%23ABU871,https://cdd.iec.ch/cdd/iec61987/iec61987.nsf/PropertiesAllVersions/0112-2---61987%23ABU923,https://cdd.iec.ch/cdd/iec61987/iec61987.nsf/PropertiesAllVersions/0112-2---61987%23ABU924,https://cdd.iec.ch/cdd/iec61987/iec61987.nsf/PropertiesAllVersions/0112-2---61987%23ABU925,https://cdd.iec.ch/cdd/iec61987/iec61987.nsf/PropertiesAllVersions/0112-2---61987%23ABV013,https://cdd.iec.ch/cdd/iec61987/iec61987.nsf/PropertiesAllVersions/0112-2---61987%23ABV014,https://cdd.iec.ch/cdd/iec61987/iec61987.nsf/PropertiesAllVersions/0112-2---61987%23ABV015,https://cdd.iec.ch/cdd/iec61987/iec61987.nsf/PropertiesAllVersions/0112-2---61987%23ABV016,https://cdd.iec.ch/cdd/iec61987/iec61987.nsf/PropertiesAllVersions/0112-2---61987%23ABU926,https://cdd.iec.ch/cdd/iec61987/iec61987.nsf/PropertiesAllVersions/0112-2---61987%23ABU877 | 0112-2---61987#ABU923,0112-2---61987#ABU925,0112-2---61987#ABV014,0112-2---61987#ABV015,0112-2---61987#ABV016,0112-2---61987#ABU871,0112-2---61987#ABU924,0112-2---61987#ABV013,0112-2---61987#ABU926,0112-2---61987#ABU877
0112/2///61987#ABG399 | 001 | 01 | 0112/2///61987#ABG399#001 | Mechanical and electrical construction [vibrating tube density transmitter] |  |  |  | properties characterizing the constructional details of the device and its parts |  |  | IEC 61987-1, 5.8 |  | ITEM_CLASS | [5 empty] | 0112/2///61987#ABF860 - Device LOP for vibrating tube density transmitter |  |  |  | Standard |  | IEC 61987 | IEC | 2018-03-28 | 2014-12-17 | 2018-03-20 | 2018-03-20 |  | SC65E – IEC 61987 | C00017 | 001-01 (2018-03-28 07:26:09 by BATCH 00000762) standard | 0112/2///61987#ABV501 | https://cdd.iec.ch/CDD/IEC61987/iec61987.nsf/Classes/0112-2---61987%23ABG399 | https://cdd.iec.ch/cdd/iec61987/iec61987.nsf/PropertiesAllVersions/0112-2---61987%23ABD114,https://cdd.iec.ch/cdd/iec61987/iec61987.nsf/PropertiesAllVersions/0112-2---61987%23ABH004,https://cdd.iec.ch/cdd/iec61987/iec61987.nsf/PropertiesAllVersions/0112-2---61987%23ABB139,https://cdd.iec.ch/cdd/iec61987/iec61987.nsf/PropertiesAllVersions/0112-2---61987%23ABC862,https://cdd.iec.ch/cdd/iec61987/iec61987.nsf/PropertiesAllVersions/0112-2---61987%23ABC789 | 0112-2---61987#ABH004,0112-2---61987#ABB139,0112-2---61987#ABC862,0112-2---61987#ABC789,0112-2---61987#ABD114
0112/2///61987#ABH361 | 001 | 01 | 0112/2///61987#ABH361#001 | Material of filter |  |  |  | properties characterizing the material of which the filter is made |  |  |  |  | ITEM_CLASS | [5 empty] | 0112/2///61987#ABH363 - Filter |  |  |  | Standard |  |  |  | 2018-03-28 | 2018-03-28 | 2018-03-28 | 2018-03-28 |  | SC65E – IEC 61987 | C00018 | 001-01 (2018-03-28 07:26:12 by BATCH 00000762) standard | 0112/2///61987#ABV501 | https://cdd.iec.ch/CDD/IEC61987/iec61987.nsf/Classes/0112-2---61987%23ABH361 | https://cdd.iec.ch/cdd/iec61987/iec61987.nsf/PropertiesAllVersions/0112-2---61987%23ABB455,https://cdd.iec.ch/cdd/iec61987/iec61987.nsf/PropertiesAllVersions/0112-2---61987%23ABI460,https://cdd.iec.ch/cdd/iec61987/iec61987.nsf/PropertiesAllVersions/0112-2---61987%23ABA908,https://cdd.iec.ch/cdd/iec61987/iec61987.nsf/PropertiesAllVersions/0112-2---61987%23ABA907 | 0112-2---61987#ABB455,0112-2---61987#ABI460,0112-2---61987#ABA908,0112-2---61987#ABA907
0112/2///61987#ABH496 | 001 | 01 | 0112/2///61987#ABH496#001 | Device information |  |  |  | properties characterizing information about a device |  |  |  |  | ITEM_CLASS | [5 empty] | 0112/2///61987#ABA439 - Administrative information |  |  |  | Standard |  |  |  | 2019-03-08 | 2017-12-07 | 2019-03-08 | 2019-03-08 |  | SC65E – IEC 61987 | C00018 | 001-01 (2019-03-08 15:35:11 by BATCH 00000766) standard | 0112/2///61987#ABH525 | https://cdd.iec.ch/CDD/IEC61987/iec61987.nsf/Classes/0112-2---61987%23ABH496 | https://cdd.iec.ch/cdd/iec61987/iec61987.nsf/PropertiesAllVersions/0112-2---61987%23ABH497,https://cdd.iec.ch/cdd/iec61987/iec61987.nsf/PropertiesAllVersions/0112-2---61987%23ABA247 | 0112-2---61987#ABH497,0112-2---61987#ABA247
0112/2///61987#ABF605 | 001 | 01 | 0112/2///61987#ABF605#001 | Accuracy for a subrange of mass fraction |  |  |  | properties characterizing the accuracy of a mass fraction measurement for a subrange of ideal span |  |  |  |  | ITEM_CLASS | [5 empty] | 0112/2///61987#ABF608 - Absolute performance for mass fraction |  |  |  | Standard |  | IEC 61987 | IEC | 2018-03-28 | 2018-03-28 | 2018-03-28 | 2018-03-28 |  | SC65E – IEC 61987 | C00018 | 001-01 (2018-03-28 07:26:06 by BATCH 00000762) standard | 0112/2///61987#ABV501 | https://cdd.iec.ch/CDD/IEC61987/iec61987.nsf/Classes/0112-2---61987%23ABF605 | https://cdd.iec.ch/cdd/iec61987/iec61987.nsf/PropertiesAllVersions/0112-2---61987%23ABF606,https://cdd.iec.ch/cdd/iec61987/iec61987.nsf/PropertiesAllVersions/0112-2---61987%23ABF607,https://cdd.iec.ch/cdd/iec61987/iec61987.nsf/PropertiesAllVersions/0112-2---61987%23ABF599,https://cdd.iec.ch/cdd/iec61987/iec61987.nsf/PropertiesAllVersions/0112-2---61987%23ABF600,https://cdd.iec.ch/cdd/iec61987/iec61987.nsf/PropertiesAllVersions/0112-2---61987%23ABF601 | 0112-2---61987#ABF606,0112-2---61987#ABF607,0112-2---61987#ABF599,0112-2---61987#ABF600,0112-2---61987#ABF601
0112/2///61987#ABG210 | 002 | 01 | 0112/2///61987#ABG210#002 | Manufacturer-specific output [17] |  |  |  | properties characterizing a manufacturer-specific output |  | Polymorphic element: ABG210, Id: 2 |  |  | ITEM_CLASS | [5 empty] | 0112/2///61987#ABG148 - Type of output [18] |  |  | false | Standard |  | IEC 61987 | IEC | 2022-12-09 | 2017-12-07 | 2022-12-09 | 2022-12-09 |  | IEC/SC 65E | C00112 |  | 0112/2///61987#ABV501 | https://cdd.iec.ch/CDD/IEC61987/iec61987.nsf/Classes/0112-2---61987%23ABG210 | https://cdd.iec.ch/cdd/iec61987/iec61987.nsf/PropertiesAllVersions/0112-2---61987%23ABB631,https://cdd.iec.ch/cdd/iec61987/iec61987.nsf/PropertiesAllVersions/0112-2---61987%23ABG653,https://cdd.iec.ch/cdd/iec61987/iec61987.nsf/PropertiesAllVersions/0112-2---61987%23ABC965 | 0112-2---61987#ABB631,0112-2---61987#ABG653,0112-2---61987#ABC965
0112/2///61987#ABG414 | 001 | 01 | 0112/2///61987#ABG414#001 | Structural design [nuclear level transmitter/switch] |  |  |  | properties characterizing the constructional details of a device |  |  |  |  | ITEM_CLASS | [5 empty] | 0112/2///61987#ABG369 - Mechanical and electrical construction [nuclear level transmitter/switch] |  |  |  | Standard |  | IEC 61987 | IEC | 2018-03-28 | 2014-12-17 | 2018-03-20 | 2018-03-20 |  | SC65E – IEC 61987 | C00018 | 001-01 (2018-03-28 07:26:09 by BATCH 00000762) standard | 0112/2///61987#ABV501 | https://cdd.iec.ch/CDD/IEC61987/iec61987.nsf/Classes/0112-2---61987%23ABG414 | https://cdd.iec.ch/cdd/iec61987/iec61987.nsf/PropertiesAllVersions/0112-2---61987%23ABF782,https://cdd.iec.ch/cdd/iec61987/iec61987.nsf/PropertiesAllVersions/0112-2---61987%23ABF374,https://cdd.iec.ch/cdd/iec61987/iec61987.nsf/PropertiesAllVersions/0112-2---61987%23ABF796,https://cdd.iec.ch/cdd/iec61987/iec61987.nsf/PropertiesAllVersions/0112-2---61987%23ABF434,https://cdd.iec.ch/cdd/iec61987/iec61987.nsf/PropertiesAllVersions/0112-2---61987%23ABF762,https://cdd.iec.ch/cdd/iec61987/iec61987.nsf/PropertiesAllVersions/0112-2---61987%23ABD284 | 0112-2---61987#ABF762,0112-2---61987#ABD284,0112-2---61987#ABF782,0112-2---61987#ABF374,0112-2---61987#ABF796,0112-2---61987#ABF434
0112/2///61987#ABD349 | 001 | 01 | 0112/2///61987#ABD349#001 | Ball valve |  |  |  | valve with rotary motion with a closure member that is a sphere with an internal passage | The centre of the spherical surface is coincident with the axis of the shaft. |  | IEC 60534-1 |  | ITEM_CLASS |  |  |  |  | 0112/2///61987#ABU515 - reference to Operating LOP for valve body assembly and process pressure regulator |  |  |  |  | Standard |  |  |  | 2018-03-28 | 2013-09-02 | 2016-05-02 | 2016-05-02 |  | SC65E – IEC 61987 | C00009 | 001-01 (2018-03-28 07:25:59 by BATCH 00000762) standard | 0112/2///61987#ABD347 | https://cdd.iec.ch/CDD/IEC61987/iec61987.nsf/Classes/0112-2---61987%23ABD349 | https://cdd.iec.ch/cdd/iec61987/iec61987.nsf/PropertiesAllVersions/0112-2---61987%23ABU516 | 0112-2---61987#ABU516
0112/2///61987#ABN994 | 001 | 01 | 0112/2///61987#ABN994#001 | Level controller |  |  |  | controller which monitors the level in a vessel and sends out either pneumatic, electrical or digital signals to either the main control system, a local control system, or directly to an automated control valve |  |  |  |  | ITEM_CLASS |  |  |  |  | 0112/2///61987#ABP285 - reference to Operating LOP for infrastructure devices |  |  |  | true | Standard |  | IEC 61987-31 | IEC | 2022-10-26 | 2022-10-26 | 2022-10-26 | 2022-10-26 |  | IEC/SC 65E | C00127 | 001-01 (2022-10-26 07:15:16 by BATCH 00000802) standard | 0112/2///61987#ABN988 | https://cdd.iec.ch/CDD/IEC61987/iec61987.nsf/Classes/0112-2---61987%23ABN994
0112/2///61987#ABC221 | 002 | 01 | 0112/2///61987#ABC221#002 | Electrical wiring data |  |  |  | properties characterizing the electrical wiring data of an installation point |  |  |  |  | ITEM_CLASS | [5 empty] | 0112/2///61987#ABC215 - Electrical line power supply0112/2///61987#ABC216 - Electrical loop power supply |  |  | false | Standard |  | IEC 61987 | IEC | 2022-12-09 | 2019-03-12 | 2022-12-09 | 2022-12-09 |  | IEC/SC 65E | C00112 |  | 0112/2///61987#ABV501 | https://cdd.iec.ch/CDD/IEC61987/iec61987.nsf/Classes/0112-2---61987%23ABC221 | https://cdd.iec.ch/cdd/iec61987/iec61987.nsf/PropertiesAllVersions/0112-2---61987%23ABB355,https://cdd.iec.ch/cdd/iec61987/iec61987.nsf/PropertiesAllVersions/0112-2---61987%23ABB356,https://cdd.iec.ch/cdd/iec61987/iec61987.nsf/PropertiesAllVersions/0112-2---61987%23ABB357 | 0112-2---61987#ABB355,0112-2---61987#ABB356,0112-2---61987#ABB357
0112/2///61987#ABC517 | 002 | 01 | 0112/2///61987#ABC517#002 | Pneumatic/hydraulic output [2] |  |  |  | properties characterizing a pneumatic or hydraulic output |  | 8 ABC517.8 |  |  | ITEM_CLASS | [5 empty] | 0112/2///61987#ABC668 - Type of output [5] - |  |  |  | Standard |  |  |  | 2018-03-28 | 2013-09-27 | 2016-05-24 | 2016-05-24 |  | SC65E – IEC 61987 | C00004 |  | 0112/2///61987#ABV501 | https://cdd.iec.ch/CDD/IEC61987/iec61987.nsf/Classes/0112-2---61987%23ABC517 | https://cdd.iec.ch/cdd/iec61987/iec61987.nsf/PropertiesAllVersions/0112-2---61987%23ABU190,https://cdd.iec.ch/cdd/iec61987/iec61987.nsf/PropertiesAllVersions/0112-2---61987%23ABD145 | 0112-2---61987#ABU190,0112-2---61987#ABD145
0112/2///61987#ABC643 | 002 | 01 | 0112/2///61987#ABC643#002 | Structural design of an electromagnetic insertion flow transmitter |  |  |  | properties characterizing the constructional details of a velocity flow transmitter that uses electromagnetic principles to measure flow at a point inside the process |  |  |  |  | ITEM_CLASS | [5 empty] | 0112/2///61987#ABC607 - Structural design [electromagnetic insertion flow transmitter] |  |  |  | Standard |  |  |  | 2018-03-28 | 2013-08-27 | 2016-05-24 | 2016-05-24 |  | SC65E – IEC 61987 | C00004 |  | 0112/2///61987#ABV501 | https://cdd.iec.ch/CDD/IEC61987/iec61987.nsf/Classes/0112-2---61987%23ABC643 | https://cdd.iec.ch/cdd/iec61987/iec61987.nsf/PropertiesAllVersions/0112-2---61987%23ABB460,https://cdd.iec.ch/cdd/iec61987/iec61987.nsf/PropertiesAllVersions/0112-2---61987%23ABU243,https://cdd.iec.ch/cdd/iec61987/iec61987.nsf/PropertiesAllVersions/0112-2---61987%23ABC870,https://cdd.iec.ch/cdd/iec61987/iec61987.nsf/PropertiesAllVersions/0112-2---61987%23ABB464,https://cdd.iec.ch/cdd/iec61987/iec61987.nsf/PropertiesAllVersions/0112-2---61987%23ABC892,https://cdd.iec.ch/cdd/iec61987/iec61987.nsf/PropertiesAllVersions/0112-2---61987%23ABB466,https://cdd.iec.ch/cdd/iec61987/iec61987.nsf/PropertiesAllVersions/0112-2---61987%23ABD199,https://cdd.iec.ch/cdd/iec61987/iec61987.nsf/PropertiesAllVersions/0112-2---61987%23ABB457,https://cdd.iec.ch/cdd/iec61987/iec61987.nsf/PropertiesAllVersions/0112-2---61987%23ABC969,https://cdd.iec.ch/cdd/iec61987/iec61987.nsf/PropertiesAllVersions/0112-2---61987%23ABB104,https://cdd.iec.ch/cdd/iec61987/iec61987.nsf/PropertiesAllVersions/0112-2---61987%23ABC873,https://cdd.iec.ch/cdd/iec61987/iec61987.nsf/PropertiesAllVersions/0112-2---61987%23ABD208 | 0112-2---61987#ABU243,0112-2---61987#ABC870,0112-2---61987#ABD199,0112-2---61987#ABC969,0112-2---61987#ABD208,0112-2---61987#ABC873,0112-2---61987#ABB460,0112-2---61987#ABB464,0112-2---61987#ABC892,0112-2---61987#ABB466,0112-2---61987#ABB457,0112-2---61987#ABB104
0112/2///61987#ABF118 | 001 | 01 | 0112/2///61987#ABF118#001 | Microwave probe |  |  |  | properties characterizing the probe of a guided-wave radar level transmitter |  |  |  |  | ITEM_CLASS | [5 empty] | 0112/2///61987#ABF117 - Structural design of a guided-wave radar level transmitter |  |  |  | Standard |  | IEC 61987 | IEC | 2018-03-28 | 2018-03-28 | 2018-03-28 | 2018-03-28 |  | SC65E – IEC 61987 | C00018 | 001-01 (2018-03-28 07:26:05 by BATCH 00000762) standard | 0112/2///61987#ABV501 | https://cdd.iec.ch/CDD/IEC61987/iec61987.nsf/Classes/0112-2---61987%23ABF118 | https://cdd.iec.ch/cdd/iec61987/iec61987.nsf/PropertiesAllVersions/0112-2---61987%23ABF121,https://cdd.iec.ch/cdd/iec61987/iec61987.nsf/PropertiesAllVersions/0112-2---61987%23ABB028,https://cdd.iec.ch/cdd/iec61987/iec61987.nsf/PropertiesAllVersions/0112-2---61987%23ABF119,https://cdd.iec.ch/cdd/iec61987/iec61987.nsf/PropertiesAllVersions/0112-2---61987%23ABF120,https://cdd.iec.ch/cdd/iec61987/iec61987.nsf/PropertiesAllVersions/0112-2---61987%23ABF122,https://cdd.iec.ch/cdd/iec61987/iec61987.nsf/PropertiesAllVersions/0112-2---61987%23ABF201,https://cdd.iec.ch/cdd/iec61987/iec61987.nsf/PropertiesAllVersions/0112-2---61987%23ABF123,https://cdd.iec.ch/cdd/iec61987/iec61987.nsf/PropertiesAllVersions/0112-2---61987%23ABF124,https://cdd.iec.ch/cdd/iec61987/iec61987.nsf/PropertiesAllVersions/0112-2---61987%23ABF729,https://cdd.iec.ch/cdd/iec61987/iec61987.nsf/PropertiesAllVersions/0112-2---61987%23ABF126,https://cdd.iec.ch/cdd/iec61987/iec61987.nsf/PropertiesAllVersions/0112-2---61987%23ABF127,https://cdd.iec.ch/cdd/iec61987/iec61987.nsf/PropertiesAllVersions/0112-2---61987%23ABF128,https://cdd.iec.ch/cdd/iec61987/iec61987.nsf/PropertiesAllVersions/0112-2---61987%23ABF730,https://cdd.iec.ch/cdd/iec61987/iec61987.nsf/PropertiesAllVersions/0112-2---61987%23ABF130,https://cdd.iec.ch/cdd/iec61987/iec61987.nsf/PropertiesAllVersions/0112-2---61987%23ABF131,https://cdd.iec.ch/cdd/iec61987/iec61987.nsf/PropertiesAllVersions/0112-2---61987%23ABF132 | 0112-2---61987#ABF121,0112-2---61987#ABF119,0112-2---61987#ABF201,0112-2---61987#ABF730,0112-2---61987#ABF120,0112-2---61987#ABF132,0112-2---61987#ABB028,0112-2---61987#ABF123,0112-2---61987#ABF126,0112-2---61987#ABF127,0112-2---61987#ABF128,0112-2---61987#ABF130,0112-2---61987#ABF122,0112-2---61987#ABF124,0112-2---61987#ABF729,0112-2---61987#ABF131
0112/2///61987#ABH654 | 001 | 01 | 0112/2///61987#ABH654#001 | Output values of pressure |  |  |  | properties characterizing the readings of pressure output signals |  |  |  |  | ITEM_CLASS | [5 empty] | 0112/2///61987#ABH636 - Calibration point of pressure |  |  |  | Standard |  |  |  | 2019-03-08 | 2017-12-07 | 2019-03-08 | 2019-03-08 |  | SC65E – IEC 61987 | C00018 | 001-01 (2019-03-08 15:35:12 by BATCH 00000766) standard | 0112/2///61987#ABV501 | https://cdd.iec.ch/CDD/IEC61987/iec61987.nsf/Classes/0112-2---61987%23ABH654 | https://cdd.iec.ch/cdd/iec61987/iec61987.nsf/PropertiesAllVersions/0112-2---61987%23ABH566,https://cdd.iec.ch/cdd/iec61987/iec61987.nsf/PropertiesAllVersions/0112-2---61987%23ABH567,https://cdd.iec.ch/cdd/iec61987/iec61987.nsf/PropertiesAllVersions/0112-2---61987%23ABH568,https://cdd.iec.ch/cdd/iec61987/iec61987.nsf/PropertiesAllVersions/0112-2---61987%23ABH579,https://cdd.iec.ch/cdd/iec61987/iec61987.nsf/PropertiesAllVersions/0112-2---61987%23ABH580 | 0112-2---61987#ABH579,0112-2---61987#ABH580,0112-2---61987#ABH566,0112-2---61987#ABH567,0112-2---61987#ABH568
0112/2///61987#ABC121 | 001 | 02 | 0112/2///61987#ABC121#001 | Assigned variable [4] |  |  |  | properties characterizing the configuration of the analog input or output |  | 9 ABC121.9 |  |  | ITEM_CLASS | [5 empty] | 0112/2///61987#ABC084 - Analog current input [2]0112/2///61987#ABC088 - Analog current output [3]0112/2///61987#ABC093 - Analog voltage input [2]0112/2///61987#ABC096 - Analog voltage output [2]0112/2///61987#ABC248 - Frequency input [2]0112/2///61987#ABC251 - Frequency output [2]0112/2///61987#ABC332 - Manufacturer-specific input [2]0112/2///61987#ABC334 - Manufacturer-specific output [2] |  |  |  | Standard |  |  |  | 2018-03-28 | 2013-08-27 | 2013-08-27 | 2014-06-18 |  | SC65E – IEC 61987 | C00004 |  | 0112/2///61987#ABV501 | https://cdd.iec.ch/CDD/IEC61987/iec61987.nsf/Classes/0112-2---61987%23ABC121 | https://cdd.iec.ch/cdd/iec61987/iec61987.nsf/PropertiesAllVersions/0112-2---61987%23ABU297,https://cdd.iec.ch/cdd/iec61987/iec61987.nsf/PropertiesAllVersions/0112-2---61987%23ABU338,https://cdd.iec.ch/cdd/iec61987/iec61987.nsf/PropertiesAllVersions/0112-2---61987%23ABU339,https://cdd.iec.ch/cdd/iec61987/iec61987.nsf/PropertiesAllVersions/0112-2---61987%23ABU466,https://cdd.iec.ch/cdd/iec61987/iec61987.nsf/PropertiesAllVersions/0112-2---61987%23ABU340,https://cdd.iec.ch/cdd/iec61987/iec61987.nsf/PropertiesAllVersions/0112-2---61987%23ABU341,https://cdd.iec.ch/cdd/iec61987/iec61987.nsf/PropertiesAllVersions/0112-2---61987%23ABU342,https://cdd.iec.ch/cdd/iec61987/iec61987.nsf/PropertiesAllVersions/0112-2---61987%23ABU343,https://cdd.iec.ch/cdd/iec61987/iec61987.nsf/PropertiesAllVersions/0112-2---61987%23ABU344 | 0112-2---61987#ABU340,0112-2---61987#ABU341,0112-2---61987#ABU342,0112-2---61987#ABU297,0112-2---61987#ABU339,0112-2---61987#ABU466,0112-2---61987#ABU343,0112-2---61987#ABU344,0112-2---61987#ABU338
0112/2///61987#ABC369 | 001 | 02 | 0112/2///61987#ABC369#001 | Material of hot tap seal |  |  |  | properties characterizing the material of which the seal of the hot tap is made |  |  |  |  | ITEM_CLASS | [5 empty] | 0112/2///61987#ABC582 - Retractable electromagnetic insertion flow transmitter0112/2///61987#ABC583 - Retractable thermal mass flow transmitter |  |  |  | Standard |  |  |  | 2018-03-28 | 2013-08-27 | 2013-08-27 | 2014-06-18 |  | SC65E – IEC 61987 | C00019 |  | 0112/2///61987#ABV501 | https://cdd.iec.ch/CDD/IEC61987/iec61987.nsf/Classes/0112-2---61987%23ABC369 | https://cdd.iec.ch/cdd/iec61987/iec61987.nsf/PropertiesAllVersions/0112-2---61987%23ABB455,https://cdd.iec.ch/cdd/iec61987/iec61987.nsf/PropertiesAllVersions/0112-2---61987%23ABI460,https://cdd.iec.ch/cdd/iec61987/iec61987.nsf/PropertiesAllVersions/0112-2---61987%23ABA908,https://cdd.iec.ch/cdd/iec61987/iec61987.nsf/PropertiesAllVersions/0112-2---61987%23ABA907 | 0112-2---61987#ABB455,0112-2---61987#ABI460,0112-2---61987#ABA908,0112-2---61987#ABA907
0112/2///61987#ABD947 | 001 | 02 | 0112/2///61987#ABD947#001 | Normal process conditions [4] |  |  |  | properties characterizing the range of process conditions within which a device is designed to operate within specified performance limits |  |  |  |  | ITEM_CLASS | [5 empty] | 0112/2///61987#ABD992 - Process design ratings [5] |  |  |  | Standard |  |  |  | 2018-03-28 | 2013-09-02 | 2013-09-02 | 2014-06-18 |  | SC65E – IEC 61987 | C00004 |  | 0112/2///61987#ABV501 | https://cdd.iec.ch/CDD/IEC61987/iec61987.nsf/Classes/0112-2---61987%23ABD947 | https://cdd.iec.ch/cdd/iec61987/iec61987.nsf/PropertiesAllVersions/0112-2---61987%23ABA954,https://cdd.iec.ch/cdd/iec61987/iec61987.nsf/PropertiesAllVersions/0112-2---61987%23ABB184,https://cdd.iec.ch/cdd/iec61987/iec61987.nsf/PropertiesAllVersions/0112-2---61987%23ABA955,https://cdd.iec.ch/cdd/iec61987/iec61987.nsf/PropertiesAllVersions/0112-2---61987%23ABB185,https://cdd.iec.ch/cdd/iec61987/iec61987.nsf/PropertiesAllVersions/0112-2---61987%23ABB997,https://cdd.iec.ch/cdd/iec61987/iec61987.nsf/PropertiesAllVersions/0112-2---61987%23ABB998,https://cdd.iec.ch/cdd/iec61987/iec61987.nsf/PropertiesAllVersions/0112-2---61987%23ABA918,https://cdd.iec.ch/cdd/iec61987/iec61987.nsf/PropertiesAllVersions/0112-2---61987%23ABA919,https://cdd.iec.ch/cdd/iec61987/iec61987.nsf/PropertiesAllVersions/0112-2---61987%23ABA598,https://cdd.iec.ch/cdd/iec61987/iec61987.nsf/PropertiesAllVersions/0112-2---61987%23ABA110,https://cdd.iec.ch/cdd/iec61987/iec61987.nsf/PropertiesAllVersions/0112-2---61987%23ABA111,https://cdd.iec.ch/cdd/iec61987/iec61987.nsf/PropertiesAllVersions/0112-2---61987%23ABA114,https://cdd.iec.ch/cdd/iec61987/iec61987.nsf/PropertiesAllVersions/0112-2---61987%23ABB435,https://cdd.iec.ch/cdd/iec61987/iec61987.nsf/PropertiesAllVersions/0112-2---61987%23ABA642,https://cdd.iec.ch/cdd/iec61987/iec61987.nsf/PropertiesAllVersions/0112-2---61987%23ABA297 | 0112-2---61987#ABB184,0112-2---61987#ABB997,0112-2---61987#ABA918,0112-2---61987#ABB435,0112-2---61987#ABA114,0112-2---61987#ABA297,0112-2---61987#ABA954,0112-2---61987#ABB185,0112-2---61987#ABB998,0112-2---61987#ABA919,0112-2---61987#ABA111,0112-2---61987#ABA955,0112-2---61987#ABA598,0112-2---61987#ABA110,0112-2---61987#ABA642
0112/2///61987#ABE871 | 001 | 01 | 0112/2///61987#ABE871#001 | Point level measurement |  |  |  | properties characterizing a point level measurement |  | Polymorphic element: ABE871, Id: 3 |  |  | ITEM_CLASS | [5 empty] | 0112/2///61987#ABF978 - Type of measured variable [6]0112/2///61987#ABF979 - Type of measured variable [7]0112/2///61987#ABF980 - Type of measured variable [8]0112/2///61987#ABF982 - Type of measured variable [10]0112/2///61987#ABG012 - Type of measured variable [40] |  |  |  | Standard |  | IEC 61987 | IEC | 2018-03-28 | 2018-03-28 | 2018-03-28 | 2018-03-28 |  | SC65E – IEC 61987 | C00018 | 001-01 (2018-03-28 07:26:04 by BATCH 00000762) standard | 0112/2///61987#ABV501 | https://cdd.iec.ch/CDD/IEC61987/iec61987.nsf/Classes/0112-2---61987%23ABE871 | https://cdd.iec.ch/cdd/iec61987/iec61987.nsf/PropertiesAllVersions/0112-2---61987%23ABB015,https://cdd.iec.ch/cdd/iec61987/iec61987.nsf/PropertiesAllVersions/0112-2---61987%23ABF690,https://cdd.iec.ch/cdd/iec61987/iec61987.nsf/PropertiesAllVersions/0112-2---61987%23ABA324,https://cdd.iec.ch/cdd/iec61987/iec61987.nsf/PropertiesAllVersions/0112-2---61987%23ABE890,https://cdd.iec.ch/cdd/iec61987/iec61987.nsf/PropertiesAllVersions/0112-2---61987%23ABA328,https://cdd.iec.ch/cdd/iec61987/iec61987.nsf/PropertiesAllVersions/0112-2---61987%23ABA330,https://cdd.iec.ch/cdd/iec61987/iec61987.nsf/PropertiesAllVersions/0112-2---61987%23ABB781,https://cdd.iec.ch/cdd/iec61987/iec61987.nsf/PropertiesAllVersions/0112-2---61987%23ABE889,https://cdd.iec.ch/cdd/iec61987/iec61987.nsf/PropertiesAllVersions/0112-2---61987%23ABE891,https://cdd.iec.ch/cdd/iec61987/iec61987.nsf/PropertiesAllVersions/0112-2---61987%23ABE892,https://cdd.iec.ch/cdd/iec61987/iec61987.nsf/PropertiesAllVersions/0112-2---61987%23ABE893,https://cdd.iec.ch/cdd/iec61987/iec61987.nsf/PropertiesAllVersions/0112-2---61987%23ABE894,https://cdd.iec.ch/cdd/iec61987/iec61987.nsf/PropertiesAllVersions/0112-2---61987%23ABE895,https://cdd.iec.ch/cdd/iec61987/iec61987.nsf/PropertiesAllVersions/0112-2---61987%23ABE896 | 0112-2---61987#ABF690,0112-2---61987#ABA330,0112-2---61987#ABE894,0112-2---61987#ABA324,0112-2---61987#ABE890,0112-2---61987#ABE889,0112-2---61987#ABE895,0112-2---61987#ABE896,0112-2---61987#ABB015,0112-2---61987#ABA328,0112-2---61987#ABB781,0112-2---61987#ABE891,0112-2---61987#ABE892,0112-2---61987#ABE893
0112/2///61987#ABE873 | 001 | 01 | 0112/2///61987#ABE873#001 | Assigned level range |  |  |  | properties characterizing a range configured for level |  | Polymorphic element: ABE873, Id: 5 |  |  | ITEM_CLASS | [5 empty] | 0112/2///61987#ABG089 - Assigned variable [9]0112/2///61987#ABG091 - Assigned variable [11]0112/2///61987#ABG097 - Assigned variable [17]0112/2///61987#ABH044 - Assigned variable [22]0112/2///61987#ABV037 - Assigned variable [18]0112/2///61987#ABV039 - Assigned variable [8] |  |  |  | Standard |  | IEC 61987 | IEC | 2018-03-28 | 2018-03-28 | 2018-03-28 | 2018-03-28 |  | SC65E – IEC 61987 | C00018 | 001-01 (2018-03-28 07:26:04 by BATCH 00000762) standard | 0112/2///61987#ABV501 | https://cdd.iec.ch/CDD/IEC61987/iec61987.nsf/Classes/0112-2---61987%23ABE873 | https://cdd.iec.ch/cdd/iec61987/iec61987.nsf/PropertiesAllVersions/0112-2---61987%23ABE874,https://cdd.iec.ch/cdd/iec61987/iec61987.nsf/PropertiesAllVersions/0112-2---61987%23ABE875,https://cdd.iec.ch/cdd/iec61987/iec61987.nsf/PropertiesAllVersions/0112-2---61987%23ABE898,https://cdd.iec.ch/cdd/iec61987/iec61987.nsf/PropertiesAllVersions/0112-2---61987%23ABE899 | 0112-2---61987#ABE899,0112-2---61987#ABE874,0112-2---61987#ABE875,0112-2---61987#ABE898
0112/2///61987#ABH366 | 001 | 01 | 0112/2///61987#ABH366#001 | Material of means of decoupling vibrations |  |  |  | properties characterizing the material of which means of decoupling vibrations are made |  |  |  |  | ITEM_CLASS | [5 empty] | 0112/2///61987#ABF633 - Structural design of a vibrating tube density transmitter |  |  |  | Standard |  |  |  | 2018-03-28 | 2018-03-28 | 2018-03-28 | 2018-03-28 |  | SC65E – IEC 61987 | C00018 | 001-01 (2018-03-28 07:26:12 by BATCH 00000762) standard | 0112/2///61987#ABV501 | https://cdd.iec.ch/CDD/IEC61987/iec61987.nsf/Classes/0112-2---61987%23ABH366 | https://cdd.iec.ch/cdd/iec61987/iec61987.nsf/PropertiesAllVersions/0112-2---61987%23ABB455,https://cdd.iec.ch/cdd/iec61987/iec61987.nsf/PropertiesAllVersions/0112-2---61987%23ABI460,https://cdd.iec.ch/cdd/iec61987/iec61987.nsf/PropertiesAllVersions/0112-2---61987%23ABA908,https://cdd.iec.ch/cdd/iec61987/iec61987.nsf/PropertiesAllVersions/0112-2---61987%23ABA907 | 0112-2---61987#ABA907,0112-2---61987#ABB455,0112-2---61987#ABI460,0112-2---61987#ABA908
0112/2///61987#ABJ611 | 001 | 01 | 0112/2///61987#ABJ611#001 | PRESSURE_MEASUREMENT_TRANSFORMATION |  |  |  | properties characterizing any transformations to the pressure technology block output value | These modifications directly affect the value of the primary measurement. |  |  |  | ITEM_CLASS | [5 empty] | 0112/2///61987#ABH867 - Pressure technology block |  |  |  | Standard |  |  |  | 2019-03-08 | 2017-12-07 | 2019-03-08 | 2019-03-08 |  | SC65E – IEC 61987 | C00018 | 001-01 (2019-03-08 15:35:13 by BATCH 00000766) standard | 0112/2///61987#ABV501 | https://cdd.iec.ch/CDD/IEC61987/iec61987.nsf/Classes/0112-2---61987%23ABJ611 | https://cdd.iec.ch/cdd/iec61987/iec61987.nsf/PropertiesAllVersions/0112-2---61987%23ABJ679,https://cdd.iec.ch/cdd/iec61987/iec61987.nsf/PropertiesAllVersions/0112-2---61987%23ABI105,https://cdd.iec.ch/cdd/iec61987/iec61987.nsf/PropertiesAllVersions/0112-2---61987%23ABJ659 | 0112-2---61987#ABJ659,0112-2---61987#ABJ679,0112-2---61987#ABI105
0112/2///61987#ABA711 | 002 | 01 | 0112/2///61987#ABA711#002 | Hydraulic pressure level switch |  |  |  | level switch that uses the pressure exerted by a head of liquid to detect a level regime |  |  |  |  | ITEM_CLASS |  |  |  |  | 0112/2///61987#ABF910 - reference to Operating LOP for level measuring equipment |  |  |  |  | Standard |  |  |  | 2018-03-28 | 2013-08-27 | 2016-05-24 | 2016-05-24 |  | SC65E – IEC 61987 | C00004 |  | 0112/2///61987#ABA703 | https://cdd.iec.ch/CDD/IEC61987/iec61987.nsf/Classes/0112-2---61987%23ABA711 |  | 0112-2---61987#ABF910
0112/2///61987#ABA751 | 004 | 01 | 0112/2///61987#ABA751#004 | Transmitter |  |  |  | instrument intended to transmit a standardized signal that represents the measured variable, which may or may not include an integral sensing element | NOTE 1: A transmitter may also be equipped with the means to indicate a measured value , NOTE 2: In process engineering a transmitter is often called a meter, for example flowmeter , NOTE 3: A transmitter may also be a component of a composite device or measuring assembly |  |  |  | ITEM_CLASS | [9 empty] | Standard |  |  |  | 2018-03-28 | 2013-08-27 | 2016-05-24 | 2016-05-24 |  | SC65E – IEC 61987 | C00004 |  | 0112/2///61987#ABA001 | https://cdd.iec.ch/CDD/IEC61987/iec61987.nsf/Classes/0112-2---61987%23ABA751
0112/2///61987#ABE034 | 002 | 01 | 0112/2///61987#ABE034#002 | Structural design of a positioner |  |  |  | properties characterizing the constructional details of a positioner |  |  |  |  | ITEM_CLASS | [5 empty] | 0112/2///61987#ABE023 - Structural design [positioner] |  |  |  | Standard |  |  |  | 2018-03-28 | 2013-09-02 | 2016-05-02 | 2016-05-02 |  | SC65E – IEC 61987 | C00009 |  | 0112/2///61987#ABV501 | https://cdd.iec.ch/CDD/IEC61987/iec61987.nsf/Classes/0112-2---61987%23ABE034 | https://cdd.iec.ch/cdd/iec61987/iec61987.nsf/PropertiesAllVersions/0112-2---61987%23ABD763,https://cdd.iec.ch/cdd/iec61987/iec61987.nsf/PropertiesAllVersions/0112-2---61987%23ABD726,https://cdd.iec.ch/cdd/iec61987/iec61987.nsf/PropertiesAllVersions/0112-2---61987%23ABD556,https://cdd.iec.ch/cdd/iec61987/iec61987.nsf/PropertiesAllVersions/0112-2---61987%23ABD740,https://cdd.iec.ch/cdd/iec61987/iec61987.nsf/PropertiesAllVersions/0112-2---61987%23ABD742,https://cdd.iec.ch/cdd/iec61987/iec61987.nsf/PropertiesAllVersions/0112-2---61987%23ABD783,https://cdd.iec.ch/cdd/iec61987/iec61987.nsf/PropertiesAllVersions/0112-2---61987%23ABD711,https://cdd.iec.ch/cdd/iec61987/iec61987.nsf/PropertiesAllVersions/0112-2---61987%23ABD784,https://cdd.iec.ch/cdd/iec61987/iec61987.nsf/PropertiesAllVersions/0112-2---61987%23ABD639,https://cdd.iec.ch/cdd/iec61987/iec61987.nsf/PropertiesAllVersions/0112-2---61987%23ABD640,https://cdd.iec.ch/cdd/iec61987/iec61987.nsf/PropertiesAllVersions/0112-2---61987%23ABD704,https://cdd.iec.ch/cdd/iec61987/iec61987.nsf/PropertiesAllVersions/0112-2---61987%23ABD658,https://cdd.iec.ch/cdd/iec61987/iec61987.nsf/PropertiesAllVersions/0112-2---61987%23ABD636,https://cdd.iec.ch/cdd/iec61987/iec61987.nsf/PropertiesAllVersions/0112-2---61987%23ABD657,https://cdd.iec.ch/cdd/iec61987/iec61987.nsf/PropertiesAllVersions/0112-2---61987%23ABD635,https://cdd.iec.ch/cdd/iec61987/iec61987.nsf/PropertiesAllVersions/0112-2---61987%23ABD692,https://cdd.iec.ch/cdd/iec61987/iec61987.nsf/PropertiesAllVersions/0112-2---61987%23ABD755,https://cdd.iec.ch/cdd/iec61987/iec61987.nsf/PropertiesAllVersions/0112-2---61987%23ABD694,https://cdd.iec.ch/cdd/iec61987/iec61987.nsf/PropertiesAllVersions/0112-2---61987%23ABD746,https://cdd.iec.ch/cdd/iec61987/iec61987.nsf/PropertiesAllVersions/0112-2---61987%23ABD781,https://cdd.iec.ch/cdd/iec61987/iec61987.nsf/PropertiesAllVersions/0112-2---61987%23ABD774,https://cdd.iec.ch/cdd/iec61987/iec61987.nsf/PropertiesAllVersions/0112-2---61987%23ABD782,https://cdd.iec.ch/cdd/iec61987/iec61987.nsf/PropertiesAllVersions/0112-2---61987%23ABH524,https://cdd.iec.ch/cdd/iec61987/iec61987.nsf/PropertiesAllVersions/0112-2---61987%23ABH523,https://cdd.iec.ch/cdd/iec61987/iec61987.nsf/PropertiesAllVersions/0112-2---61987%23ABD715,https://cdd.iec.ch/cdd/iec61987/iec61987.nsf/PropertiesAllVersions/0112-2---61987%23ABD716,https://cdd.iec.ch/cdd/iec61987/iec61987.nsf/PropertiesAllVersions/0112-2---61987%23ABE381 | 0112-2---61987#ABD715,0112-2---61987#ABD556,0112-2---61987#ABD784,0112-2---61987#ABD704,0112-2---61987#ABD694,0112-2---61987#ABD782,0112-2---61987#ABD742,0112-2---61987#ABD783,0112-2---61987#ABD658,0112-2---61987#ABD746,0112-2---61987#ABD726,0112-2---61987#ABH523,0112-2---61987#ABD657,0112-2---61987#ABD692,0112-2---61987#ABD781,0112-2---61987#ABD774,0112-2---61987#ABD640,0112-2---61987#ABD635,0112-2---61987#ABD716,0112-2---61987#ABD711,0112-2---61987#ABD755,0112-2---61987#ABH524,0112-2---61987#ABD763,0112-2---61987#ABD740,0112-2---61987#ABD639,0112-2---61987#ABD636,0112-2---61987#ABE381
0112/2///61987#ABE367 | 002 | 01 | 0112/2///61987#ABE367#002 | Normal environmental conditions [4] |  |  |  | properties characterizing the values which an influence quantity can assume to which the device is or must be designed |  |  |  |  | ITEM_CLASS | [5 empty] | 0112/2///61987#ABE369 - Environmental design ratings [4] |  |  |  | Standard |  |  |  | 2018-03-28 |  | 2018-03-20 | 2018-03-20 |  | SC65E – IEC 61987 | C00014 |  | 0112/2///61987#ABV501 | https://cdd.iec.ch/CDD/IEC61987/iec61987.nsf/Classes/0112-2---61987%23ABE367 | https://cdd.iec.ch/cdd/iec61987/iec61987.nsf/PropertiesAllVersions/0112-2---61987%23ABA621,https://cdd.iec.ch/cdd/iec61987/iec61987.nsf/PropertiesAllVersions/0112-2---61987%23ABA623,https://cdd.iec.ch/cdd/iec61987/iec61987.nsf/PropertiesAllVersions/0112-2---61987%23ABA964,https://cdd.iec.ch/cdd/iec61987/iec61987.nsf/PropertiesAllVersions/0112-2---61987%23ABB282,https://cdd.iec.ch/cdd/iec61987/iec61987.nsf/PropertiesAllVersions/0112-2---61987%23ABB162,https://cdd.iec.ch/cdd/iec61987/iec61987.nsf/PropertiesAllVersions/0112-2---61987%23ABA571,https://cdd.iec.ch/cdd/iec61987/iec61987.nsf/PropertiesAllVersions/0112-2---61987%23ABA410,https://cdd.iec.ch/cdd/iec61987/iec61987.nsf/PropertiesAllVersions/0112-2---61987%23ABA091,https://cdd.iec.ch/cdd/iec61987/iec61987.nsf/PropertiesAllVersions/0112-2---61987%23ABC852,https://cdd.iec.ch/cdd/iec61987/iec61987.nsf/PropertiesAllVersions/0112-2---61987%23ABD396,https://cdd.iec.ch/cdd/iec61987/iec61987.nsf/PropertiesAllVersions/0112-2---61987%23ABD398,https://cdd.iec.ch/cdd/iec61987/iec61987.nsf/PropertiesAllVersions/0112-2---61987%23ABA572,https://cdd.iec.ch/cdd/iec61987/iec61987.nsf/PropertiesAllVersions/0112-2---61987%23ABA108,https://cdd.iec.ch/cdd/iec61987/iec61987.nsf/PropertiesAllVersions/0112-2---61987%23ABA963,https://cdd.iec.ch/cdd/iec61987/iec61987.nsf/PropertiesAllVersions/0112-2---61987%23ABA109 | 0112-2---61987#ABA091,0112-2---61987#ABD398,0112-2---61987#ABA108,0112-2---61987#ABA621,0112-2---61987#ABA571,0112-2---61987#ABA410,0112-2---61987#ABB162,0112-2---61987#ABC852,0112-2---61987#ABA572,0112-2---61987#ABA963,0112-2---61987#ABA623,0112-2---61987#ABA964,0112-2---61987#ABB282,0112-2---61987#ABD396,0112-2---61987#ABA109
0112/2///61987#ABG233 | 001 | 01 | 0112/2///61987#ABG233#001 | Performance [30] |  |  |  | properties characterizing the performance of the device with regard to measurement accuracy and dynamic behaviour |  |  | from IEC 61987-1, 5.6 |  | ITEM_CLASS | [5 empty] | 0112/2///61987#ABF866 - Device LOP for separate density transmitter |  |  |  | Standard |  | IEC 61987 | IEC | 2018-03-28 | 2014-12-17 | 2018-03-20 | 2018-03-20 |  | SC65E – IEC 61987 | C00017 | 001-01 (2018-03-28 07:26:08 by BATCH 00000762) standard | 0112/2///61987#ABV501 | https://cdd.iec.ch/CDD/IEC61987/iec61987.nsf/Classes/0112-2---61987%23ABG233 | https://cdd.iec.ch/cdd/iec61987/iec61987.nsf/PropertiesAllVersions/0112-2---61987%23ABG798,https://cdd.iec.ch/cdd/iec61987/iec61987.nsf/PropertiesAllVersions/0112-2---61987%23ABB636,https://cdd.iec.ch/cdd/iec61987/iec61987.nsf/PropertiesAllVersions/0112-2---61987%23ABG820,https://cdd.iec.ch/cdd/iec61987/iec61987.nsf/PropertiesAllVersions/0112-2---61987%23ABD131 | 0112-2---61987#ABD131,0112-2---61987#ABG798,0112-2---61987#ABB636,0112-2---61987#ABG820
0112/2///61987#ABG271 | 001 | 01 | 0112/2///61987#ABG271#001 | Reference conditions for the performance variable [10] |  |  |  | properties characterizing the reference conditions under which the performance of a device was tested |  |  |  |  | ITEM_CLASS | [5 empty] | 0112/2///61987#ABG265 - Performance variable [25] |  |  |  | Standard |  | IEC 61987 | IEC | 2018-03-28 | 2014-12-17 | 2016-05-24 | 2016-05-24 |  | SC65E – IEC 61987 | C00019 | 001-01 (2018-03-28 07:26:08 by BATCH 00000762) standard | 0112/2///61987#ABV501 | https://cdd.iec.ch/CDD/IEC61987/iec61987.nsf/Classes/0112-2---61987%23ABG271 | https://cdd.iec.ch/cdd/iec61987/iec61987.nsf/PropertiesAllVersions/0112-2---61987%23ABD193,https://cdd.iec.ch/cdd/iec61987/iec61987.nsf/PropertiesAllVersions/0112-2---61987%23ABG803,https://cdd.iec.ch/cdd/iec61987/iec61987.nsf/PropertiesAllVersions/0112-2---61987%23ABG807 | 0112-2---61987#ABG803,0112-2---61987#ABG807,0112-2---61987#ABD193
0112/2///61987#ABD388 | 001 | 01 | 0112/2///61987#ABD388#001 | Temperature regulator |  |  |  | process regulator intended to modulate a fluid flow rate to maintain a predefined downstream process temperature |  |  | StepLib |  | ITEM_CLASS | [9 empty] | Standard |  |  |  | 2018-03-28 | 2013-09-02 | 2016-05-02 | 2016-05-02 |  | SC65E – IEC 61987 | C00009 | 001-01 (2018-03-28 07:25:59 by BATCH 00000762) standard | 0112/2///61987#ABD385 | https://cdd.iec.ch/CDD/IEC61987/iec61987.nsf/Classes/0112-2---61987%23ABD388
0112/2///61987#ABO051 | 001 | 01 | 0112/2///61987#ABO051#001 | Linking device |  |  |  | gateway used in manchester bus powered (MBP) fieldbus applications, normally comprising an intelligent interface and one or more segment couplers, whereby the latter may support different types of protection |  |  |  |  | ITEM_CLASS |  |  |  |  | 0112/2///61987#ABP285 - reference to Operating LOP for infrastructure devices |  |  |  | true | Standard |  | IEC 61987-31 | IEC | 2022-10-26 | 2022-10-26 | 2022-10-26 | 2022-10-26 |  | IEC/SC 65E | C00127 | 001-01 (2022-10-26 07:15:16 by BATCH 00000802) standard | 0112/2///61987#ABO049 | https://cdd.iec.ch/CDD/IEC61987/iec61987.nsf/Classes/0112-2---61987%23ABO051
0112/2///61987#ABD976 | 002 | 01 | 0112/2///61987#ABD976#002 | Physical location [2] |  |  |  | properties characterizing a physical location |  |  |  |  | ITEM_CLASS | [5 empty] | 0112/2///61987#ABE307 - Operating LOP for valve body assembly and process pressure regulator0112/2///61987#ABE308 - Operating LOP for positioner0112/2///61987#ABE308 - Operating LOP for valve/actuator accessories |  |  |  | Standard |  |  |  | 2018-03-28 | 2013-09-02 | 2018-03-20 | 2018-03-20 |  | SC65E – IEC 61987 | C00004 |  | 0112/2///61987#ABV501 | https://cdd.iec.ch/CDD/IEC61987/iec61987.nsf/Classes/0112-2---61987%23ABD976 | https://cdd.iec.ch/cdd/iec61987/iec61987.nsf/PropertiesAllVersions/0112-2---61987%23ABB349,https://cdd.iec.ch/cdd/iec61987/iec61987.nsf/PropertiesAllVersions/0112-2---61987%23ABB350,https://cdd.iec.ch/cdd/iec61987/iec61987.nsf/PropertiesAllVersions/0112-2---61987%23ABB271,https://cdd.iec.ch/cdd/iec61987/iec61987.nsf/PropertiesAllVersions/0112-2---61987%23ABA577,https://cdd.iec.ch/cdd/iec61987/iec61987.nsf/PropertiesAllVersions/0112-2---61987%23ABA578,https://cdd.iec.ch/cdd/iec61987/iec61987.nsf/PropertiesAllVersions/0112-2---61987%23ABC765,https://cdd.iec.ch/cdd/iec61987/iec61987.nsf/PropertiesAllVersions/0112-2---61987%23ABD168,https://cdd.iec.ch/cdd/iec61987/iec61987.nsf/PropertiesAllVersions/0112-2---61987%23ABB362,https://cdd.iec.ch/cdd/iec61987/iec61987.nsf/PropertiesAllVersions/0112-2---61987%23ABC734 | 0112-2---61987#ABC765,0112-2---61987#ABD168,0112-2---61987#ABB349,0112-2---61987#ABB271,0112-2---61987#ABA578,0112-2---61987#ABB362,0112-2---61987#ABC734,0112-2---61987#ABB350,0112-2---61987#ABA577
0112/2///61987#ABE686 | 001 | 01 | 0112/2///61987#ABE686#001 | Type of auxiliary input [20] |  |  |  | administration block for polymorphism acting as proxy for the selected control input type |  |  |  |  | ITEM_CLASS | [5 empty] | 0112/2///61987#ABE684 - Auxiliary input [20] |  |  |  | Standard |  |  |  | 2018-03-28 | 2014-09-14 | 2018-03-20 | 2018-03-20 |  | SC65E – IEC 61987 | C00016 | 001-01 (2018-03-28 07:26:03 by BATCH 00000762) standard | 0112/2///61987#ABV501 | https://cdd.iec.ch/CDD/IEC61987/iec61987.nsf/Classes/0112-2---61987%23ABE686 | https://cdd.iec.ch/cdd/iec61987/iec61987.nsf/PropertiesAllVersions/0112-2---61987%23ABU367 | 0112-2---61987#ABU367
0112/2///61987#ABC090 | 002 | 01 | 0112/2///61987#ABC090#002 | Analog current output [5] |  |  |  | properties characterizing an analog current output |  | 8 ABC090.8 |  |  | ITEM_CLASS | [5 empty] | 0112/2///61987#ABC670 - Type of output [7] |  |  |  | Standard |  |  |  | 2018-03-28 | 2013-08-27 | 2016-05-24 | 2016-05-24 |  | SC65E – IEC 61987 | C00004 |  | 0112/2///61987#ABV501 | https://cdd.iec.ch/CDD/IEC61987/iec61987.nsf/Classes/0112-2---61987%23ABC090 | https://cdd.iec.ch/cdd/iec61987/iec61987.nsf/PropertiesAllVersions/0112-2---61987%23ABU424,https://cdd.iec.ch/cdd/iec61987/iec61987.nsf/PropertiesAllVersions/0112-2---61987%23ABC721 | 0112-2---61987#ABU424,0112-2---61987#ABC721
0112/2///61987#ABE702 | 002 | 01 | 0112/2///61987#ABE702#002 | Accuracy expressed as a percentage [4] |  |  |  | properties characterizing the accuracy of a measured value or a signal expressed as a percentage of reading, span or full range etc. |  |  |  |  | ITEM_CLASS | [5 empty] | 0112/2///61987#ABE700 - Percentage performance [3] |  |  | false | Standard |  | IEC 61987 | IEC | 2022-12-09 | 2017-12-07 | 2022-12-09 | 2022-12-09 |  | IEC/SC 65E | C00112 |  | 0112/2///61987#ABV501 | https://cdd.iec.ch/CDD/IEC61987/iec61987.nsf/Classes/0112-2---61987%23ABE702 | https://cdd.iec.ch/cdd/iec61987/iec61987.nsf/PropertiesAllVersions/0112-2---61987%23ABD459,https://cdd.iec.ch/cdd/iec61987/iec61987.nsf/PropertiesAllVersions/0112-2---61987%23ABD460,https://cdd.iec.ch/cdd/iec61987/iec61987.nsf/PropertiesAllVersions/0112-2---61987%23ABD535,https://cdd.iec.ch/cdd/iec61987/iec61987.nsf/PropertiesAllVersions/0112-2---61987%23ABB652,https://cdd.iec.ch/cdd/iec61987/iec61987.nsf/PropertiesAllVersions/0112-2---61987%23ABB005,https://cdd.iec.ch/cdd/iec61987/iec61987.nsf/PropertiesAllVersions/0112-2---61987%23ABB653,https://cdd.iec.ch/cdd/iec61987/iec61987.nsf/PropertiesAllVersions/0112-2---61987%23ABB654,https://cdd.iec.ch/cdd/iec61987/iec61987.nsf/PropertiesAllVersions/0112-2---61987%23ABB655,https://cdd.iec.ch/cdd/iec61987/iec61987.nsf/PropertiesAllVersions/0112-2---61987%23ABB656,https://cdd.iec.ch/cdd/iec61987/iec61987.nsf/PropertiesAllVersions/0112-2---61987%23ABA568,https://cdd.iec.ch/cdd/iec61987/iec61987.nsf/PropertiesAllVersions/0112-2---61987%23ABB779,https://cdd.iec.ch/cdd/iec61987/iec61987.nsf/PropertiesAllVersions/0112-2---61987%23ABB801,https://cdd.iec.ch/cdd/iec61987/iec61987.nsf/PropertiesAllVersions/0112-2---61987%23ABB802,https://cdd.iec.ch/cdd/iec61987/iec61987.nsf/PropertiesAllVersions/0112-2---61987%23ABB803,https://cdd.iec.ch/cdd/iec61987/iec61987.nsf/PropertiesAllVersions/0112-2---61987%23ABB804,https://cdd.iec.ch/cdd/iec61987/iec61987.nsf/PropertiesAllVersions/0112-2---61987%23ABB805,https://cdd.iec.ch/cdd/iec61987/iec61987.nsf/PropertiesAllVersions/0112-2---61987%23ABB806,https://cdd.iec.ch/cdd/iec61987/iec61987.nsf/PropertiesAllVersions/0112-2---61987%23ABB846,https://cdd.iec.ch/cdd/iec61987/iec61987.nsf/PropertiesAllVersions/0112-2---61987%23ABB661,https://cdd.iec.ch/cdd/iec61987/iec61987.nsf/PropertiesAllVersions/0112-2---61987%23ABB662,https://cdd.iec.ch/cdd/iec61987/iec61987.nsf/PropertiesAllVersions/0112-2---61987%23ABB663,https://cdd.iec.ch/cdd/iec61987/iec61987.nsf/PropertiesAllVersions/0112-2---61987%23ABB519,https://cdd.iec.ch/cdd/iec61987/iec61987.nsf/PropertiesAllVersions/0112-2---61987%23ABB774,https://cdd.iec.ch/cdd/iec61987/iec61987.nsf/PropertiesAllVersions/0112-2---61987%23ABB847,https://cdd.iec.ch/cdd/iec61987/iec61987.nsf/PropertiesAllVersions/0112-2---61987%23ABE134 | 0112-2---61987#ABB802,0112-2---61987#ABB803,0112-2---61987#ABB805,0112-2---61987#ABB846,0112-2---61987#ABD460,0112-2---61987#ABB653,0112-2---61987#ABA568,0112-2---61987#ABB779,0112-2---61987#ABB663,0112-2---61987#ABB774,0112-2---61987#ABB847,0112-2---61987#ABE134,0112-2---61987#ABD459,0112-2---61987#ABD535,0112-2---61987#ABB804,0112-2---61987#ABB661,0112-2---61987#ABB652,0112-2---61987#ABB656,0112-2---61987#ABB801,0112-2---61987#ABB806,0112-2---61987#ABB519,0112-2---61987#ABB005,0112-2---61987#ABB654,0112-2---61987#ABB655,0112-2---61987#ABB662
0112/2///61987#ABP075 | 001 | 01 | 0112/2///61987#ABP075#001 | Thermocouple input [I/O module] |  |  |  | properties characterizing a thermocouple input for an I/O module |  |  |  |  | ITEM_CLASS | [5 empty] | 0112/2///61987#ABP044 - Input [I/O module] |  |  | false | Standard |  | IEC 61987 | IEC | 2023-01-23 | 2023-01-23 | 2023-01-23 | 2023-01-23 |  | IEC/SC 65E | C00128 | 001-01 (2023-01-23 14:53:33 by BATCH 00000807) standard | 0112/2///61987#ABV501 | https://cdd.iec.ch/CDD/IEC61987/iec61987.nsf/Classes/0112-2---61987%23ABP075 | https://cdd.iec.ch/cdd/iec61987/iec61987.nsf/PropertiesAllVersions/0112-2---61987%23ABB092,https://cdd.iec.ch/cdd/iec61987/iec61987.nsf/PropertiesAllVersions/0112-2---61987%23ABB173,https://cdd.iec.ch/cdd/iec61987/iec61987.nsf/PropertiesAllVersions/0112-2---61987%23ABB512,https://cdd.iec.ch/cdd/iec61987/iec61987.nsf/PropertiesAllVersions/0112-2---61987%23ABB174,https://cdd.iec.ch/cdd/iec61987/iec61987.nsf/PropertiesAllVersions/0112-2---61987%23ABB175,https://cdd.iec.ch/cdd/iec61987/iec61987.nsf/PropertiesAllVersions/0112-2---61987%23ABB176,https://cdd.iec.ch/cdd/iec61987/iec61987.nsf/PropertiesAllVersions/0112-2---61987%23ABB204,https://cdd.iec.ch/cdd/iec61987/iec61987.nsf/PropertiesAllVersions/0112-2---61987%23ABA411,https://cdd.iec.ch/cdd/iec61987/iec61987.nsf/PropertiesAllVersions/0112-2---61987%23ABP096,https://cdd.iec.ch/cdd/iec61987/iec61987.nsf/PropertiesAllVersions/0112-2---61987%23ABB093,https://cdd.iec.ch/cdd/iec61987/iec61987.nsf/PropertiesAllVersions/0112-2---61987%23ABP121,https://cdd.iec.ch/cdd/iec61987/iec61987.nsf/PropertiesAllVersions/0112-2---61987%23ABB260,https://cdd.iec.ch/cdd/iec61987/iec61987.nsf/PropertiesAllVersions/0112-2---61987%23ABP175,https://cdd.iec.ch/cdd/iec61987/iec61987.nsf/PropertiesAllVersions/0112-2---61987%23ABP155,https://cdd.iec.ch/cdd/iec61987/iec61987.nsf/PropertiesAllVersions/0112-2---61987%23ABP221,https://cdd.iec.ch/cdd/iec61987/iec61987.nsf/PropertiesAllVersions/0112-2---61987%23ABC843,https://cdd.iec.ch/cdd/iec61987/iec61987.nsf/PropertiesAllVersions/0112-2---61987%23ABB103,https://cdd.iec.ch/cdd/iec61987/iec61987.nsf/PropertiesAllVersions/0112-2---61987%23ABC850,https://cdd.iec.ch/cdd/iec61987/iec61987.nsf/PropertiesAllVersions/0112-2---61987%23ABA401,https://cdd.iec.ch/cdd/iec61987/iec61987.nsf/PropertiesAllVersions/0112-2---61987%23ABC778 | 0112-2---61987#ABP221,0112-2---61987#ABB103,0112-2---61987#ABB092,0112-2---61987#ABB512,0112-2---61987#ABB174,0112-2---61987#ABB176,0112-2---61987#ABA411,0112-2---61987#ABP096,0112-2---61987#ABA401,0112-2---61987#ABB173,0112-2---61987#ABB204,0112-2---61987#ABB093,0112-2---61987#ABB260,0112-2---61987#ABP175,0112-2---61987#ABC778,0112-2---61987#ABB175,0112-2---61987#ABP155,0112-2---61987#ABC843,0112-2---61987#ABC850,0112-2---61987#ABP121
0112/2///61987#ABC083 | 001 | 02 | 0112/2///61987#ABC083#001 | Analog current input [1] |  |  |  | properties characterizing an auxiliary analog current input |  | 2 ABC083.2 |  |  | ITEM_CLASS | [5 empty] | 0112/2///61987#ABC053 - Type of auxiliary input [2] |  |  |  | Standard |  |  |  | 2018-03-28 | 2013-08-27 | 2013-08-27 | 2014-06-18 |  | SC65E – IEC 61987 | C00004 |  | 0112/2///61987#ABV501 | https://cdd.iec.ch/CDD/IEC61987/iec61987.nsf/Classes/0112-2---61987%23ABC083 | https://cdd.iec.ch/cdd/iec61987/iec61987.nsf/PropertiesAllVersions/0112-2---61987%23ABU190,https://cdd.iec.ch/cdd/iec61987/iec61987.nsf/PropertiesAllVersions/0112-2---61987%23ABC930,https://cdd.iec.ch/cdd/iec61987/iec61987.nsf/PropertiesAllVersions/0112-2---61987%23ABC715 | 0112-2---61987#ABC930,0112-2---61987#ABC715,0112-2---61987#ABU190
0112/2///61987#ABC167 | 002 | 01 | 0112/2///61987#ABC167#002 | Configurable display mode |  |  |  | properties characterizing a configurable display |  |  |  |  | ITEM_CLASS | [5 empty] | 0112/2///61987#ABC205 - Display |  |  |  | Standard |  |  |  | 2020-02-24 | 2017-12-07 | 2020-02-24 | 2020-02-24 |  | SC65E – IEC 61987 | C00091 |  | 0112/2///61987#ABV501 | https://cdd.iec.ch/CDD/IEC61987/iec61987.nsf/Classes/0112-2---61987%23ABC167 | https://cdd.iec.ch/cdd/iec61987/iec61987.nsf/PropertiesAllVersions/0112-2---61987%23ABB583,https://cdd.iec.ch/cdd/iec61987/iec61987.nsf/PropertiesAllVersions/0112-2---61987%23ABA615,https://cdd.iec.ch/cdd/iec61987/iec61987.nsf/PropertiesAllVersions/0112-2---61987%23ABA616,https://cdd.iec.ch/cdd/iec61987/iec61987.nsf/PropertiesAllVersions/0112-2---61987%23ABB085,https://cdd.iec.ch/cdd/iec61987/iec61987.nsf/PropertiesAllVersions/0112-2---61987%23ABN597 | 0112-2---61987#ABB583,0112-2---61987#ABA615,0112-2---61987#ABA616,0112-2---61987#ABB085,0112-2---61987#ABN597
0112/2///61987#ABC202 | 003 | 01 | 0112/2///61987#ABC202#003 | Digital indicator |  |  |  | properties characterizing the digital indicator of a flow, pressure, level or temperature gauge |  |  |  |  | ITEM_CLASS | [5 empty] | 0112/2///61987#ABC609 - Structural design [(oval) gear flow transmitter/gauge]0112/2///61987#ABC610 - Structural design [piston flow transmitter/gauge]0112/2///61987#ABC612 - Structural design [rotating element flow transmitter/gauge]0112/2///61987#ABC614 - Structural design [variable area flow transmitter/gauge]0112/2///61987#ABC616 - Structural design [positive displacement flow transmitter/gauge]0112/2///61987#ABC617 - Structural design [helix flow transmitter/gauge]0112/2///61987#ABC621 - Structural design [absolute/gauge pressure gauge]0112/2///61987#ABC622 - Structural design [differential pressure gauge]0112/2///61987#ABG440 - Structural design [temperature gauge] |  |  |  | Standard |  |  |  | 2018-03-28 | 2013-08-27 | 2016-05-24 | 2016-05-24 |  | SC65E – IEC 61987 | C00004 |  | 0112/2///61987#ABV501 | https://cdd.iec.ch/CDD/IEC61987/iec61987.nsf/Classes/0112-2---61987%23ABC202 | https://cdd.iec.ch/cdd/iec61987/iec61987.nsf/PropertiesAllVersions/0112-2---61987%23ABB971,https://cdd.iec.ch/cdd/iec61987/iec61987.nsf/PropertiesAllVersions/0112-2---61987%23ABA191,https://cdd.iec.ch/cdd/iec61987/iec61987.nsf/PropertiesAllVersions/0112-2---61987%23ABA184,https://cdd.iec.ch/cdd/iec61987/iec61987.nsf/PropertiesAllVersions/0112-2---61987%23ABB502,https://cdd.iec.ch/cdd/iec61987/iec61987.nsf/PropertiesAllVersions/0112-2---61987%23ABB074,https://cdd.iec.ch/cdd/iec61987/iec61987.nsf/PropertiesAllVersions/0112-2---61987%23ABC785,https://cdd.iec.ch/cdd/iec61987/iec61987.nsf/PropertiesAllVersions/0112-2---61987%23ABA895,https://cdd.iec.ch/cdd/iec61987/iec61987.nsf/PropertiesAllVersions/0112-2---61987%23ABA198,https://cdd.iec.ch/cdd/iec61987/iec61987.nsf/PropertiesAllVersions/0112-2---61987%23ABA558,https://cdd.iec.ch/cdd/iec61987/iec61987.nsf/PropertiesAllVersions/0112-2---61987%23ABA179,https://cdd.iec.ch/cdd/iec61987/iec61987.nsf/PropertiesAllVersions/0112-2---61987%23ABB386,https://cdd.iec.ch/cdd/iec61987/iec61987.nsf/PropertiesAllVersions/0112-2---61987%23ABA155,https://cdd.iec.ch/cdd/iec61987/iec61987.nsf/PropertiesAllVersions/0112-2---61987%23ABC837,https://cdd.iec.ch/cdd/iec61987/iec61987.nsf/PropertiesAllVersions/0112-2---61987%23ABA505,https://cdd.iec.ch/cdd/iec61987/iec61987.nsf/PropertiesAllVersions/0112-2---61987%23ABC940,https://cdd.iec.ch/cdd/iec61987/iec61987.nsf/PropertiesAllVersions/0112-2---61987%23ABU216,https://cdd.iec.ch/cdd/iec61987/iec61987.nsf/PropertiesAllVersions/0112-2---61987%23ABC859,https://cdd.iec.ch/cdd/iec61987/iec61987.nsf/PropertiesAllVersions/0112-2---61987%23ABB177,https://cdd.iec.ch/cdd/iec61987/iec61987.nsf/PropertiesAllVersions/0112-2---61987%23ABC803,https://cdd.iec.ch/cdd/iec61987/iec61987.nsf/PropertiesAllVersions/0112-2---61987%23ABC012,https://cdd.iec.ch/cdd/iec61987/iec61987.nsf/PropertiesAllVersions/0112-2---61987%23ABC861 | 0112-2---61987#ABB971,0112-2---61987#ABA191,0112-2---61987#ABB502,0112-2---61987#ABA558,0112-2---61987#ABC837,0112-2---61987#ABC803,0112-2---61987#ABC861,0112-2---61987#ABB074,0112-2---61987#ABB386,0112-2---61987#ABA155,0112-2---61987#ABC940,0112-2---61987#ABC859,0112-2---61987#ABA184,0112-2---61987#ABC785,0112-2---61987#ABA179,0112-2---61987#ABU216,0112-2---61987#ABA895,0112-2---61987#ABA198,0112-2---61987#ABA505,0112-2---61987#ABB177,0112-2---61987#ABC012
0112/2///61987#ABD921 | 001 | 02 | 0112/2///61987#ABD921#001 | Material of stem/shaft |  |  |  | properties characterizing the material of which a stem or a shaft is made |  |  |  |  | ITEM_CLASS | [5 empty] | 0112/2///61987#ABE409 - Stem/shaft |  |  |  | Standard |  |  |  | 2018-03-28 | 2013-09-02 | 2013-09-02 | 2014-06-18 |  | SC65E – IEC 61987 | C00009 |  | 0112/2///61987#ABV501 | https://cdd.iec.ch/CDD/IEC61987/iec61987.nsf/Classes/0112-2---61987%23ABD921 | https://cdd.iec.ch/cdd/iec61987/iec61987.nsf/PropertiesAllVersions/0112-2---61987%23ABB455,https://cdd.iec.ch/cdd/iec61987/iec61987.nsf/PropertiesAllVersions/0112-2---61987%23ABI460,https://cdd.iec.ch/cdd/iec61987/iec61987.nsf/PropertiesAllVersions/0112-2---61987%23ABA908,https://cdd.iec.ch/cdd/iec61987/iec61987.nsf/PropertiesAllVersions/0112-2---61987%23ABA907 | 0112-2---61987#ABB455,0112-2---61987#ABI460,0112-2---61987#ABA908,0112-2---61987#ABA907
0112/2///61987#ABE023 | 002 | 01 | 0112/2///61987#ABE023#002 | Structural design [positioner] |  |  |  | properties characterizing the constructional details of a device |  |  |  |  | ITEM_CLASS | [5 empty] | 0112/2///61987#ABD932 - Mechanical and electrical construction [positioner] |  |  |  | Standard |  |  |  | 2018-03-28 | 2013-09-02 | 2016-05-02 | 2016-05-02 |  | SC65E – IEC 61987 | C00009 |  | 0112/2///61987#ABV501 | https://cdd.iec.ch/CDD/IEC61987/iec61987.nsf/Classes/0112-2---61987%23ABE023 | https://cdd.iec.ch/cdd/iec61987/iec61987.nsf/PropertiesAllVersions/0112-2---61987%23ABE290,https://cdd.iec.ch/cdd/iec61987/iec61987.nsf/PropertiesAllVersions/0112-2---61987%23ABE520,https://cdd.iec.ch/cdd/iec61987/iec61987.nsf/PropertiesAllVersions/0112-2---61987%23ABE516,https://cdd.iec.ch/cdd/iec61987/iec61987.nsf/PropertiesAllVersions/0112-2---61987%23ABA177,https://cdd.iec.ch/cdd/iec61987/iec61987.nsf/PropertiesAllVersions/0112-2---61987%23ABE296,https://cdd.iec.ch/cdd/iec61987/iec61987.nsf/PropertiesAllVersions/0112-2---61987%23ABB503,https://cdd.iec.ch/cdd/iec61987/iec61987.nsf/PropertiesAllVersions/0112-2---61987%23ABE092,https://cdd.iec.ch/cdd/iec61987/iec61987.nsf/PropertiesAllVersions/0112-2---61987%23ABB970,https://cdd.iec.ch/cdd/iec61987/iec61987.nsf/PropertiesAllVersions/0112-2---61987%23ABE094 | 0112-2---61987#ABE516,0112-2---61987#ABA177,0112-2---61987#ABE094,0112-2---61987#ABE290,0112-2---61987#ABE296,0112-2---61987#ABB503,0112-2---61987#ABE092,0112-2---61987#ABB970,0112-2---61987#ABE520
0112/2///61987#ABG208 | 002 | 01 | 0112/2///61987#ABG208#002 | Manufacturer-specific output [15] |  |  |  | properties characterizing a manufacturer-specific output |  | Polymorphic element: ABG208, Id: 2 |  |  | ITEM_CLASS | [5 empty] | 0112/2///61987#ABG150 - Type of output [20] |  |  | false | Standard |  | IEC 61987 | IEC | 2022-12-09 | 2017-12-07 | 2022-12-09 | 2022-12-09 |  | IEC/SC 65E | C00112 |  | 0112/2///61987#ABV501 | https://cdd.iec.ch/CDD/IEC61987/iec61987.nsf/Classes/0112-2---61987%23ABG208 | https://cdd.iec.ch/cdd/iec61987/iec61987.nsf/PropertiesAllVersions/0112-2---61987%23ABB631,https://cdd.iec.ch/cdd/iec61987/iec61987.nsf/PropertiesAllVersions/0112-2---61987%23ABV204,https://cdd.iec.ch/cdd/iec61987/iec61987.nsf/PropertiesAllVersions/0112-2---61987%23ABC965 | 0112-2---61987#ABB631,0112-2---61987#ABV204,0112-2---61987#ABC965
0112/2///61987#ABG209 | 002 | 01 | 0112/2///61987#ABG209#002 | Manufacturer-specific output [16] |  |  |  | properties characterizing a manufacturer-specific output |  | Polymorphic element: ABG209, Id: 2 |  |  | ITEM_CLASS | [5 empty] | 0112/2///61987#ABG153 - Type of output [23] |  |  | false | Standard |  | IEC 61987 | IEC | 2022-12-09 | 2017-12-07 | 2022-12-09 | 2022-12-09 |  | IEC/SC 65E | C00112 |  | 0112/2///61987#ABV501 | https://cdd.iec.ch/CDD/IEC61987/iec61987.nsf/Classes/0112-2---61987%23ABG209 | https://cdd.iec.ch/cdd/iec61987/iec61987.nsf/PropertiesAllVersions/0112-2---61987%23ABB631,https://cdd.iec.ch/cdd/iec61987/iec61987.nsf/PropertiesAllVersions/0112-2---61987%23ABU651,https://cdd.iec.ch/cdd/iec61987/iec61987.nsf/PropertiesAllVersions/0112-2---61987%23ABC965 | 0112-2---61987#ABB631,0112-2---61987#ABU651,0112-2---61987#ABC965
0112/2///61987#ABD338 | 001 | 01 | 0112/2///61987#ABD338#001 | Helix flow gauge |  |  |  | positive displacement flow gauge that uses helical rotors to divide and meter the flow |  |  |  |  | ITEM_CLASS |  |  |  |  | 0112/2///61987#ABU125 - reference to Operating LOP for flow measuring equipment0112/2///61987#ABU291 - reference to Device LOP for positive displacement flow transmitter/gauge |  |  |  |  | Standard |  |  |  | 2018-03-28 | 2013-09-27 | 2016-05-24 | 2016-05-24 |  | SC65E – IEC 61987 | C00004 | 001-01 (2018-03-28 07:25:59 by BATCH 00000762) standard | 0112/2///61987#ABA645 | https://cdd.iec.ch/CDD/IEC61987/iec61987.nsf/Classes/0112-2---61987%23ABD338 |  | 0112-2---61987#ABU291
0112/2///61987#ABA818 | 002 | 01 | 0112/2///61987#ABA818#002 | Servo level transmitter |  |  |  | level transmitter that uses a float and a wire fed by a servo motor to measure level |  |  |  |  | ITEM_CLASS |  |  |  |  | 0112/2///61987#ABF910 - reference to Operating LOP for level measuring equipment |  |  |  |  | Standard |  |  |  | 2018-03-28 | 2013-08-27 | 2018-03-20 | 2018-03-20 |  | SC65E – IEC 61987 | C00018 |  | 0112/2///61987#ABA816 | https://cdd.iec.ch/CDD/IEC61987/iec61987.nsf/Classes/0112-2---61987%23ABA818 | https://cdd.iec.ch/cdd/iec61987/iec61987.nsf/PropertiesAllVersions/0112-2---61987%23ABF886 | 0112-2---61987#ABF886
0112/2///61987#ABI569 | 001 | 01 | 0112/2///61987#ABI569#001 | Decommissioning and disposal |  |  |  | properties characterizing decommissioning and disposal |  |  |  |  | ITEM_CLASS | [9 empty] | Standard |  |  |  | 2019-03-08 | 2017-12-07 | 2019-03-08 | 2019-03-08 |  | SC65E – IEC 61987 | C00018 | 001-01 (2019-03-08 15:35:13 by BATCH 00000766) standard | 0112/2///61987#ABH525 | https://cdd.iec.ch/CDD/IEC61987/iec61987.nsf/Classes/0112-2---61987%23ABI569 | https://cdd.iec.ch/cdd/iec61987/iec61987.nsf/PropertiesAllVersions/0112-2---61987%23ABI507,https://cdd.iec.ch/cdd/iec61987/iec61987.nsf/PropertiesAllVersions/0112-2---61987%23ABI568,https://cdd.iec.ch/cdd/iec61987/iec61987.nsf/PropertiesAllVersions/0112-2---61987%23ABI493,https://cdd.iec.ch/cdd/iec61987/iec61987.nsf/PropertiesAllVersions/0112-2---61987%23ABI554,https://cdd.iec.ch/cdd/iec61987/iec61987.nsf/PropertiesAllVersions/0112-2---61987%23ABI495,https://cdd.iec.ch/cdd/iec61987/iec61987.nsf/PropertiesAllVersions/0112-2---61987%23ABI556,https://cdd.iec.ch/cdd/iec61987/iec61987.nsf/PropertiesAllVersions/0112-2---61987%23ABI527,https://cdd.iec.ch/cdd/iec61987/iec61987.nsf/PropertiesAllVersions/0112-2---61987%23ABI528,https://cdd.iec.ch/cdd/iec61987/iec61987.nsf/PropertiesAllVersions/0112-2---61987%23ABI529 | 0112-2---61987#ABI507,0112-2---61987#ABI493,0112-2---61987#ABI528,0112-2---61987#ABI529,0112-2---61987#ABI568,0112-2---61987#ABI554,0112-2---61987#ABI495,0112-2---61987#ABI556,0112-2---61987#ABI527
0112/2///61987#ABE592 | 002 | 01 | 0112/2///61987#ABE592#002 | Deployment conditions [7] |  |  |  | properties characterizing the deployment of the device in the pipe or vessel in order to obtain the specified performance |  |  |  |  | ITEM_CLASS | [5 empty] | 0112/2///61987#ABE591 - Installation conditions [11] |  |  | false | Standard |  | IEC 61987 | IEC | 2022-12-09 | 2017-12-07 | 2022-12-09 | 2022-12-09 |  | IEC/SC 65E | C00112 |  | 0112/2///61987#ABV501 | https://cdd.iec.ch/CDD/IEC61987/iec61987.nsf/Classes/0112-2---61987%23ABE592 | https://cdd.iec.ch/cdd/iec61987/iec61987.nsf/PropertiesAllVersions/0112-2---61987%23ABD532,https://cdd.iec.ch/cdd/iec61987/iec61987.nsf/PropertiesAllVersions/0112-2---61987%23ABB052,https://cdd.iec.ch/cdd/iec61987/iec61987.nsf/PropertiesAllVersions/0112-2---61987%23ABB053,https://cdd.iec.ch/cdd/iec61987/iec61987.nsf/PropertiesAllVersions/0112-2---61987%23ABB054,https://cdd.iec.ch/cdd/iec61987/iec61987.nsf/PropertiesAllVersions/0112-2---61987%23ABA632,https://cdd.iec.ch/cdd/iec61987/iec61987.nsf/PropertiesAllVersions/0112-2---61987%23ABA088,https://cdd.iec.ch/cdd/iec61987/iec61987.nsf/PropertiesAllVersions/0112-2---61987%23ABB024 | 0112-2---61987#ABA088,0112-2---61987#ABB024,0112-2---61987#ABD532,0112-2---61987#ABB052,0112-2---61987#ABB053,0112-2---61987#ABB054,0112-2---61987#ABA632
0112/2///61987#ABF468 | 001 | 01 | 0112/2///61987#ABF468#001 | Modulator |  |  |  | properties characterizing the modulator of a nuclear level transmitter or switch |  |  |  |  | ITEM_CLASS | [5 empty] | 0112/2///61987#ABF343 - Structural design of a nuclear level transmitter/switch0112/2///61987#ABF634 - Structural design of a radiometric density transmitter |  |  |  | Standard |  | IEC 61987 | IEC | 2018-03-28 | 2018-03-28 | 2018-03-28 | 2018-03-28 |  | SC65E – IEC 61987 | C00018 | 001-01 (2018-03-28 07:26:06 by BATCH 00000762) standard | 0112/2///61987#ABV501 | https://cdd.iec.ch/CDD/IEC61987/iec61987.nsf/Classes/0112-2---61987%23ABF468 | https://cdd.iec.ch/cdd/iec61987/iec61987.nsf/PropertiesAllVersions/0112-2---61987%23ABA528,https://cdd.iec.ch/cdd/iec61987/iec61987.nsf/PropertiesAllVersions/0112-2---61987%23ABF461,https://cdd.iec.ch/cdd/iec61987/iec61987.nsf/PropertiesAllVersions/0112-2---61987%23ABF462,https://cdd.iec.ch/cdd/iec61987/iec61987.nsf/PropertiesAllVersions/0112-2---61987%23ABA558,https://cdd.iec.ch/cdd/iec61987/iec61987.nsf/PropertiesAllVersions/0112-2---61987%23ABA179,https://cdd.iec.ch/cdd/iec61987/iec61987.nsf/PropertiesAllVersions/0112-2---61987%23ABB386,https://cdd.iec.ch/cdd/iec61987/iec61987.nsf/PropertiesAllVersions/0112-2---61987%23ABA553,https://cdd.iec.ch/cdd/iec61987/iec61987.nsf/PropertiesAllVersions/0112-2---61987%23ABA169,https://cdd.iec.ch/cdd/iec61987/iec61987.nsf/PropertiesAllVersions/0112-2---61987%23ABA170 | 0112-2---61987#ABF462,0112-2---61987#ABA558,0112-2---61987#ABA169,0112-2---61987#ABA170,0112-2---61987#ABA528,0112-2---61987#ABF461,0112-2---61987#ABA179,0112-2---61987#ABB386,0112-2---61987#ABA553
0112/2///61987#ABG220 | 001 | 01 | 0112/2///61987#ABG220#001 | Performance [17] |  |  |  | properties characterizing the performance of the device with regard to measurement accuracy and dynamic behaviour |  |  | from IEC 61987-1, 5.6 |  | ITEM_CLASS | [5 empty] | 0112/2///61987#ABE736 - Device LOP for displacer level transmitter/switch |  |  |  | Standard |  | IEC 61987 | IEC | 2018-03-28 | 2014-12-17 | 2018-03-20 | 2018-03-20 |  | SC65E – IEC 61987 | C00018 | 001-01 (2018-03-28 07:26:08 by BATCH 00000762) standard | 0112/2///61987#ABV501 | https://cdd.iec.ch/CDD/IEC61987/iec61987.nsf/Classes/0112-2---61987%23ABG220 | https://cdd.iec.ch/cdd/iec61987/iec61987.nsf/PropertiesAllVersions/0112-2---61987%23ABG794,https://cdd.iec.ch/cdd/iec61987/iec61987.nsf/PropertiesAllVersions/0112-2---61987%23ABB636,https://cdd.iec.ch/cdd/iec61987/iec61987.nsf/PropertiesAllVersions/0112-2---61987%23ABG812 | 0112-2---61987#ABG794,0112-2---61987#ABB636,0112-2---61987#ABG812
0112/2///61987#ABA794 | 003 | 01 | 0112/2///61987#ABA794#003 | Rotating element flow transmitter |  |  |  | velocity flow transmitter that uses the rotation of a shaped element to measure flow |  |  |  |  | ITEM_CLASS |  |  |  |  | 0112/2///61987#ABU125 - reference to Operating LOP for flow measuring equipment |  |  |  |  | Standard |  |  |  | 2018-03-28 | 2013-08-27 | 2016-05-24 | 2016-05-24 |  | SC65E – IEC 61987 | C00004 |  | 0112/2///61987#ABA790 | https://cdd.iec.ch/CDD/IEC61987/iec61987.nsf/Classes/0112-2---61987%23ABA794
0112/2///61987#ABA827 | 003 | 01 | 0112/2///61987#ABA827#003 | Guided-wave radar level transmitter |  |  |  | radar level transmitter that emits a wave that is guided by a rod, cable or rope to the surface of process material and uses the time of flight of the reflected wave to measure level |  |  |  |  | ITEM_CLASS |  |  |  |  | 0112/2///61987#ABF910 - reference to Operating LOP for level measuring equipment |  |  |  |  | Standard |  |  |  | 2018-03-28 | 2013-08-27 | 2018-03-20 | 2018-03-20 |  | SC65E – IEC 61987 | C00018 |  | 0112/2///61987#ABA823 | https://cdd.iec.ch/CDD/IEC61987/iec61987.nsf/Classes/0112-2---61987%23ABA827 | https://cdd.iec.ch/cdd/iec61987/iec61987.nsf/PropertiesAllVersions/0112-2---61987%23ABF874 | 0112-2---61987#ABF874
0112/2///61987#ABC578 | 001 | 02 | 0112/2///61987#ABC578#001 | Reset parameter |  |  |  | properties characterizing a reset parameter |  |  |  |  | ITEM_CLASS | [5 empty] | 0112/2///61987#ABC163 - Communication variable |  |  |  | Standard |  |  |  | 2018-03-28 | 2013-08-27 | 2013-08-27 | 2014-06-18 |  | SC65E – IEC 61987 | C00004 |  | 0112/2///61987#ABV501 | https://cdd.iec.ch/CDD/IEC61987/iec61987.nsf/Classes/0112-2---61987%23ABC578 | https://cdd.iec.ch/cdd/iec61987/iec61987.nsf/PropertiesAllVersions/0112-2---61987%23ABA055,https://cdd.iec.ch/cdd/iec61987/iec61987.nsf/PropertiesAllVersions/0112-2---61987%23ABA057 | 0112-2---61987#ABA055,0112-2---61987#ABA057
0112/2///61987#ABG281 | 001 | 01 | 0112/2///61987#ABG281#001 | Type of performance variable [15] |  |  |  | administration block for polymorphism acting as proxy for the selected performance type |  | Polymorphic element: ABG281, Id: 5 |  |  | ITEM_CLASS | [5 empty] | 0112/2///61987#ABG255 - Performance variable [15] |  |  |  | Standard |  | IEC 61987 | IEC | 2018-03-28 | 2014-12-17 | 2016-05-24 | 2016-05-24 |  | SC65E – IEC 61987 | C00019 | 001-01 (2018-03-28 07:26:08 by BATCH 00000762) standard | 0112/2///61987#ABV501 | https://cdd.iec.ch/CDD/IEC61987/iec61987.nsf/Classes/0112-2---61987%23ABG281 | https://cdd.iec.ch/cdd/iec61987/iec61987.nsf/PropertiesAllVersions/0112-2---61987%23ABV169,https://cdd.iec.ch/cdd/iec61987/iec61987.nsf/PropertiesAllVersions/0112-2---61987%23ABV229,https://cdd.iec.ch/cdd/iec61987/iec61987.nsf/PropertiesAllVersions/0112-2---61987%23ABV230,https://cdd.iec.ch/cdd/iec61987/iec61987.nsf/PropertiesAllVersions/0112-2---61987%23ABV186 | 0112-2---61987#ABV169,0112-2---61987#ABV229,0112-2---61987#ABV230,0112-2---61987#ABV186
0112/2///61987#ABO048 | 001 | 01 | 0112/2///61987#ABO048#001 | Fieldbus distributor |  |  |  | network component used to connect 1 to n fieldbus segments to the bus trunk as well as provide them with power | In OSI conforming communication networks, it operates at the physical layer (= layer 1). Fieldbus distributors are often found on manchester bus powered (MBP) networks. A fieldbus distributor may also act as an intrinsically safe barrier. |  |  |  | ITEM_CLASS |  |  |  |  | 0112/2///61987#ABP285 - reference to Operating LOP for infrastructure devices |  |  |  | true | Standard |  | IEC 61987-31 | IEC | 2022-10-26 | 2022-10-26 | 2022-10-26 | 2022-10-26 |  | IEC/SC 65E | C00127 | 001-01 (2022-10-26 07:15:16 by BATCH 00000802) standard | 0112/2///61987#ABO045 | https://cdd.iec.ch/CDD/IEC61987/iec61987.nsf/Classes/0112-2---61987%23ABO048
0112/2///61987#ABC328 | 006 | 01 | 0112/2///61987#ABC328#006 | LPG approval |  |  |  | properties characterizing certificates and approvals pertaining to usage in liquid petroleum gas |  |  |  |  | ITEM_CLASS | [5 empty] | 0112/2///61987#ABC102 - Approval for use in special applications0112/2///61987#ABD804 - Approval for use in special applications [2]0112/2///61987#ABE724 - Approval for use in special applications [5] |  |  |  | Standard |  |  |  | 2018-03-28 | 2013-08-27 | 2018-03-20 | 2018-03-20 |  | SC65E – IEC 61987 | C00004 |  | 0112/2///61987#ABV501 | https://cdd.iec.ch/CDD/IEC61987/iec61987.nsf/Classes/0112-2---61987%23ABC328 | https://cdd.iec.ch/cdd/iec61987/iec61987.nsf/PropertiesAllVersions/0112-2---61987%23ABA253,https://cdd.iec.ch/cdd/iec61987/iec61987.nsf/PropertiesAllVersions/0112-2---61987%23ABA254 | 0112-2---61987#ABA253,0112-2---61987#ABA254
0112/2///61987#ABD929 | 001 | 02 | 0112/2///61987#ABD929#001 | Mechanical and electrical construction [globe valve] |  |  |  | properties characterizing the constructional details of the device and its parts |  |  | IEC 61987-1, 5.8 |  | ITEM_CLASS | [5 empty] | 0112/2///61987#ABE311 - Device LOP for globe valve |  |  |  | Standard |  |  |  | 2018-03-28 | 2013-09-02 | 2013-09-02 | 2014-06-18 |  | SC65E – IEC 61987 | C00009 |  | 0112/2///61987#ABV501 | https://cdd.iec.ch/CDD/IEC61987/iec61987.nsf/Classes/0112-2---61987%23ABD929 | https://cdd.iec.ch/cdd/iec61987/iec61987.nsf/PropertiesAllVersions/0112-2---61987%23ABE392,https://cdd.iec.ch/cdd/iec61987/iec61987.nsf/PropertiesAllVersions/0112-2---61987%23ABE270,https://cdd.iec.ch/cdd/iec61987/iec61987.nsf/PropertiesAllVersions/0112-2---61987%23ABB139,https://cdd.iec.ch/cdd/iec61987/iec61987.nsf/PropertiesAllVersions/0112-2---61987%23ABE112,https://cdd.iec.ch/cdd/iec61987/iec61987.nsf/PropertiesAllVersions/0112-2---61987%23ABE075 | 0112-2---61987#ABE392,0112-2---61987#ABE270,0112-2---61987#ABB139,0112-2---61987#ABE112,0112-2---61987#ABE075
0112/2///61987#ABE025 | 001 | 02 | 0112/2///61987#ABE025#001 | Structural design [eccentric plug valve] |  |  |  | properties characterizing the constructional details of a device |  |  |  |  | ITEM_CLASS | [5 empty] | 0112/2///61987#ABD937 - Mechanical and electrical construction [eccentric plug valve] |  |  |  | Standard |  |  |  | 2018-03-28 | 2013-09-02 | 2013-09-02 | 2014-06-18 |  | SC65E-IEC61987 | C00009 |  | 0112/2///61987#ABV501 | https://cdd.iec.ch/CDD/IEC61987/iec61987.nsf/Classes/0112-2---61987%23ABE025 | https://cdd.iec.ch/cdd/iec61987/iec61987.nsf/PropertiesAllVersions/0112-2---61987%23ABE070,https://cdd.iec.ch/cdd/iec61987/iec61987.nsf/PropertiesAllVersions/0112-2---61987%23ABE292,https://cdd.iec.ch/cdd/iec61987/iec61987.nsf/PropertiesAllVersions/0112-2---61987%23ABE295 | 0112-2---61987#ABE070,0112-2---61987#ABE292,0112-2---61987#ABE295
0112/2///61987#ABG282 | 001 | 01 | 0112/2///61987#ABG282#001 | Type of performance variable [16] |  |  |  | administration block for polymorphism acting as proxy for the selected performance type |  | Polymorphic element: ABG282, Id: 4 |  |  | ITEM_CLASS | [5 empty] | 0112/2///61987#ABG256 - Performance variable [16] |  |  |  | Standard |  | IEC 61987 | IEC | 2018-03-28 | 2014-12-17 | 2016-05-24 | 2016-05-24 |  | SC65E – IEC 61987 | C00019 | 001-01 (2018-03-28 07:26:08 by BATCH 00000762) standard | 0112/2///61987#ABV501 | https://cdd.iec.ch/CDD/IEC61987/iec61987.nsf/Classes/0112-2---61987%23ABG282 | https://cdd.iec.ch/cdd/iec61987/iec61987.nsf/PropertiesAllVersions/0112-2---61987%23ABV193,https://cdd.iec.ch/cdd/iec61987/iec61987.nsf/PropertiesAllVersions/0112-2---61987%23ABV205,https://cdd.iec.ch/cdd/iec61987/iec61987.nsf/PropertiesAllVersions/0112-2---61987%23ABV206,https://cdd.iec.ch/cdd/iec61987/iec61987.nsf/PropertiesAllVersions/0112-2---61987%23ABV207,https://cdd.iec.ch/cdd/iec61987/iec61987.nsf/PropertiesAllVersions/0112-2---61987%23ABV208 | 0112-2---61987#ABV207,0112-2---61987#ABV208,0112-2---61987#ABV193,0112-2---61987#ABV205,0112-2---61987#ABV206
0112/2///61987#ABG331 | 002 | 01 | 0112/2///61987#ABG331#002 | Installation conditions [12] |  |  |  | properties characterizing the installation conditions necessary to obtain the specified performance of the device |  |  |  |  | ITEM_CLASS | [5 empty] | 0112/2///61987#ABG320 - Rated operating conditions [15]0112/2///61987#ABG326 - Rated operating conditions [21]0112/2///61987#ABG328 - Rated operating conditions [23] |  |  | false | Standard |  | IEC 61987 | IEC | 2022-12-09 | 2017-12-07 | 2022-12-09 | 2022-12-09 |  | IEC/SC 65E | C00112 |  | 0112/2///61987#ABV501 | https://cdd.iec.ch/CDD/IEC61987/iec61987.nsf/Classes/0112-2---61987%23ABG331 | https://cdd.iec.ch/cdd/iec61987/iec61987.nsf/PropertiesAllVersions/0112-2---61987%23ABG893,https://cdd.iec.ch/cdd/iec61987/iec61987.nsf/PropertiesAllVersions/0112-2---61987%23ABD228 | 0112-2---61987#ABG893,0112-2---61987#ABD228
0112/2///61987#ABG425 | 001 | 01 | 0112/2///61987#ABG425#001 | Structural design [microwave level switch] |  |  |  | properties characterizing the constructional details of a device |  |  |  |  | ITEM_CLASS | [5 empty] | 0112/2///61987#ABG380 - Mechanical and electrical construction [microwave level switch] |  |  |  | Standard |  | IEC 61987 | IEC | 2018-03-28 | 2014-12-17 | 2018-03-20 | 2018-03-20 |  | SC65E – IEC 61987 | C00018 | 001-01 (2018-03-28 07:26:11 by BATCH 00000762) standard | 0112/2///61987#ABV501 | https://cdd.iec.ch/CDD/IEC61987/iec61987.nsf/Classes/0112-2---61987%23ABG425 | https://cdd.iec.ch/cdd/iec61987/iec61987.nsf/PropertiesAllVersions/0112-2---61987%23ABF825,https://cdd.iec.ch/cdd/iec61987/iec61987.nsf/PropertiesAllVersions/0112-2---61987%23ABF696,https://cdd.iec.ch/cdd/iec61987/iec61987.nsf/PropertiesAllVersions/0112-2---61987%23ABF374,https://cdd.iec.ch/cdd/iec61987/iec61987.nsf/PropertiesAllVersions/0112-2---61987%23ABF796,https://cdd.iec.ch/cdd/iec61987/iec61987.nsf/PropertiesAllVersions/0112-2---61987%23ABD284 | 0112-2---61987#ABF825,0112-2---61987#ABF696,0112-2---61987#ABF374,0112-2---61987#ABF796,0112-2---61987#ABD284
0112/2///61987#ABE726 | 001 | 01 | 0112/2///61987#ABE726#001 | Microwave density transmitter |  |  |  | density transmitter that measures the absorption of microwave radiation or the change of the microwave velocity by a medium and outputs a signal representative of density |  |  |  |  | ITEM_CLASS |  |  |  |  | 0112/2///61987#ABF920 - reference to Operating LOP for density measuring equipment |  |  |  |  | Standard |  |  |  | 2018-03-28 |  | 2018-03-20 | 2018-03-20 |  | SC65E – IEC 61987 | C00017 | 001-01 (2018-03-28 07:26:04 by BATCH 00000762) standard | 0112/2///61987#ABA754 | https://cdd.iec.ch/CDD/IEC61987/iec61987.nsf/Classes/0112-2---61987%23ABE726 | https://cdd.iec.ch/cdd/iec61987/iec61987.nsf/PropertiesAllVersions/0112-2---61987%23ABF917 | 0112-2---61987#ABF917,0112-2---61987#ABF920
0112/2///61987#ABN991 | 001 | 01 | 0112/2///61987#ABN991#001 | Batch controller |  |  |  | flow controller that records flow and provides output signals for valves and pumps to ensure the exact dosing of predefined batch quantities |  |  |  |  | ITEM_CLASS |  |  |  |  | 0112/2///61987#ABP285 - reference to Operating LOP for infrastructure devices |  |  |  | true | Standard |  | IEC 61987-31 | IEC | 2022-10-26 | 2022-10-26 | 2022-10-26 | 2022-10-26 |  | IEC/SC 65E | C00127 | 001-01 (2022-10-26 07:15:16 by BATCH 00000802) standard | 0112/2///61987#ABN990 | https://cdd.iec.ch/CDD/IEC61987/iec61987.nsf/Classes/0112-2---61987%23ABN991
0112/2///61987#ABO001 | 001 | 01 | 0112/2///61987#ABO001#001 | Communication adapter |  |  |  | infrastructure device that provides a temporary, peer-to-peer connection to enable communication between a field device and a computing device | The connection may be hard wired, optical or wireless. |  |  |  | ITEM_CLASS |  |  |  |  | 0112/2///61987#ABP285 - reference to Operating LOP for infrastructure devices |  |  |  | true | Standard |  | IEC 61987-31 | IEC | 2022-10-26 | 2022-10-26 | 2022-10-26 | 2022-10-26 |  | IEC/SC 65E | C00127 | 001-01 (2022-10-26 07:15:16 by BATCH 00000802) standard | 0112/2///61987#ABN977 | https://cdd.iec.ch/CDD/IEC61987/iec61987.nsf/Classes/0112-2---61987%23ABO001 |  | 0112-2---61987#ABP285
0112/2///61987#ABO022 | 001 | 01 | 0112/2///61987#ABO022#001 | Indicating device for an electrical signal |  |  |  | indicating device that displays the value or status of an analog electrical signal |  |  |  |  | ITEM_CLASS |  |  |  |  | 0112/2///61987#ABP285 - reference to Operating LOP for infrastructure devices |  |  |  | true | Standard |  | IEC 61987-31 | IEC | 2022-10-26 | 2022-10-26 | 2022-10-26 | 2022-10-26 |  | IEC/SC 65E | C00127 | 001-01 (2022-10-26 07:15:16 by BATCH 00000802) standard | 0112/2///61987#ABO021 | https://cdd.iec.ch/CDD/IEC61987/iec61987.nsf/Classes/0112-2---61987%23ABO022
0112/2///61987#ABH204 | 001 | 01 | 0112/2///61987#ABH204#001 | Window |  |  |  | properties characterizing a window according its constructional details |  |  |  |  | ITEM_CLASS | [5 empty] | 0112/2///61987#ABG478 - Process equipment [level] |  |  |  | Standard |  | IEC 61987 | IEC | 2018-03-28 | 2014-12-17 | 2018-03-20 | 2018-03-20 |  | SC65E – IEC 61987 | C00018 | 001-01 (2018-03-28 07:26:12 by BATCH 00000762) standard | 0112/2///61987#ABV501 | https://cdd.iec.ch/CDD/IEC61987/iec61987.nsf/Classes/0112-2---61987%23ABH204 | https://cdd.iec.ch/cdd/iec61987/iec61987.nsf/PropertiesAllVersions/0112-2---61987%23ABH205,https://cdd.iec.ch/cdd/iec61987/iec61987.nsf/PropertiesAllVersions/0112-2---61987%23ABH206,https://cdd.iec.ch/cdd/iec61987/iec61987.nsf/PropertiesAllVersions/0112-2---61987%23ABH207,https://cdd.iec.ch/cdd/iec61987/iec61987.nsf/PropertiesAllVersions/0112-2---61987%23ABU164,https://cdd.iec.ch/cdd/iec61987/iec61987.nsf/PropertiesAllVersions/0112-2---61987%23ABA576,https://cdd.iec.ch/cdd/iec61987/iec61987.nsf/PropertiesAllVersions/0112-2---61987%23ABA591,https://cdd.iec.ch/cdd/iec61987/iec61987.nsf/PropertiesAllVersions/0112-2---61987%23ABB952,https://cdd.iec.ch/cdd/iec61987/iec61987.nsf/PropertiesAllVersions/0112-2---61987%23ABF020,https://cdd.iec.ch/cdd/iec61987/iec61987.nsf/PropertiesAllVersions/0112-2---61987%23ABF019 | 0112-2---61987#ABA576,0112-2---61987#ABA591,0112-2---61987#ABB952,0112-2---61987#ABF019,0112-2---61987#ABH205,0112-2---61987#ABH206,0112-2---61987#ABH207,0112-2---61987#ABU164,0112-2---61987#ABF020
0112/2///61987#ABV236 | 001 | 01 | 0112/2///61987#ABV236#001 | Assigned variable [13] |  |  |  | properties characterizing the configuration of the analog input or output |  | Id specified in IEC61987: ABG093;¦Polymorphic element: ABG093, Id: 13 |  |  | ITEM_CLASS | [5 empty] | 0112/2///61987#ABG084 - Analog current input [5]0112/2///61987#ABG119 - Analog voltage input [5]0112/2///61987#ABG122 - Frequency input [5]0112/2///61987#ABG125 - Manufacturer-specific input [5] |  |  |  | Standard |  | IEC 61987 | IEC | 2018-03-28 | 2017-09-22 | 2017-09-22 | 2017-09-22 |  | SC65E – IEC 61987 | C00019 | 001-01 (2018-03-28 07:26:13 by BATCH 00000762) standard | 0112/2///61987#ABV501 | https://cdd.iec.ch/CDD/IEC61987/iec61987.nsf/Classes/0112-2---61987%23ABV236 | https://cdd.iec.ch/cdd/iec61987/iec61987.nsf/PropertiesAllVersions/0112-2---61987%23ABV171,https://cdd.iec.ch/cdd/iec61987/iec61987.nsf/PropertiesAllVersions/0112-2---61987%23ABV232 | 0112-2---61987#ABV171,0112-2---61987#ABV232
0112/2///61987#ABH106 | 001 | 01 | 0112/2///61987#ABH106#001 | Insulation and trace heating of process equipment |  |  |  | properties characterizing an external insulation and trace heating of a piece of process equipment |  |  |  |  | ITEM_CLASS | [5 empty] | 0112/2///61987#ABH091 - Overall construction |  |  |  | Standard |  | IEC 61987 | IEC | 2018-03-28 | 2014-12-17 | 2018-03-20 | 2018-03-20 |  | SC65E – IEC 61987 | C00018 | 001-01 (2018-03-28 07:26:12 by BATCH 00000762) standard | 0112/2///61987#ABV501 | https://cdd.iec.ch/CDD/IEC61987/iec61987.nsf/Classes/0112-2---61987%23ABH106 | https://cdd.iec.ch/cdd/iec61987/iec61987.nsf/PropertiesAllVersions/0112-2---61987%23ABH107,https://cdd.iec.ch/cdd/iec61987/iec61987.nsf/PropertiesAllVersions/0112-2---61987%23ABA958,https://cdd.iec.ch/cdd/iec61987/iec61987.nsf/PropertiesAllVersions/0112-2---61987%23ABB347,https://cdd.iec.ch/cdd/iec61987/iec61987.nsf/PropertiesAllVersions/0112-2---61987%23ABA959,https://cdd.iec.ch/cdd/iec61987/iec61987.nsf/PropertiesAllVersions/0112-2---61987%23ABA912,https://cdd.iec.ch/cdd/iec61987/iec61987.nsf/PropertiesAllVersions/0112-2---61987%23ABA461 | 0112-2---61987#ABH107,0112-2---61987#ABA958,0112-2---61987#ABB347,0112-2---61987#ABA959,0112-2---61987#ABA912,0112-2---61987#ABA461
0112/2///61987#ABD389 | 002 | 01 | 0112/2///61987#ABD389#002 | Rotary flow gauge |  |  |  | positive displacement flow gauge that uses eccentrically mounted drums to divide and meter the flow |  |  |  |  | ITEM_CLASS |  |  |  |  | 0112/2///61987#ABU125 - reference to Operating LOP for flow measuring equipment0112/2///61987#ABU291 - reference to Device LOP for positive displacement flow transmitter/gauge |  |  |  |  | Standard |  |  |  | 2018-03-28 | 2013-08-27 | 2016-05-24 | 2016-05-24 |  | SC65E – IEC 61987 | C00004 |  | 0112/2///61987#ABA645 | https://cdd.iec.ch/CDD/IEC61987/iec61987.nsf/Classes/0112-2---61987%23ABD389 |  | 0112-2---61987#ABU291
0112/2///61987#ABJ726 | 001 | 01 | 0112/2///61987#ABJ726#001 | LOPD for measurement variables |  |  |  | list of properties for dynamic data characterizing data which are the result of a measurement |  |  |  |  | ITEM_CLASS | [9 empty] | Standard |  |  |  | 2020-02-24 |  | 2020-02-24 | 2020-02-24 |  | SC65E – IEC 61987 | C00092 | 001-01 (2020-02-24 12:37:11 by BATCH 00000778) standard | 0112/2///61987#ABJ725 | https://cdd.iec.ch/CDD/IEC61987/iec61987.nsf/Classes/0112-2---61987%23ABJ726 | https://cdd.iec.ch/cdd/iec61987/iec61987.nsf/PropertiesAllVersions/0112-2---61987%23ABN740,https://cdd.iec.ch/cdd/iec61987/iec61987.nsf/PropertiesAllVersions/0112-2---61987%23ABN754 | 0112-2---61987#ABN740,0112-2---61987#ABN754
0112/2///61987#ABC359 | 001 | 02 | 0112/2///61987#ABC359#001 | Material of fastening |  |  |  | properties characterizing the material of which a fastening is made |  |  |  |  | ITEM_CLASS | [5 empty] | 0112/2///61987#ABC157 - Clamp-on ultrasonic flowmeter0112/2///61987#ABC198 - Extended diaphragm seal |  |  |  | Standard |  |  |  | 2018-03-28 | 2013-08-27 | 2013-08-27 | 2014-06-18 |  | SC65E – IEC 61987 | C00019 |  | 0112/2///61987#ABV501 | https://cdd.iec.ch/CDD/IEC61987/iec61987.nsf/Classes/0112-2---61987%23ABC359 | https://cdd.iec.ch/cdd/iec61987/iec61987.nsf/PropertiesAllVersions/0112-2---61987%23ABB455,https://cdd.iec.ch/cdd/iec61987/iec61987.nsf/PropertiesAllVersions/0112-2---61987%23ABI460,https://cdd.iec.ch/cdd/iec61987/iec61987.nsf/PropertiesAllVersions/0112-2---61987%23ABA908,https://cdd.iec.ch/cdd/iec61987/iec61987.nsf/PropertiesAllVersions/0112-2---61987%23ABA907 | 0112-2---61987#ABA908,0112-2---61987#ABA907,0112-2---61987#ABB455,0112-2---61987#ABI460
0112/2///61987#ABD915 | 001 | 02 | 0112/2///61987#ABD915#001 | Material of seat |  |  |  | properties characterizing the material of which a valve seat is made |  |  |  |  | ITEM_CLASS | [5 empty] | 0112/2///61987#ABE008 - Seat |  |  |  | Standard |  |  |  | 2018-03-28 | 2013-09-02 | 2013-09-02 | 2014-06-18 |  | SC65E – IEC 61987 | C00009 |  | 0112/2///61987#ABV501 | https://cdd.iec.ch/CDD/IEC61987/iec61987.nsf/Classes/0112-2---61987%23ABD915 | https://cdd.iec.ch/cdd/iec61987/iec61987.nsf/PropertiesAllVersions/0112-2---61987%23ABB455,https://cdd.iec.ch/cdd/iec61987/iec61987.nsf/PropertiesAllVersions/0112-2---61987%23ABI460,https://cdd.iec.ch/cdd/iec61987/iec61987.nsf/PropertiesAllVersions/0112-2---61987%23ABA908,https://cdd.iec.ch/cdd/iec61987/iec61987.nsf/PropertiesAllVersions/0112-2---61987%23ABA907 | 0112-2---61987#ABB455,0112-2---61987#ABI460,0112-2---61987#ABA908,0112-2---61987#ABA907
0112/2///61987#ABE877 | 001 | 01 | 0112/2///61987#ABE877#001 | Assigned volume range |  |  |  | properties characterizing a range configured for volume |  | Polymorphic element: ABE877, Id: 5 |  |  | ITEM_CLASS | [5 empty] | 0112/2///61987#ABG089 - Assigned variable [9]0112/2///61987#ABG091 - Assigned variable [11]0112/2///61987#ABG097 - Assigned variable [17]0112/2///61987#ABH044 - Assigned variable [22]0112/2///61987#ABV037 - Assigned variable [18]0112/2///61987#ABV039 - Assigned variable [8] |  |  |  | Standard |  | IEC 61987 | IEC | 2018-03-28 | 2018-03-28 | 2018-03-28 | 2018-03-28 |  | SC65E – IEC 61987 | C00018 | 001-01 (2018-03-28 07:26:04 by BATCH 00000762) standard | 0112/2///61987#ABV501 | https://cdd.iec.ch/CDD/IEC61987/iec61987.nsf/Classes/0112-2---61987%23ABE877 | https://cdd.iec.ch/cdd/iec61987/iec61987.nsf/PropertiesAllVersions/0112-2---61987%23ABA365,https://cdd.iec.ch/cdd/iec61987/iec61987.nsf/PropertiesAllVersions/0112-2---61987%23ABA366,https://cdd.iec.ch/cdd/iec61987/iec61987.nsf/PropertiesAllVersions/0112-2---61987%23ABB578,https://cdd.iec.ch/cdd/iec61987/iec61987.nsf/PropertiesAllVersions/0112-2---61987%23ABB579 | 0112-2---61987#ABA365,0112-2---61987#ABA366,0112-2---61987#ABB578,0112-2---61987#ABB579
0112/2///61987#ABF224 | 001 | 01 | 0112/2///61987#ABF224#001 | Temperature indication |  |  |  | properties characterizing a temperature indication as an extension of the measuring range where the device is not operating within its specification |  | Polymorphic element: ABF224, Id: 3 |  |  | ITEM_CLASS | [5 empty] | 0112/2///61987#ABG355 - Temperature measurement [1] |  |  |  | Standard |  | IEC 61987 | IEC | 2018-03-28 | 2017-09-22 | 2017-09-22 | 2017-09-22 |  | SC65E – IEC 61987 | C00019 | 001-01 (2018-03-28 07:26:05 by BATCH 00000762) standard | 0112/2///61987#ABV501 | https://cdd.iec.ch/CDD/IEC61987/iec61987.nsf/Classes/0112-2---61987%23ABF224 | https://cdd.iec.ch/cdd/iec61987/iec61987.nsf/PropertiesAllVersions/0112-2---61987%23ABB197,https://cdd.iec.ch/cdd/iec61987/iec61987.nsf/PropertiesAllVersions/0112-2---61987%23ABB015,https://cdd.iec.ch/cdd/iec61987/iec61987.nsf/PropertiesAllVersions/0112-2---61987%23ABF757 | 0112-2---61987#ABB197,0112-2---61987#ABB015,0112-2---61987#ABF757
0112/2///61987#ABG276 | 001 | 01 | 0112/2///61987#ABG276#001 | Type of performance variable [10] |  |  |  | administration block for polymorphism acting as proxy for the selected performance type |  | Polymorphic element: ABG276, Id: 5 |  |  | ITEM_CLASS | [5 empty] | 0112/2///61987#ABG251 - Performance variable [11] |  |  |  | Standard |  | IEC 61987 | IEC | 2018-03-28 | 2014-12-17 | 2018-03-20 | 2018-03-20 |  | SC65E – IEC 61987 | C00018 | 001-01 (2018-03-28 07:26:08 by BATCH 00000762) standard | 0112/2///61987#ABV501 | https://cdd.iec.ch/CDD/IEC61987/iec61987.nsf/Classes/0112-2---61987%23ABG276 | https://cdd.iec.ch/cdd/iec61987/iec61987.nsf/PropertiesAllVersions/0112-2---61987%23ABU906,https://cdd.iec.ch/cdd/iec61987/iec61987.nsf/PropertiesAllVersions/0112-2---61987%23ABV024,https://cdd.iec.ch/cdd/iec61987/iec61987.nsf/PropertiesAllVersions/0112-2---61987%23ABU976,https://cdd.iec.ch/cdd/iec61987/iec61987.nsf/PropertiesAllVersions/0112-2---61987%23ABU933,https://cdd.iec.ch/cdd/iec61987/iec61987.nsf/PropertiesAllVersions/0112-2---61987%23ABU934,https://cdd.iec.ch/cdd/iec61987/iec61987.nsf/PropertiesAllVersions/0112-2---61987%23ABU935,https://cdd.iec.ch/cdd/iec61987/iec61987.nsf/PropertiesAllVersions/0112-2---61987%23ABU936,https://cdd.iec.ch/cdd/iec61987/iec61987.nsf/PropertiesAllVersions/0112-2---61987%23ABU937,https://cdd.iec.ch/cdd/iec61987/iec61987.nsf/PropertiesAllVersions/0112-2---61987%23ABU938,https://cdd.iec.ch/cdd/iec61987/iec61987.nsf/PropertiesAllVersions/0112-2---61987%23ABV027,https://cdd.iec.ch/cdd/iec61987/iec61987.nsf/PropertiesAllVersions/0112-2---61987%23ABV028 | 0112-2---61987#ABV027,0112-2---61987#ABU906,0112-2---61987#ABU936,0112-2---61987#ABU933,0112-2---61987#ABU934,0112-2---61987#ABU935,0112-2---61987#ABU937,0112-2---61987#ABU938,0112-2---61987#ABV028,0112-2---61987#ABV024,0112-2---61987#ABU976
0112/2///61987#ABE343 | 001 | 01 | 0112/2///61987#ABE343#001 | Spectral radiation thermometer |  |  |  | radiance thermometer that is sensitive only in a narrow spectral range | A spectral radiation thermometer is also known as a spectral pyrometer. A narrow spectral band is defined as l ± Dl, where Dl is small. |  |  |  | ITEM_CLASS |  |  |  |  | 0112/2///61987#ABF896 - reference to Operating LOP for temperature measuring equipment0112/2///61987#ABF898 - reference to Device LOP for radiation thermometer |  |  |  |  | Standard |  |  |  | 2018-03-28 |  | 2016-05-24 | 2016-05-24 |  | SC65E – IEC 61987 | C00004 | 001-01 (2018-03-28 07:26:02 by BATCH 00000762) standard | 0112/2///61987#ABE342 | https://cdd.iec.ch/CDD/IEC61987/iec61987.nsf/Classes/0112-2---61987%23ABE343
0112/2///61987#ABA847 | 002 | 01 | 0112/2///61987#ABA847#002 | Connection head |  |  |  | instrument component comprising an enclosure containing a connection element which is mechanically connected to the sensing element and which enables the installation of another instrument component such as a head-mounted transmitter or terminal block |  |  |  |  | ITEM_CLASS | [9 empty] | Standard |  |  |  | 2018-03-28 | 2013-08-27 | 2016-05-24 | 2016-05-24 |  | SC65E – IEC 61987 | C00004 |  | 0112/2///61987#ABA845 | https://cdd.iec.ch/CDD/IEC61987/iec61987.nsf/Classes/0112-2---61987%23ABA847
0112/2///61987#ABA035 | 002 | 01 | 0112/2///61987#ABA035#002 | Device LOP for remote seal |  |  |  | list of properties characterizing a remote seal |  |  |  |  | ITEM_CLASS | [5 empty] | 0112/2///61987#ABA861 - Remote seal |  |  |  | Standard |  |  |  | 2018-03-28 | 2013-09-27 | 2016-05-24 | 2016-05-24 |  | SC65E – IEC 61987 | C00004 |  | 0112/2///61987#ABV504 | https://cdd.iec.ch/CDD/IEC61987/iec61987.nsf/Classes/0112-2---61987%23ABA035 | https://cdd.iec.ch/cdd/iec61987/iec61987.nsf/PropertiesAllVersions/0112-2---61987%23ABC899,https://cdd.iec.ch/cdd/iec61987/iec61987.nsf/PropertiesAllVersions/0112-2---61987%23ABC730,https://cdd.iec.ch/cdd/iec61987/iec61987.nsf/PropertiesAllVersions/0112-2---61987%23ABC885,https://cdd.iec.ch/cdd/iec61987/iec61987.nsf/PropertiesAllVersions/0112-2---61987%23ABD129,https://cdd.iec.ch/cdd/iec61987/iec61987.nsf/PropertiesAllVersions/0112-2---61987%23ABD191,https://cdd.iec.ch/cdd/iec61987/iec61987.nsf/PropertiesAllVersions/0112-2---61987%23ABD072,https://cdd.iec.ch/cdd/iec61987/iec61987.nsf/PropertiesAllVersions/0112-2---61987%23ABC786,https://cdd.iec.ch/cdd/iec61987/iec61987.nsf/PropertiesAllVersions/0112-2---61987%23ABC795,https://cdd.iec.ch/cdd/iec61987/iec61987.nsf/PropertiesAllVersions/0112-2---61987%23ABA293,https://cdd.iec.ch/cdd/iec61987/iec61987.nsf/PropertiesAllVersions/0112-2---61987%23ABC710 | 0112-2---61987#ABC899,0112-2---61987#ABC885,0112-2---61987#ABD129,0112-2---61987#ABD072,0112-2---61987#ABC786,0112-2---61987#ABC710,0112-2---61987#ABC730,0112-2---61987#ABD191,0112-2---61987#ABC795,0112-2---61987#ABA293
0112/2///61987#ABE746 | 001 | 01 | 0112/2///61987#ABE746#001 | Device LOP for nuclear level transmitter/switch |  |  |  | list of properties characterizing a nuclear level transmitter or switch |  |  |  |  | ITEM_CLASS | [5 empty] | 0112/2///61987#ABA714 - Nuclear level switch0112/2///61987#ABA819 - Nuclear level transmitter |  |  |  | Standard |  | IEC 61987 | IEC | 2018-03-28 | 2014-12-17 | 2018-03-20 | 2018-03-20 |  | SC65E – IEC 61987 | C00018 | 001-01 (2018-03-28 07:26:04 by BATCH 00000762) standard | 0112/2///61987#ABV504 | https://cdd.iec.ch/CDD/IEC61987/iec61987.nsf/Classes/0112-2---61987%23ABE746 | https://cdd.iec.ch/cdd/iec61987/iec61987.nsf/PropertiesAllVersions/0112-2---61987%23ABC899,https://cdd.iec.ch/cdd/iec61987/iec61987.nsf/PropertiesAllVersions/0112-2---61987%23ABC730,https://cdd.iec.ch/cdd/iec61987/iec61987.nsf/PropertiesAllVersions/0112-2---61987%23ABU857,https://cdd.iec.ch/cdd/iec61987/iec61987.nsf/PropertiesAllVersions/0112-2---61987%23ABG484,https://cdd.iec.ch/cdd/iec61987/iec61987.nsf/PropertiesAllVersions/0112-2---61987%23ABB206,https://cdd.iec.ch/cdd/iec61987/iec61987.nsf/PropertiesAllVersions/0112-2---61987%23ABG687,https://cdd.iec.ch/cdd/iec61987/iec61987.nsf/PropertiesAllVersions/0112-2---61987%23ABC830,https://cdd.iec.ch/cdd/iec61987/iec61987.nsf/PropertiesAllVersions/0112-2---61987%23ABH349,https://cdd.iec.ch/cdd/iec61987/iec61987.nsf/PropertiesAllVersions/0112-2---61987%23ABG880,https://cdd.iec.ch/cdd/iec61987/iec61987.nsf/PropertiesAllVersions/0112-2---61987%23ABG929,https://cdd.iec.ch/cdd/iec61987/iec61987.nsf/PropertiesAllVersions/0112-2---61987%23ABD088,https://cdd.iec.ch/cdd/iec61987/iec61987.nsf/PropertiesAllVersions/0112-2---61987%23ABD153,https://cdd.iec.ch/cdd/iec61987/iec61987.nsf/PropertiesAllVersions/0112-2---61987%23ABC786,https://cdd.iec.ch/cdd/iec61987/iec61987.nsf/PropertiesAllVersions/0112-2---61987%23ABC795,https://cdd.iec.ch/cdd/iec61987/iec61987.nsf/PropertiesAllVersions/0112-2---61987%23ABA293,https://cdd.iec.ch/cdd/iec61987/iec61987.nsf/PropertiesAllVersions/0112-2---61987%23ABC710 | 0112-2---61987#ABC830,0112-2---61987#ABG880,0112-2---61987#ABA293,0112-2---61987#ABC710,0112-2---61987#ABC899,0112-2---61987#ABC730,0112-2---61987#ABB206,0112-2---61987#ABG687,0112-2---61987#ABC786,0112-2---61987#ABC795,0112-2---61987#ABU857,0112-2---61987#ABG484,0112-2---61987#ABG929,0112-2---61987#ABD153,0112-2---61987#ABH349,0112-2---61987#ABD088
0112/2///61987#ABE616 | 001 | 01 | 0112/2///61987#ABE616#001 | Mechanical and electrical construction [I/P converter] |  |  |  | properties characterizing the constructional details of the device and its parts |  |  |  |  | ITEM_CLASS | [5 empty] | 0112/2///61987#ABE634 - Device LOP for I/P converter |  |  |  | Standard |  | IEC 61987 | IEC | 2018-03-28 | 2014-07-25 | 2016-05-02 | 2016-05-02 |  | SC65E – IEC 61987 | C00016 | 001-01 (2018-03-28 07:26:03 by BATCH 00000762) standard | 0112/2///61987#ABV501 | https://cdd.iec.ch/CDD/IEC61987/iec61987.nsf/Classes/0112-2---61987%23ABE616 | https://cdd.iec.ch/cdd/iec61987/iec61987.nsf/PropertiesAllVersions/0112-2---61987%23ABD534,https://cdd.iec.ch/cdd/iec61987/iec61987.nsf/PropertiesAllVersions/0112-2---61987%23ABE555,https://cdd.iec.ch/cdd/iec61987/iec61987.nsf/PropertiesAllVersions/0112-2---61987%23ABB139,https://cdd.iec.ch/cdd/iec61987/iec61987.nsf/PropertiesAllVersions/0112-2---61987%23ABC862,https://cdd.iec.ch/cdd/iec61987/iec61987.nsf/PropertiesAllVersions/0112-2---61987%23ABC790 | 0112-2---61987#ABE555,0112-2---61987#ABB139,0112-2---61987#ABC862,0112-2---61987#ABC790,0112-2---61987#ABD534
0112/2///61987#ABG153 | 001 | 01 | 0112/2///61987#ABG153#001 | Type of output [23] |  |  |  | administration block for polymorphism acting as proxy for the selected output type |  | Polymorphic element: ABG153, Id: 2 |  |  | ITEM_CLASS | [5 empty] | 0112/2///61987#ABG138 - Output [23] |  |  |  | Standard |  | IEC 61987 | IEC | 2018-03-28 | 2014-12-17 | 2018-03-20 | 2018-03-20 |  | SC65E – IEC 61987 | C00017 | 001-01 (2018-03-28 07:26:07 by BATCH 00000762) standard | 0112/2///61987#ABV501 | https://cdd.iec.ch/CDD/IEC61987/iec61987.nsf/Classes/0112-2---61987%23ABG153 | https://cdd.iec.ch/cdd/iec61987/iec61987.nsf/PropertiesAllVersions/0112-2---61987%23ABU652,https://cdd.iec.ch/cdd/iec61987/iec61987.nsf/PropertiesAllVersions/0112-2---61987%23ABU657,https://cdd.iec.ch/cdd/iec61987/iec61987.nsf/PropertiesAllVersions/0112-2---61987%23ABU658,https://cdd.iec.ch/cdd/iec61987/iec61987.nsf/PropertiesAllVersions/0112-2---61987%23ABU659,https://cdd.iec.ch/cdd/iec61987/iec61987.nsf/PropertiesAllVersions/0112-2---61987%23ABU660,https://cdd.iec.ch/cdd/iec61987/iec61987.nsf/PropertiesAllVersions/0112-2---61987%23ABU661,https://cdd.iec.ch/cdd/iec61987/iec61987.nsf/PropertiesAllVersions/0112-2---61987%23ABU662,https://cdd.iec.ch/cdd/iec61987/iec61987.nsf/PropertiesAllVersions/0112-2---61987%23ABU663,https://cdd.iec.ch/cdd/iec61987/iec61987.nsf/PropertiesAllVersions/0112-2---61987%23ABU664,https://cdd.iec.ch/cdd/iec61987/iec61987.nsf/PropertiesAllVersions/0112-2---61987%23ABU665 | 0112-2---61987#ABU657,0112-2---61987#ABU658,0112-2---61987#ABU660,0112-2---61987#ABU661,0112-2---61987#ABU664,0112-2---61987#ABU665,0112-2---61987#ABU652,0112-2---61987#ABU662,0112-2---61987#ABU663,0112-2---61987#ABU659
0112/2///61987#ABG370 | 001 | 01 | 0112/2///61987#ABG370#001 | Mechanical and electrical construction [free-space radar level transmitter] |  |  |  | properties characterizing the constructional details of the device and its parts |  |  | IEC 61987-1, 5.8 |  | ITEM_CLASS | [5 empty] | 0112/2///61987#ABE742 - Device LOP for free-space radar level transmitter |  |  |  | Standard |  | IEC 61987 | IEC | 2018-03-28 | 2014-12-17 | 2018-03-20 | 2018-03-20 |  | SC65E – IEC 61987 | C00018 | 001-01 (2018-03-28 07:26:09 by BATCH 00000762) standard | 0112/2///61987#ABV501 | https://cdd.iec.ch/CDD/IEC61987/iec61987.nsf/Classes/0112-2---61987%23ABG370 | https://cdd.iec.ch/cdd/iec61987/iec61987.nsf/PropertiesAllVersions/0112-2---61987%23ABD534,https://cdd.iec.ch/cdd/iec61987/iec61987.nsf/PropertiesAllVersions/0112-2---61987%23ABG975,https://cdd.iec.ch/cdd/iec61987/iec61987.nsf/PropertiesAllVersions/0112-2---61987%23ABB139,https://cdd.iec.ch/cdd/iec61987/iec61987.nsf/PropertiesAllVersions/0112-2---61987%23ABC862,https://cdd.iec.ch/cdd/iec61987/iec61987.nsf/PropertiesAllVersions/0112-2---61987%23ABC789 | 0112-2---61987#ABB139,0112-2---61987#ABC862,0112-2---61987#ABC789,0112-2---61987#ABD534,0112-2---61987#ABG975
0112/2///61987#ABE428 | 001 | 01 | 0112/2///61987#ABE428#001 | Flow nozzle flow meter |  |  |  | differential pressure flow transmitter that uses a nozzle as primary element |  |  |  |  | ITEM_CLASS |  |  |  |  | 0112/2///61987#ABU125 - reference to Operating LOP for flow measuring equipment |  |  |  |  | Standard |  |  |  | 2018-03-28 | 2013-11-27 | 2016-05-24 | 2016-05-24 |  | SC65E – IEC 61987 | C00004 | 001-01 (2018-03-28 07:26:02 by BATCH 00000762) standard | 0112/2///61987#ABA767 | https://cdd.iec.ch/CDD/IEC61987/iec61987.nsf/Classes/0112-2---61987%23ABE428
0112/2///61987#ABE749 | 001 | 01 | 0112/2///61987#ABE749#001 | Device LOP for microwave level switch |  |  |  | list of properties characterizing a microwave level switch |  |  |  |  | ITEM_CLASS | [5 empty] | 0112/2///61987#ABA726 - Microwave level switch |  |  |  | Standard |  | IEC 61987 | IEC | 2018-03-28 | 2014-12-17 | 2018-03-20 | 2018-03-20 |  | SC65E – IEC 61987 | C00018 | 001-01 (2018-03-28 07:26:04 by BATCH 00000762) standard | 0112/2///61987#ABV504 | https://cdd.iec.ch/CDD/IEC61987/iec61987.nsf/Classes/0112-2---61987%23ABE749 | https://cdd.iec.ch/cdd/iec61987/iec61987.nsf/PropertiesAllVersions/0112-2---61987%23ABC899,https://cdd.iec.ch/cdd/iec61987/iec61987.nsf/PropertiesAllVersions/0112-2---61987%23ABC730,https://cdd.iec.ch/cdd/iec61987/iec61987.nsf/PropertiesAllVersions/0112-2---61987%23ABU857,https://cdd.iec.ch/cdd/iec61987/iec61987.nsf/PropertiesAllVersions/0112-2---61987%23ABG490,https://cdd.iec.ch/cdd/iec61987/iec61987.nsf/PropertiesAllVersions/0112-2---61987%23ABB206,https://cdd.iec.ch/cdd/iec61987/iec61987.nsf/PropertiesAllVersions/0112-2---61987%23ABG691,https://cdd.iec.ch/cdd/iec61987/iec61987.nsf/PropertiesAllVersions/0112-2---61987%23ABC830,https://cdd.iec.ch/cdd/iec61987/iec61987.nsf/PropertiesAllVersions/0112-2---61987%23ABG778,https://cdd.iec.ch/cdd/iec61987/iec61987.nsf/PropertiesAllVersions/0112-2---61987%23ABG880,https://cdd.iec.ch/cdd/iec61987/iec61987.nsf/PropertiesAllVersions/0112-2---61987%23ABG940,https://cdd.iec.ch/cdd/iec61987/iec61987.nsf/PropertiesAllVersions/0112-2---61987%23ABD088,https://cdd.iec.ch/cdd/iec61987/iec61987.nsf/PropertiesAllVersions/0112-2---61987%23ABD153,https://cdd.iec.ch/cdd/iec61987/iec61987.nsf/PropertiesAllVersions/0112-2---61987%23ABC786,https://cdd.iec.ch/cdd/iec61987/iec61987.nsf/PropertiesAllVersions/0112-2---61987%23ABC795,https://cdd.iec.ch/cdd/iec61987/iec61987.nsf/PropertiesAllVersions/0112-2---61987%23ABA293,https://cdd.iec.ch/cdd/iec61987/iec61987.nsf/PropertiesAllVersions/0112-2---61987%23ABC710 | 0112-2---61987#ABU857,0112-2---61987#ABG490,0112-2---61987#ABG880,0112-2---61987#ABA293,0112-2---61987#ABC710,0112-2---61987#ABC899,0112-2---61987#ABD088,0112-2---61987#ABC786,0112-2---61987#ABC730,0112-2---61987#ABC795,0112-2---61987#ABB206,0112-2---61987#ABG691,0112-2---61987#ABC830,0112-2---61987#ABG778,0112-2---61987#ABG940,0112-2---61987#ABD153
0112/2///61987#ABC548 | 001 | 02 | 0112/2///61987#ABC548#001 | Process material component |  |  |  | properties characterizing the different material components of a fluid |  |  |  |  | ITEM_CLASS | [5 empty] | 0112/2///61987#ABC469 - Other material properties0112/2///61987#ABH220 - Material between detector and target |  |  |  | Standard |  |  |  | 2018-03-28 | 2013-08-27 | 2013-08-27 | 2014-06-18 |  | SC65E – IEC 61987 | C00004 |  | 0112/2///61987#ABV501 | https://cdd.iec.ch/CDD/IEC61987/iec61987.nsf/Classes/0112-2---61987%23ABC548 | https://cdd.iec.ch/cdd/iec61987/iec61987.nsf/PropertiesAllVersions/0112-2---61987%23ABB378,https://cdd.iec.ch/cdd/iec61987/iec61987.nsf/PropertiesAllVersions/0112-2---61987%23ABB379,https://cdd.iec.ch/cdd/iec61987/iec61987.nsf/PropertiesAllVersions/0112-2---61987%23ABB011,https://cdd.iec.ch/cdd/iec61987/iec61987.nsf/PropertiesAllVersions/0112-2---61987%23ABB304 | 0112-2---61987#ABB378,0112-2---61987#ABB379,0112-2---61987#ABB011,0112-2---61987#ABB304
0112/2///61987#ABD875 | 001 | 02 | 0112/2///61987#ABD875#001 | Frequency output [5] |  |  |  | properties characterizing the parameters of the frequency output |  | 2 ABD875.2 |  |  | ITEM_CLASS | [5 empty] | 0112/2///61987#ABE042 - Type of output [8] |  |  |  | Standard |  |  |  | 2018-03-28 | 2013-09-02 | 2013-09-02 | 2014-06-18 |  | SC65E – IEC 61987 | C00004 |  | 0112/2///61987#ABV501 | https://cdd.iec.ch/CDD/IEC61987/iec61987.nsf/Classes/0112-2---61987%23ABD875 | https://cdd.iec.ch/cdd/iec61987/iec61987.nsf/PropertiesAllVersions/0112-2---61987%23ABD185 | 0112-2---61987#ABD185
0112/2///61987#ABG244 | 001 | 01 | 0112/2///61987#ABG244#001 | Reference device conditions [5] |  |  |  | properties characterizing the reference conditions of the device under which the performance of a device was tested |  |  |  |  | ITEM_CLASS | [5 empty] | 0112/2///61987#ABG240 - Reference conditions of the device [11]0112/2///61987#ABG272 - Reference conditions for the performance variable [11] |  |  |  | Standard |  | IEC 61987 | IEC | 2018-03-28 | 2014-12-17 | 2016-05-24 | 2016-05-24 |  | SC65E – IEC 61987 | C00019 | 001-01 (2018-03-28 07:26:08 by BATCH 00000762) standard | 0112/2///61987#ABV501 | https://cdd.iec.ch/CDD/IEC61987/iec61987.nsf/Classes/0112-2---61987%23ABG244 | https://cdd.iec.ch/cdd/iec61987/iec61987.nsf/PropertiesAllVersions/0112-2---61987%23ABB646,https://cdd.iec.ch/cdd/iec61987/iec61987.nsf/PropertiesAllVersions/0112-2---61987%23ABB647,https://cdd.iec.ch/cdd/iec61987/iec61987.nsf/PropertiesAllVersions/0112-2---61987%23ABB649,https://cdd.iec.ch/cdd/iec61987/iec61987.nsf/PropertiesAllVersions/0112-2---61987%23ABB650,https://cdd.iec.ch/cdd/iec61987/iec61987.nsf/PropertiesAllVersions/0112-2---61987%23ABB799,https://cdd.iec.ch/cdd/iec61987/iec61987.nsf/PropertiesAllVersions/0112-2---61987%23ABC889,https://cdd.iec.ch/cdd/iec61987/iec61987.nsf/PropertiesAllVersions/0112-2---61987%23ABB278 | 0112-2---61987#ABB646,0112-2---61987#ABB647,0112-2---61987#ABB649,0112-2---61987#ABB650,0112-2---61987#ABB799,0112-2---61987#ABC889,0112-2---61987#ABB278
0112/2///61987#ABA770 | 003 | 01 | 0112/2///61987#ABA770#003 | V-cone flow transmitter |  |  |  | differential pressure flow transmitter that uses a conical body as primary element |  |  |  |  | ITEM_CLASS |  |  |  |  | 0112/2///61987#ABU125 - reference to Operating LOP for flow measuring equipment |  |  |  |  | Standard |  |  |  | 2018-03-28 | 2013-09-27 | 2016-05-24 | 2016-05-24 |  | SC65E – IEC 61987 | C00004 |  | 0112/2///61987#ABA767 | https://cdd.iec.ch/CDD/IEC61987/iec61987.nsf/Classes/0112-2---61987%23ABA770
0112/2///61987#ABA831 | 003 | 01 | 0112/2///61987#ABA831#003 | Pressure transmitter |  |  |  | transmitter that outputs a signal representative of a pressure |  |  |  |  | ITEM_CLASS | [9 empty] | Standard |  |  |  | 2018-03-28 | 2013-08-27 | 2016-05-24 | 2016-05-24 |  | SC65E – IEC 61987 | C00004 |  | 0112/2///61987#ABA751 | https://cdd.iec.ch/CDD/IEC61987/iec61987.nsf/Classes/0112-2---61987%23ABA831 | https://cdd.iec.ch/cdd/iec61987/iec61987.nsf/PropertiesAllVersions/0112-2---61987%23ABU134 | 0112-2---61987#ABU134
0112/2///61987#ABC178 | 005 | 01 | 0112/2///61987#ABC178#005 | Data logging |  |  |  | properties characterizing the recording of data |  |  |  |  | ITEM_CLASS | [5 empty] | 0112/2///61987#ABC194 - Diagnosis0112/2///61987#ABE716 - Diagnosis [2] |  |  |  | Standard |  |  |  | 2018-03-28 | 2013-08-27 | 2018-03-20 | 2018-03-20 |  | SC65E – IEC 61987 | C00004 |  | 0112/2///61987#ABV501 | https://cdd.iec.ch/CDD/IEC61987/iec61987.nsf/Classes/0112-2---61987%23ABC178 | https://cdd.iec.ch/cdd/iec61987/iec61987.nsf/PropertiesAllVersions/0112-2---61987%23ABB437,https://cdd.iec.ch/cdd/iec61987/iec61987.nsf/PropertiesAllVersions/0112-2---61987%23ABB438 | 0112-2---61987#ABB437,0112-2---61987#ABB438
0112/2///61987#ABC258 | 006 | 01 | 0112/2///61987#ABC258#006 | Functional safety approval |  |  |  | properties characterizing certificates pertaining to the functional safety of a device |  |  |  |  | ITEM_CLASS | [5 empty] | 0112/2///61987#ABC156 - Certificates and approvals0112/2///61987#ABD817 - Certificates and approvals [2]0112/2///61987#ABD818 - Certificates and approvals [3]0112/2///61987#ABE718 - Certificates and approvals [4]0112/2///61987#ABE720 - Certificates and approvals [5] |  |  |  | Standard |  |  |  | 2018-03-28 | 2013-08-27 | 2018-03-20 | 2018-03-20 |  | SC65E – IEC 61987 | C00004 |  | 0112/2///61987#ABV501 | https://cdd.iec.ch/CDD/IEC61987/iec61987.nsf/Classes/0112-2---61987%23ABC258 | https://cdd.iec.ch/cdd/iec61987/iec61987.nsf/PropertiesAllVersions/0112-2---61987%23ABB081,https://cdd.iec.ch/cdd/iec61987/iec61987.nsf/PropertiesAllVersions/0112-2---61987%23ABB953 | 0112-2---61987#ABB081,0112-2---61987#ABB953
0112/2///61987#ABE823 | 001 | 01 | 0112/2///61987#ABE823#001 | Degree of filling measurement |  |  |  | properties characterizing a degree of filling measurement |  | Polymorphic element: ABE823, Id: 3 |  |  | ITEM_CLASS | [5 empty] | 0112/2///61987#ABF979 - Type of measured variable [7]0112/2///61987#ABF980 - Type of measured variable [8]0112/2///61987#ABF981 - Type of measured variable [9]0112/2///61987#ABF983 - Type of measured variable [11]0112/2///61987#ABF984 - Type of measured variable [12]0112/2///61987#ABG012 - Type of measured variable [40]0112/2///61987#ABG013 - Type of measured variable [41] |  |  |  | Standard |  | IEC 61987 | IEC | 2018-03-28 | 2018-03-28 | 2018-03-28 | 2018-03-28 |  | SC65E – IEC 61987 | C00018 | 001-01 (2018-03-28 07:26:04 by BATCH 00000762) standard | 0112/2///61987#ABV501 | https://cdd.iec.ch/CDD/IEC61987/iec61987.nsf/Classes/0112-2---61987%23ABE823 | https://cdd.iec.ch/cdd/iec61987/iec61987.nsf/PropertiesAllVersions/0112-2---61987%23ABB015,https://cdd.iec.ch/cdd/iec61987/iec61987.nsf/PropertiesAllVersions/0112-2---61987%23ABF694,https://cdd.iec.ch/cdd/iec61987/iec61987.nsf/PropertiesAllVersions/0112-2---61987%23ABA324,https://cdd.iec.ch/cdd/iec61987/iec61987.nsf/PropertiesAllVersions/0112-2---61987%23ABE890,https://cdd.iec.ch/cdd/iec61987/iec61987.nsf/PropertiesAllVersions/0112-2---61987%23ABA328,https://cdd.iec.ch/cdd/iec61987/iec61987.nsf/PropertiesAllVersions/0112-2---61987%23ABA330,https://cdd.iec.ch/cdd/iec61987/iec61987.nsf/PropertiesAllVersions/0112-2---61987%23ABB781,https://cdd.iec.ch/cdd/iec61987/iec61987.nsf/PropertiesAllVersions/0112-2---61987%23ABE889,https://cdd.iec.ch/cdd/iec61987/iec61987.nsf/PropertiesAllVersions/0112-2---61987%23ABE891,https://cdd.iec.ch/cdd/iec61987/iec61987.nsf/PropertiesAllVersions/0112-2---61987%23ABE892,https://cdd.iec.ch/cdd/iec61987/iec61987.nsf/PropertiesAllVersions/0112-2---61987%23ABE893,https://cdd.iec.ch/cdd/iec61987/iec61987.nsf/PropertiesAllVersions/0112-2---61987%23ABE894,https://cdd.iec.ch/cdd/iec61987/iec61987.nsf/PropertiesAllVersions/0112-2---61987%23ABE895,https://cdd.iec.ch/cdd/iec61987/iec61987.nsf/PropertiesAllVersions/0112-2---61987%23ABE896 | 0112-2---61987#ABA328,0112-2---61987#ABA330,0112-2---61987#ABE896,0112-2---61987#ABB781,0112-2---61987#ABE892,0112-2---61987#ABE893,0112-2---61987#ABB015,0112-2---61987#ABF694,0112-2---61987#ABA324,0112-2---61987#ABE891,0112-2---61987#ABE895,0112-2---61987#ABE890,0112-2---61987#ABE889,0112-2---61987#ABE894
0112/2///61987#ABF527 | 001 | 01 | 0112/2///61987#ABF527#001 | Material of receiver |  |  |  | properties characterizing the material of which a receiver is made |  |  |  |  | ITEM_CLASS | [5 empty] | 0112/2///61987#ABF517 - Structural design of a microwave level switch0112/2///61987#ABF637 - Structural design of a microwave density transmitter |  |  |  | Standard |  | IEC 61987 | IEC | 2018-03-28 | 2018-03-28 | 2018-03-28 | 2018-03-28 |  | SC65E – IEC 61987 | C00018 | 001-01 (2018-03-28 07:26:06 by BATCH 00000762) standard | 0112/2///61987#ABV501 | https://cdd.iec.ch/CDD/IEC61987/iec61987.nsf/Classes/0112-2---61987%23ABF527 | https://cdd.iec.ch/cdd/iec61987/iec61987.nsf/PropertiesAllVersions/0112-2---61987%23ABB455,https://cdd.iec.ch/cdd/iec61987/iec61987.nsf/PropertiesAllVersions/0112-2---61987%23ABI460,https://cdd.iec.ch/cdd/iec61987/iec61987.nsf/PropertiesAllVersions/0112-2---61987%23ABA908,https://cdd.iec.ch/cdd/iec61987/iec61987.nsf/PropertiesAllVersions/0112-2---61987%23ABA907 | 0112-2---61987#ABA908,0112-2---61987#ABA907,0112-2---61987#ABB455,0112-2---61987#ABI460
0112/2///61987#ABH867 | 001 | 01 | 0112/2///61987#ABH867#001 | Pressure technology block |  |  |  | properties characterizing a Pressure Technology Block |  |  |  |  | ITEM_CLASS | [5 empty] | 0112/2///61987#ABH840 - User application parameters |  |  |  | Standard |  |  |  | 2019-03-08 | 2017-12-07 | 2019-03-08 | 2019-03-08 |  | SC65E – IEC 61987 | C00018 | 001-01 (2019-03-08 15:35:12 by BATCH 00000766) standard | 0112/2///61987#ABV501 | https://cdd.iec.ch/CDD/IEC61987/iec61987.nsf/Classes/0112-2---61987%23ABH867 | https://cdd.iec.ch/cdd/iec61987/iec61987.nsf/PropertiesAllVersions/0112-2---61987%23ABJ349,https://cdd.iec.ch/cdd/iec61987/iec61987.nsf/PropertiesAllVersions/0112-2---61987%23ABJ698,https://cdd.iec.ch/cdd/iec61987/iec61987.nsf/PropertiesAllVersions/0112-2---61987%23ABJ700,https://cdd.iec.ch/cdd/iec61987/iec61987.nsf/PropertiesAllVersions/0112-2---61987%23ABJ701,https://cdd.iec.ch/cdd/iec61987/iec61987.nsf/PropertiesAllVersions/0112-2---61987%23ABJ671,https://cdd.iec.ch/cdd/iec61987/iec61987.nsf/PropertiesAllVersions/0112-2---61987%23ABJ366,https://cdd.iec.ch/cdd/iec61987/iec61987.nsf/PropertiesAllVersions/0112-2---61987%23ABJ672,https://cdd.iec.ch/cdd/iec61987/iec61987.nsf/PropertiesAllVersions/0112-2---61987%23ABJ367,https://cdd.iec.ch/cdd/iec61987/iec61987.nsf/PropertiesAllVersions/0112-2---61987%23ABJ668,https://cdd.iec.ch/cdd/iec61987/iec61987.nsf/PropertiesAllVersions/0112-2---61987%23ABJ703,https://cdd.iec.ch/cdd/iec61987/iec61987.nsf/PropertiesAllVersions/0112-2---61987%23ABJ660,https://cdd.iec.ch/cdd/iec61987/iec61987.nsf/PropertiesAllVersions/0112-2---61987%23ABI037,https://cdd.iec.ch/cdd/iec61987/iec61987.nsf/PropertiesAllVersions/0112-2---61987%23ABI392 | 0112-2---61987#ABJ671,0112-2---61987#ABJ672,0112-2---61987#ABJ367,0112-2---61987#ABJ668,0112-2---61987#ABJ703,0112-2---61987#ABJ349,0112-2---61987#ABJ698,0112-2---61987#ABJ700,0112-2---61987#ABJ660,0112-2---61987#ABI037,0112-2---61987#ABI392,0112-2---61987#ABJ701,0112-2---61987#ABJ366
0112/2///61987#ABC196 | 001 | 02 | 0112/2///61987#ABC196#001 | Diaphragm |  |  |  | properties characterizing the diaphragm of a remote seal assembly |  |  |  |  | ITEM_CLASS | [5 empty] | 0112/2///61987#ABC630 - Structural design of a remote seal [1]0112/2///61987#ABC631 - Structural design of a remote seal [2] |  |  |  | Standard |  |  |  | 2018-03-28 | 2013-09-27 | 2013-09-27 | 2014-06-18 |  | SC65E – IEC 61987 | C00004 |  | 0112/2///61987#ABV501 | https://cdd.iec.ch/CDD/IEC61987/iec61987.nsf/Classes/0112-2---61987%23ABC196 | https://cdd.iec.ch/cdd/iec61987/iec61987.nsf/PropertiesAllVersions/0112-2---61987%23ABB033,https://cdd.iec.ch/cdd/iec61987/iec61987.nsf/PropertiesAllVersions/0112-2---61987%23ABA631,https://cdd.iec.ch/cdd/iec61987/iec61987.nsf/PropertiesAllVersions/0112-2---61987%23ABB098 | 0112-2---61987#ABB033,0112-2---61987#ABA631,0112-2---61987#ABB098
0112/2///61987#ABA723 | 002 | 01 | 0112/2///61987#ABA723#002 | Optical level switch |  |  |  | wave level switch that uses an optical means to detect a level regime |  |  |  |  | ITEM_CLASS |  |  |  |  | 0112/2///61987#ABF910 - reference to Operating LOP for level measuring equipment |  |  |  |  | Standard |  |  |  | 2018-03-28 | 2013-08-27 | 2018-03-20 | 2018-03-20 |  | SC65E – IEC 61987 | C00018 |  | 0112/2///61987#ABA720 | https://cdd.iec.ch/CDD/IEC61987/iec61987.nsf/Classes/0112-2---61987%23ABA723 | https://cdd.iec.ch/cdd/iec61987/iec61987.nsf/PropertiesAllVersions/0112-2---61987%23ABF888 | 0112-2---61987#ABF888
0112/2///61987#ABA800 | 003 | 01 | 0112/2///61987#ABA800#003 | Swirl flow transmitter |  |  |  | velocity flow transmitter that uses swirls generated by fixed spiral vanes to measure flow |  |  |  |  | ITEM_CLASS |  |  |  |  | 0112/2///61987#ABU125 - reference to Operating LOP for flow measuring equipment |  |  |  |  | Standard |  |  |  | 2018-03-28 | 2013-08-27 | 2016-05-24 | 2016-05-24 |  | SC65E – IEC 61987 | C00004 |  | 0112/2///61987#ABA790 | https://cdd.iec.ch/CDD/IEC61987/iec61987.nsf/Classes/0112-2---61987%23ABA800 | https://cdd.iec.ch/cdd/iec61987/iec61987.nsf/PropertiesAllVersions/0112-2---61987%23ABU255 | 0112-2---61987#ABU255
0112/2///61987#ABH339 | 002 | 01 | 0112/2///61987#ABH339#002 | Rack-mounted density transmitter |  |  |  | separate density transmitter designed for mounting in a rack |  |  |  |  | ITEM_CLASS |  |  |  |  | 0112/2///61987#ABE645 - reference to Generic OLOP for system components0112/2///61987#ABF919 - reference to Device LOP for separate density transmitter |  |  |  |  | Standard |  |  |  | 2018-03-28 | 2014-07-18 | 2018-03-20 | 2018-03-20 |  | SC65E – IEC 61987 | C00010 |  | 0112/2///61987#ABH335 | https://cdd.iec.ch/CDD/IEC61987/iec61987.nsf/Classes/0112-2---61987%23ABH339 |  | 0112-2---61987#ABF919
0112/2///61987#ABF863 | 001 | 01 | 0112/2///61987#ABF863#001 | Device LOP for ultrasonic density transmitter |  |  |  | list of properties characterizing an ultrasonic density transmitter |  |  |  |  | ITEM_CLASS | [5 empty] | 0112/2///61987#ABA760 - Ultrasonic density transmitter |  |  |  | Standard |  | IEC 61987 | IEC | 2018-03-28 | 2014-12-17 | 2018-03-20 | 2018-03-20 |  | SC65E – IEC 61987 | C00017 | 001-01 (2018-03-28 07:26:06 by BATCH 00000762) standard | 0112/2///61987#ABV504 | https://cdd.iec.ch/CDD/IEC61987/iec61987.nsf/Classes/0112-2---61987%23ABF863 | https://cdd.iec.ch/cdd/iec61987/iec61987.nsf/PropertiesAllVersions/0112-2---61987%23ABC899,https://cdd.iec.ch/cdd/iec61987/iec61987.nsf/PropertiesAllVersions/0112-2---61987%23ABC730,https://cdd.iec.ch/cdd/iec61987/iec61987.nsf/PropertiesAllVersions/0112-2---61987%23ABU646,https://cdd.iec.ch/cdd/iec61987/iec61987.nsf/PropertiesAllVersions/0112-2---61987%23ABG498,https://cdd.iec.ch/cdd/iec61987/iec61987.nsf/PropertiesAllVersions/0112-2---61987%23ABB206,https://cdd.iec.ch/cdd/iec61987/iec61987.nsf/PropertiesAllVersions/0112-2---61987%23ABG698,https://cdd.iec.ch/cdd/iec61987/iec61987.nsf/PropertiesAllVersions/0112-2---61987%23ABC830,https://cdd.iec.ch/cdd/iec61987/iec61987.nsf/PropertiesAllVersions/0112-2---61987%23ABG792,https://cdd.iec.ch/cdd/iec61987/iec61987.nsf/PropertiesAllVersions/0112-2---61987%23ABG882,https://cdd.iec.ch/cdd/iec61987/iec61987.nsf/PropertiesAllVersions/0112-2---61987%23ABG962,https://cdd.iec.ch/cdd/iec61987/iec61987.nsf/PropertiesAllVersions/0112-2---61987%23ABD088,https://cdd.iec.ch/cdd/iec61987/iec61987.nsf/PropertiesAllVersions/0112-2---61987%23ABD153,https://cdd.iec.ch/cdd/iec61987/iec61987.nsf/PropertiesAllVersions/0112-2---61987%23ABC786,https://cdd.iec.ch/cdd/iec61987/iec61987.nsf/PropertiesAllVersions/0112-2---61987%23ABC795,https://cdd.iec.ch/cdd/iec61987/iec61987.nsf/PropertiesAllVersions/0112-2---61987%23ABA293,https://cdd.iec.ch/cdd/iec61987/iec61987.nsf/PropertiesAllVersions/0112-2---61987%23ABC710 | 0112-2---61987#ABC730,0112-2---61987#ABG498,0112-2---61987#ABB206,0112-2---61987#ABC786,0112-2---61987#ABU646,0112-2---61987#ABG698,0112-2---61987#ABG792,0112-2---61987#ABG882,0112-2---61987#ABG962,0112-2---61987#ABD088,0112-2---61987#ABA293,0112-2---61987#ABC899,0112-2---61987#ABC795,0112-2---61987#ABC710,0112-2---61987#ABC830,0112-2---61987#ABD153
0112/2///61987#ABF046 | 001 | 01 | 0112/2///61987#ABF046#001 | Vertical float switch |  |  |  | properties characterizing the vertically mounted float switch |  |  |  |  | ITEM_CLASS | [5 empty] | 0112/2///61987#ABF025 - Structural design of a float level transmitter and switch |  |  |  | Standard |  | IEC 61987 | IEC | 2018-03-28 | 2018-03-28 | 2018-03-28 | 2018-03-28 |  | SC65E – IEC 61987 | C00018 | 001-01 (2018-03-28 07:26:05 by BATCH 00000762) standard | 0112/2///61987#ABV501 | https://cdd.iec.ch/CDD/IEC61987/iec61987.nsf/Classes/0112-2---61987%23ABF046 | https://cdd.iec.ch/cdd/iec61987/iec61987.nsf/PropertiesAllVersions/0112-2---61987%23ABF047,https://cdd.iec.ch/cdd/iec61987/iec61987.nsf/PropertiesAllVersions/0112-2---61987%23ABF048,https://cdd.iec.ch/cdd/iec61987/iec61987.nsf/PropertiesAllVersions/0112-2---61987%23ABF049 | 0112-2---61987#ABF048,0112-2---61987#ABF049,0112-2---61987#ABF047
0112/2///61987#ABU556 | 003 | 01 | 0112/2///61987#ABU556#003 | Function and system design [5] |  |  |  | properties characterizing the use and/or the dependability of a device as well as its behaviour within a system |  |  |  |  | ITEM_CLASS | [5 empty] | 0112/2///61987#ABE318 - Device LOP for pressure reducing regulator or back pressure/excess pressure regulator |  |  | false | Standard |  | IEC 61987 | IEC | 2022-12-09 | 2017-12-07 | 2022-12-09 | 2022-12-09 |  | IEC/SC 65E | C00112 |  | 0112/2///61987#ABV501 | https://cdd.iec.ch/CDD/IEC61987/iec61987.nsf/Classes/0112-2---61987%23ABU556 | https://cdd.iec.ch/cdd/iec61987/iec61987.nsf/PropertiesAllVersions/0112-2---61987%23ABB028,https://cdd.iec.ch/cdd/iec61987/iec61987.nsf/PropertiesAllVersions/0112-2---61987%23ABN592,https://cdd.iec.ch/cdd/iec61987/iec61987.nsf/PropertiesAllVersions/0112-2---61987%23ABN593,https://cdd.iec.ch/cdd/iec61987/iec61987.nsf/PropertiesAllVersions/0112-2---61987%23ABA310,https://cdd.iec.ch/cdd/iec61987/iec61987.nsf/PropertiesAllVersions/0112-2---61987%23ABE084 | 0112-2---61987#ABB028,0112-2---61987#ABN592,0112-2---61987#ABN593,0112-2---61987#ABA310,0112-2---61987#ABE084
0112/2///61987#ABC064 | 001 | 02 | 0112/2///61987#ABC064#001 | Absolute performance for pressure |  |  |  | properties characterizing the accuracy of a pressure measurement, expressed in engineering units |  | 15 ABC064.15 |  |  | ITEM_CLASS | [5 empty] | 0112/2///61987#ABC672 - Type of performance variable [2]0112/2///61987#ABC673 - Type of performance variable [3]0112/2///61987#ABC675 - Type of performance variable [5]0112/2///61987#ABC676 - Type of performance variable [6]0112/2///61987#ABG285 - Type of performance variable [19]0112/2///61987#ABG275 - Type of performance variable [9]0112/2///61987#ABG276 - Type of performance variable [10]0112/2///61987#ABG277 - Type of performance variable [11]0112/2///61987#ABG278 - Type of performance variable [12] |  |  |  | Standard |  |  |  | 2018-03-28 | 2013-08-27 | 2013-08-27 | 2014-06-18 |  | SC65E – IEC 61987 | C00004 |  | 0112/2///61987#ABV501 | https://cdd.iec.ch/CDD/IEC61987/iec61987.nsf/Classes/0112-2---61987%23ABC064 | https://cdd.iec.ch/cdd/iec61987/iec61987.nsf/PropertiesAllVersions/0112-2---61987%23ABB209,https://cdd.iec.ch/cdd/iec61987/iec61987.nsf/PropertiesAllVersions/0112-2---61987%23ABD535,https://cdd.iec.ch/cdd/iec61987/iec61987.nsf/PropertiesAllVersions/0112-2---61987%23ABB210,https://cdd.iec.ch/cdd/iec61987/iec61987.nsf/PropertiesAllVersions/0112-2---61987%23ABB744,https://cdd.iec.ch/cdd/iec61987/iec61987.nsf/PropertiesAllVersions/0112-2---61987%23ABB745,https://cdd.iec.ch/cdd/iec61987/iec61987.nsf/PropertiesAllVersions/0112-2---61987%23ABB771,https://cdd.iec.ch/cdd/iec61987/iec61987.nsf/PropertiesAllVersions/0112-2---61987%23ABB892,https://cdd.iec.ch/cdd/iec61987/iec61987.nsf/PropertiesAllVersions/0112-2---61987%23ABB746,https://cdd.iec.ch/cdd/iec61987/iec61987.nsf/PropertiesAllVersions/0112-2---61987%23ABC706,https://cdd.iec.ch/cdd/iec61987/iec61987.nsf/PropertiesAllVersions/0112-2---61987%23ABB519,https://cdd.iec.ch/cdd/iec61987/iec61987.nsf/PropertiesAllVersions/0112-2---61987%23ABB774,https://cdd.iec.ch/cdd/iec61987/iec61987.nsf/PropertiesAllVersions/0112-2---61987%23ABB775,https://cdd.iec.ch/cdd/iec61987/iec61987.nsf/PropertiesAllVersions/0112-2---61987%23ABB776,https://cdd.iec.ch/cdd/iec61987/iec61987.nsf/PropertiesAllVersions/0112-2---61987%23ABD502,https://cdd.iec.ch/cdd/iec61987/iec61987.nsf/PropertiesAllVersions/0112-2---61987%23ABC840,https://cdd.iec.ch/cdd/iec61987/iec61987.nsf/PropertiesAllVersions/0112-2---61987%23ABC954 | 0112-2---61987#ABB210,0112-2---61987#ABB744,0112-2---61987#ABB771,0112-2---61987#ABB892,0112-2---61987#ABC954,0112-2---61987#ABD535,0112-2---61987#ABB745,0112-2---61987#ABB746,0112-2---61987#ABB774,0112-2---61987#ABB776,0112-2---61987#ABD502,0112-2---61987#ABC840,0112-2---61987#ABB209,0112-2---61987#ABB519,0112-2---61987#ABB775,0112-2---61987#ABC706
0112/2///61987#ABC168 | 001 | 02 | 0112/2///61987#ABC168#001 | Configuration of a manufacturer-specific binary signal |  |  |  | properties characterizing the configuration of a manufacturer-specific binary input or input |  |  |  |  | ITEM_CLASS | [5 empty] | 0112/2///61987#ABC335 - Manufacturer-specific parameters |  |  |  | Standard |  |  |  | 2018-03-28 | 2013-08-27 | 2013-08-27 | 2014-06-18 |  | SC65E – IEC 61987 | C00004 |  | 0112/2///61987#ABV501 | https://cdd.iec.ch/CDD/IEC61987/iec61987.nsf/Classes/0112-2---61987%23ABC168 | https://cdd.iec.ch/cdd/iec61987/iec61987.nsf/PropertiesAllVersions/0112-2---61987%23ABA412,https://cdd.iec.ch/cdd/iec61987/iec61987.nsf/PropertiesAllVersions/0112-2---61987%23ABD220 | 0112-2---61987#ABA412,0112-2---61987#ABD220
0112/2///61987#ABC597 | 001 | 02 | 0112/2///61987#ABC597#001 | Solid/particle phase [pressure] |  |  |  | properties characterizing the solid or particle phase of a fluid |  | 1 ABC597.1 |  |  | ITEM_CLASS | [5 empty] | 0112/2///61987#ABC509 - Phase [pressure] |  |  |  | Standard |  |  |  | 2018-03-28 | 2013-09-27 | 2013-09-27 | 2014-06-18 |  | SC65E – IEC 61987 | C00004 |  | 0112/2///61987#ABV501 | https://cdd.iec.ch/CDD/IEC61987/iec61987.nsf/Classes/0112-2---61987%23ABC597 | https://cdd.iec.ch/cdd/iec61987/iec61987.nsf/PropertiesAllVersions/0112-2---61987%23ABB296,https://cdd.iec.ch/cdd/iec61987/iec61987.nsf/PropertiesAllVersions/0112-2---61987%23ABB011,https://cdd.iec.ch/cdd/iec61987/iec61987.nsf/PropertiesAllVersions/0112-2---61987%23ABB304,https://cdd.iec.ch/cdd/iec61987/iec61987.nsf/PropertiesAllVersions/0112-2---61987%23ABB319,https://cdd.iec.ch/cdd/iec61987/iec61987.nsf/PropertiesAllVersions/0112-2---61987%23ABA563,https://cdd.iec.ch/cdd/iec61987/iec61987.nsf/PropertiesAllVersions/0112-2---61987%23ABB297,https://cdd.iec.ch/cdd/iec61987/iec61987.nsf/PropertiesAllVersions/0112-2---61987%23ABB298,https://cdd.iec.ch/cdd/iec61987/iec61987.nsf/PropertiesAllVersions/0112-2---61987%23ABB380,https://cdd.iec.ch/cdd/iec61987/iec61987.nsf/PropertiesAllVersions/0112-2---61987%23ABB293,https://cdd.iec.ch/cdd/iec61987/iec61987.nsf/PropertiesAllVersions/0112-2---61987%23ABA564,https://cdd.iec.ch/cdd/iec61987/iec61987.nsf/PropertiesAllVersions/0112-2---61987%23ABB320,https://cdd.iec.ch/cdd/iec61987/iec61987.nsf/PropertiesAllVersions/0112-2---61987%23ABB321,https://cdd.iec.ch/cdd/iec61987/iec61987.nsf/PropertiesAllVersions/0112-2---61987%23ABD099 | 0112-2---61987#ABB321,0112-2---61987#ABD099,0112-2---61987#ABB296,0112-2---61987#ABB319,0112-2---61987#ABB297,0112-2---61987#ABB298,0112-2---61987#ABB293,0112-2---61987#ABB320,0112-2---61987#ABB011,0112-2---61987#ABB304,0112-2---61987#ABA563,0112-2---61987#ABB380,0112-2---61987#ABA564
0112/2///61987#ABF220 | 001 | 01 | 0112/2///61987#ABF220#001 | Parameters of non-contact temperature measurement |  |  |  | properties characterizing a non-contact temperature measurement in addition to general temperature measurement parameters |  |  |  |  | ITEM_CLASS | [5 empty] | 0112/2///61987#ABG355 - Temperature measurement [1] |  |  |  | Standard |  | IEC 61987 | IEC | 2018-03-28 | 2017-09-22 | 2017-09-22 | 2017-09-22 |  | SC65E – IEC 61987 | C00019 | 001-01 (2018-03-28 07:26:05 by BATCH 00000762) standard | 0112/2///61987#ABV501 | https://cdd.iec.ch/CDD/IEC61987/iec61987.nsf/Classes/0112-2---61987%23ABF220 | https://cdd.iec.ch/cdd/iec61987/iec61987.nsf/PropertiesAllVersions/0112-2---61987%23ABF221,https://cdd.iec.ch/cdd/iec61987/iec61987.nsf/PropertiesAllVersions/0112-2---61987%23ABF222,https://cdd.iec.ch/cdd/iec61987/iec61987.nsf/PropertiesAllVersions/0112-2---61987%23ABF223 | 0112-2---61987#ABF223,0112-2---61987#ABF221,0112-2---61987#ABF222
0112/2///61987#ABF492 | 001 | 01 | 0112/2///61987#ABF492#001 | Performance of temperature measuring devices |  |  |  | properties characterizing the accuracy of contact temperature measuring devices |  |  |  |  | ITEM_CLASS | [5 empty] | 0112/2///61987#ABG227 - Performance [24]0112/2///61987#ABG228 - Performance [25]0112/2///61987#ABG229 - Performance [26]0112/2///61987#ABH346 - Performance [31] |  |  |  | Standard |  | IEC 61987 | IEC | 2018-03-28 | 2014-12-17 | 2016-05-24 | 2016-05-24 |  | SC65E | C00019 | 001-01 (2018-03-28 07:26:06 by BATCH 00000762) standard | 0112/2///61987#ABV501 | https://cdd.iec.ch/CDD/IEC61987/iec61987.nsf/Classes/0112-2---61987%23ABF492 | https://cdd.iec.ch/cdd/iec61987/iec61987.nsf/PropertiesAllVersions/0112-2---61987%23ABF414,https://cdd.iec.ch/cdd/iec61987/iec61987.nsf/PropertiesAllVersions/0112-2---61987%23ABF415,https://cdd.iec.ch/cdd/iec61987/iec61987.nsf/PropertiesAllVersions/0112-2---61987%23ABF493,https://cdd.iec.ch/cdd/iec61987/iec61987.nsf/PropertiesAllVersions/0112-2---61987%23ABF494,https://cdd.iec.ch/cdd/iec61987/iec61987.nsf/PropertiesAllVersions/0112-2---61987%23ABF509,https://cdd.iec.ch/cdd/iec61987/iec61987.nsf/PropertiesAllVersions/0112-2---61987%23ABA901,https://cdd.iec.ch/cdd/iec61987/iec61987.nsf/PropertiesAllVersions/0112-2---61987%23ABB473 | 0112-2---61987#ABF415,0112-2---61987#ABF493,0112-2---61987#ABF494,0112-2---61987#ABF509,0112-2---61987#ABA901,0112-2---61987#ABB473,0112-2---61987#ABF414
0112/2///61987#ABG096 | 001 | 01 | 0112/2///61987#ABG096#001 | Assigned variable [16] |  |  |  | properties characterizing the configuration of the analog input or output |  | Polymorphic element: ABG096, Id: 6 |  |  | ITEM_CLASS | [5 empty] | 0112/2///61987#ABG085 - Analog current input [6]0112/2///61987#ABG120 - Analog voltage input [6]0112/2///61987#ABG180 - Analog current output [16]0112/2///61987#ABG189 - Analog voltage output [16]0112/2///61987#ABG198 - Frequency output [16]0112/2///61987#ABG209 - Manufacturer-specific output [16]0112/2///61987#ABH048 - Frequency input [6]0112/2///61987#ABH050 - Manufacturer-specific input [7] |  |  |  | Standard |  | IEC 61987 | IEC | 2018-03-28 | 2018-03-28 | 2018-03-28 | 2018-03-28 |  | SC65E – IEC 61987 | C00017 | 001-01 (2018-03-28 07:26:07 by BATCH 00000762) standard | 0112/2///61987#ABV501 | https://cdd.iec.ch/CDD/IEC61987/iec61987.nsf/Classes/0112-2---61987%23ABG096 | https://cdd.iec.ch/cdd/iec61987/iec61987.nsf/PropertiesAllVersions/0112-2---61987%23ABU656,https://cdd.iec.ch/cdd/iec61987/iec61987.nsf/PropertiesAllVersions/0112-2---61987%23ABU688,https://cdd.iec.ch/cdd/iec61987/iec61987.nsf/PropertiesAllVersions/0112-2---61987%23ABU689,https://cdd.iec.ch/cdd/iec61987/iec61987.nsf/PropertiesAllVersions/0112-2---61987%23ABU690,https://cdd.iec.ch/cdd/iec61987/iec61987.nsf/PropertiesAllVersions/0112-2---61987%23ABU691,https://cdd.iec.ch/cdd/iec61987/iec61987.nsf/PropertiesAllVersions/0112-2---61987%23ABU692,https://cdd.iec.ch/cdd/iec61987/iec61987.nsf/PropertiesAllVersions/0112-2---61987%23ABU693,https://cdd.iec.ch/cdd/iec61987/iec61987.nsf/PropertiesAllVersions/0112-2---61987%23ABU694 | 0112-2---61987#ABU689,0112-2---61987#ABU690,0112-2---61987#ABU691,0112-2---61987#ABU692,0112-2---61987#ABU693,0112-2---61987#ABU694,0112-2---61987#ABU656,0112-2---61987#ABU688
0112/2///61987#ABG361 | 001 | 01 | 0112/2///61987#ABG361#001 | Mechanical and electrical construction [level switch] |  |  |  | properties characterizing the constructional details of the device and its parts |  |  | IEC 61987-1, 5.8 |  | ITEM_CLASS | [5 empty] | 0112/2///61987#ABE755 - Device LOP for level switch |  |  |  | Standard |  | IEC 61987 | IEC | 2018-03-28 | 2014-12-17 | 2018-03-20 | 2018-03-20 |  | SC65E – IEC 61987 | C00018 | 001-01 (2018-03-28 07:26:09 by BATCH 00000762) standard | 0112/2///61987#ABV501 | https://cdd.iec.ch/CDD/IEC61987/iec61987.nsf/Classes/0112-2---61987%23ABG361 | https://cdd.iec.ch/cdd/iec61987/iec61987.nsf/PropertiesAllVersions/0112-2---61987%23ABD534,https://cdd.iec.ch/cdd/iec61987/iec61987.nsf/PropertiesAllVersions/0112-2---61987%23ABG966,https://cdd.iec.ch/cdd/iec61987/iec61987.nsf/PropertiesAllVersions/0112-2---61987%23ABB139,https://cdd.iec.ch/cdd/iec61987/iec61987.nsf/PropertiesAllVersions/0112-2---61987%23ABC862,https://cdd.iec.ch/cdd/iec61987/iec61987.nsf/PropertiesAllVersions/0112-2---61987%23ABC789 | 0112-2---61987#ABD534,0112-2---61987#ABG966,0112-2---61987#ABB139,0112-2---61987#ABC862,0112-2---61987#ABC789
0112/2///61987#ABA732 | 003 | 01 | 0112/2///61987#ABA732#003 | Pressure switch |  |  |  | switch that outputs a discrete signal representative of a pressure regime |  |  |  |  | ITEM_CLASS | [9 empty] | Standard |  |  |  | 2018-03-28 | 2013-08-27 | 2016-05-24 | 2016-05-24 |  | SC65E – IEC 61987 | C00004 |  | 0112/2///61987#ABA697 | https://cdd.iec.ch/CDD/IEC61987/iec61987.nsf/Classes/0112-2---61987%23ABA732 | https://cdd.iec.ch/cdd/iec61987/iec61987.nsf/PropertiesAllVersions/0112-2---61987%23ABU134 | 0112-2---61987#ABU134
0112/2///61987#ABN989 | 001 | 01 | 0112/2///61987#ABN989#001 | Process controller |  |  |  | controller that has a standard input and standard output |  |  |  |  | ITEM_CLASS |  |  |  |  | 0112/2///61987#ABP285 - reference to Operating LOP for infrastructure devices |  |  |  | true | Standard |  | IEC 61987-31 | IEC | 2022-10-26 | 2022-10-26 | 2022-10-26 | 2022-10-26 |  | IEC/SC 65E | C00127 | 001-01 (2022-10-26 07:15:16 by BATCH 00000802) standard | 0112/2///61987#ABN988 | https://cdd.iec.ch/CDD/IEC61987/iec61987.nsf/Classes/0112-2---61987%23ABN989
0112/2///61987#ABC226 | 001 | 02 | 0112/2///61987#ABC226#001 | Process connection of trace heating system |  |  |  | properties characterizing a process connection of a trace heating system |  |  |  |  | ITEM_CLASS | [5 empty] | 0112/2///61987#ABC042 - Trace heating system |  |  |  | Standard |  |  |  | 2018-03-28 | 2013-09-27 | 2013-09-27 | 2014-06-18 |  | SC65E – IEC 61987 | C00004 |  | 0112/2///61987#ABV501 | https://cdd.iec.ch/CDD/IEC61987/iec61987.nsf/Classes/0112-2---61987%23ABC226 | https://cdd.iec.ch/cdd/iec61987/iec61987.nsf/PropertiesAllVersions/0112-2---61987%23ABU164 | 0112-2---61987#ABU164
0112/2///61987#ABC350 | 001 | 02 | 0112/2///61987#ABC350#001 | Material of bonnet |  |  |  | properties characterizing the material of which the bonnet is made |  |  |  |  | ITEM_CLASS | [5 empty] | 0112/2///61987#ABC677 - Valve0112/2///61987#ABD815 - Bonnet |  |  |  | Standard |  |  |  | 2018-03-28 | 2013-09-27 | 2013-09-27 | 2014-06-18 |  | SC65E – IEC 61987 | C00004 |  | 0112/2///61987#ABV501 | https://cdd.iec.ch/CDD/IEC61987/iec61987.nsf/Classes/0112-2---61987%23ABC350 | https://cdd.iec.ch/cdd/iec61987/iec61987.nsf/PropertiesAllVersions/0112-2---61987%23ABB455,https://cdd.iec.ch/cdd/iec61987/iec61987.nsf/PropertiesAllVersions/0112-2---61987%23ABI460,https://cdd.iec.ch/cdd/iec61987/iec61987.nsf/PropertiesAllVersions/0112-2---61987%23ABA908,https://cdd.iec.ch/cdd/iec61987/iec61987.nsf/PropertiesAllVersions/0112-2---61987%23ABA907 | 0112-2---61987#ABB455,0112-2---61987#ABI460,0112-2---61987#ABA908,0112-2---61987#ABA907
0112/2///61987#ABG131 | 001 | 01 | 0112/2///61987#ABG131#001 | Output [16] |  |  |  | properties characterizing the outputs provided by the device, the variables assigned to them and their electrical properties |  |  | from IEC 61987-1, 5.5 |  | ITEM_CLASS | [5 empty] | 0112/2///61987#ABE730 - Device LOP for rotary paddle switch0112/2///61987#ABE732 - Device LOP for vibrating level switch0112/2///61987#ABE733 - Device LOP for optical level switch0112/2///61987#ABE745 - Device LOP for ultrasonic level switch0112/2///61987#ABE749 - Device LOP for microwave level switch0112/2///61987#ABE755 - Device LOP for level switch |  |  |  | Standard |  | IEC 61987 | IEC | 2018-03-28 | 2014-12-17 | 2018-03-20 | 2018-03-20 |  | SC65E – IEC 61987 | C00018 | 001-01 (2018-03-28 07:26:07 by BATCH 00000762) standard | 0112/2///61987#ABV501 | https://cdd.iec.ch/CDD/IEC61987/iec61987.nsf/Classes/0112-2---61987%23ABG131 | https://cdd.iec.ch/cdd/iec61987/iec61987.nsf/PropertiesAllVersions/0112-2---61987%23ABB271,https://cdd.iec.ch/cdd/iec61987/iec61987.nsf/PropertiesAllVersions/0112-2---61987%23ABA577,https://cdd.iec.ch/cdd/iec61987/iec61987.nsf/PropertiesAllVersions/0112-2---61987%23ABA607,https://cdd.iec.ch/cdd/iec61987/iec61987.nsf/PropertiesAllVersions/0112-2---61987%23ABA342,https://cdd.iec.ch/cdd/iec61987/iec61987.nsf/PropertiesAllVersions/0112-2---61987%23ABU862 | 0112-2---61987#ABB271,0112-2---61987#ABA577,0112-2---61987#ABA607,0112-2---61987#ABA342,0112-2---61987#ABU862
0112/2///61987#ABE360 | 001 | 01 | 0112/2///61987#ABE360#001 | Thermographic device with line detector |  |  |  | area temperature measuring device with a multi-element line detector that samples radiation sequentially across an area by scanning with opto-mechanical means | Simultaneous measurement by all the elements of the line detector, permits significantly higher image frequencies along with a simplified opto-mechanical layout. |  |  |  | ITEM_CLASS |  |  |  |  | 0112/2///61987#ABF896 - reference to Operating LOP for temperature measuring equipment |  |  |  |  | Standard |  |  |  | 2018-03-28 |  | 2016-05-24 | 2016-05-24 |  | SC65E – IEC 61987 | C00004 | 001-01 (2018-03-28 07:26:02 by BATCH 00000762) standard | 0112/2///61987#ABE358 | https://cdd.iec.ch/CDD/IEC61987/iec61987.nsf/Classes/0112-2---61987%23ABE360
0112/2///61987#ABE748 | 001 | 01 | 0112/2///61987#ABE748#001 | Device LOP for servo level transmitter |  |  |  | list of properties characterizing a servo level transmitter |  |  |  |  | ITEM_CLASS | [5 empty] | 0112/2///61987#ABA818 - Servo level transmitter |  |  |  | Standard |  | IEC 61987 | IEC | 2018-03-28 | 2014-12-17 | 2018-03-20 | 2018-03-20 |  | SC65E – IEC 61987 | C00018 | 001-01 (2018-03-28 07:26:04 by BATCH 00000762) standard | 0112/2///61987#ABV504 | https://cdd.iec.ch/CDD/IEC61987/iec61987.nsf/Classes/0112-2---61987%23ABE748 | https://cdd.iec.ch/cdd/iec61987/iec61987.nsf/PropertiesAllVersions/0112-2---61987%23ABC899,https://cdd.iec.ch/cdd/iec61987/iec61987.nsf/PropertiesAllVersions/0112-2---61987%23ABC730,https://cdd.iec.ch/cdd/iec61987/iec61987.nsf/PropertiesAllVersions/0112-2---61987%23ABU857,https://cdd.iec.ch/cdd/iec61987/iec61987.nsf/PropertiesAllVersions/0112-2---61987%23ABG491,https://cdd.iec.ch/cdd/iec61987/iec61987.nsf/PropertiesAllVersions/0112-2---61987%23ABB206,https://cdd.iec.ch/cdd/iec61987/iec61987.nsf/PropertiesAllVersions/0112-2---61987%23ABG699,https://cdd.iec.ch/cdd/iec61987/iec61987.nsf/PropertiesAllVersions/0112-2---61987%23ABC830,https://cdd.iec.ch/cdd/iec61987/iec61987.nsf/PropertiesAllVersions/0112-2---61987%23ABG782,https://cdd.iec.ch/cdd/iec61987/iec61987.nsf/PropertiesAllVersions/0112-2---61987%23ABG880,https://cdd.iec.ch/cdd/iec61987/iec61987.nsf/PropertiesAllVersions/0112-2---61987%23ABG934,https://cdd.iec.ch/cdd/iec61987/iec61987.nsf/PropertiesAllVersions/0112-2---61987%23ABD088,https://cdd.iec.ch/cdd/iec61987/iec61987.nsf/PropertiesAllVersions/0112-2---61987%23ABD154,https://cdd.iec.ch/cdd/iec61987/iec61987.nsf/PropertiesAllVersions/0112-2---61987%23ABC786,https://cdd.iec.ch/cdd/iec61987/iec61987.nsf/PropertiesAllVersions/0112-2---61987%23ABC795,https://cdd.iec.ch/cdd/iec61987/iec61987.nsf/PropertiesAllVersions/0112-2---61987%23ABA293,https://cdd.iec.ch/cdd/iec61987/iec61987.nsf/PropertiesAllVersions/0112-2---61987%23ABC710 | 0112-2---61987#ABC730,0112-2---61987#ABC830,0112-2---61987#ABC795,0112-2---61987#ABD088,0112-2---61987#ABC899,0112-2---61987#ABU857,0112-2---61987#ABG491,0112-2---61987#ABG934,0112-2---61987#ABC786,0112-2---61987#ABA293,0112-2---61987#ABC710,0112-2---61987#ABD154,0112-2---61987#ABB206,0112-2---61987#ABG699,0112-2---61987#ABG782,0112-2---61987#ABG880
0112/2///61987#ABH050 | 001 | 01 | 0112/2///61987#ABH050#001 | Manufacturer-specific input [7] |  |  |  | properties characterizing an auxiliary manufacturer-specific input |  | Polymorphic element: ABH050, Id: 4 |  |  | ITEM_CLASS | [5 empty] | 0112/2///61987#ABG070 - Type of auxiliary input [21] |  |  |  | Standard |  | IEC 61987 | IEC | 2018-03-28 | 2018-03-28 | 2018-03-28 | 2018-03-28 |  | SC65E – IEC 61987 | C00017 | 001-01 (2018-03-28 07:26:12 by BATCH 00000762) standard | 0112/2///61987#ABV501 | https://cdd.iec.ch/CDD/IEC61987/iec61987.nsf/Classes/0112-2---61987%23ABH050 | https://cdd.iec.ch/cdd/iec61987/iec61987.nsf/PropertiesAllVersions/0112-2---61987%23ABB619,https://cdd.iec.ch/cdd/iec61987/iec61987.nsf/PropertiesAllVersions/0112-2---61987%23ABH442,https://cdd.iec.ch/cdd/iec61987/iec61987.nsf/PropertiesAllVersions/0112-2---61987%23ABH443,https://cdd.iec.ch/cdd/iec61987/iec61987.nsf/PropertiesAllVersions/0112-2---61987%23ABU651,https://cdd.iec.ch/cdd/iec61987/iec61987.nsf/PropertiesAllVersions/0112-2---61987%23ABC930,https://cdd.iec.ch/cdd/iec61987/iec61987.nsf/PropertiesAllVersions/0112-2---61987%23ABC965 | 0112-2---61987#ABC965,0112-2---61987#ABB619,0112-2---61987#ABH442,0112-2---61987#ABH443,0112-2---61987#ABU651,0112-2---61987#ABC930
0112/2///61987#ABH052 | 001 | 01 | 0112/2///61987#ABH052#001 | Reference process conditions [4] |  |  |  | properties characterizing the reference conditions of the process under which the performance of a device was tested |  |  |  |  | ITEM_CLASS | [5 empty] | 0112/2///61987#ABG237 - Reference conditions of the device [8]0112/2///61987#ABG269 - Reference conditions for the performance variable [8] |  |  |  | Standard |  | IEC 61987 | IEC | 2018-03-28 | 2014-12-17 | 2018-03-20 | 2018-03-20 |  | SC65E – IEC 61987 | C00017 | 001-01 (2018-03-28 07:26:12 by BATCH 00000762) standard | 0112/2///61987#ABV501 | https://cdd.iec.ch/CDD/IEC61987/iec61987.nsf/Classes/0112-2---61987%23ABH052 | https://cdd.iec.ch/cdd/iec61987/iec61987.nsf/PropertiesAllVersions/0112-2---61987%23ABB001,https://cdd.iec.ch/cdd/iec61987/iec61987.nsf/PropertiesAllVersions/0112-2---61987%23ABB002,https://cdd.iec.ch/cdd/iec61987/iec61987.nsf/PropertiesAllVersions/0112-2---61987%23ABB003,https://cdd.iec.ch/cdd/iec61987/iec61987.nsf/PropertiesAllVersions/0112-2---61987%23ABB188,https://cdd.iec.ch/cdd/iec61987/iec61987.nsf/PropertiesAllVersions/0112-2---61987%23ABF573,https://cdd.iec.ch/cdd/iec61987/iec61987.nsf/PropertiesAllVersions/0112-2---61987%23ABB641,https://cdd.iec.ch/cdd/iec61987/iec61987.nsf/PropertiesAllVersions/0112-2---61987%23ABB645,https://cdd.iec.ch/cdd/iec61987/iec61987.nsf/PropertiesAllVersions/0112-2---61987%23ABB278 | 0112-2---61987#ABB002,0112-2---61987#ABB003,0112-2---61987#ABB188,0112-2---61987#ABF573,0112-2---61987#ABB641,0112-2---61987#ABB645,0112-2---61987#ABB278,0112-2---61987#ABB001
0112/2///61987#ABA845 | 003 | 01 | 0112/2///61987#ABA845#003 | Measuring instrument component |  |  |  | entity within a measuring instrument that plays a specific role and which can be handled separately if necessary | EXAMPLES: Thermowell within a temperature assembly, remote seal for a pressure transmitter |  |  |  | ITEM_CLASS | [9 empty] | Standard |  |  |  | 2018-03-28 | 2013-08-27 | 2016-05-24 | 2016-05-24 |  | SC65E – IEC 61987 | C00004 |  | 0112/2///61987#ABV000 | https://cdd.iec.ch/CDD/IEC61987/iec61987.nsf/Classes/0112-2---61987%23ABA845
0112/2///61987#ABF213 | 001 | 01 | 0112/2///61987#ABF213#001 | External continuous probe |  |  |  | properties characterizing a probe mounted outside of a device producing a continuous measurement |  |  |  |  | ITEM_CLASS | [5 empty] | 0112/2///61987#ABF217 - Structural design of a magnetic level gauge |  |  |  | Standard |  | IEC 61987 | IEC | 2018-03-28 | 2018-03-28 | 2018-03-28 | 2018-03-28 |  | SC65E – IEC 61987 | C00018 | 001-01 (2018-03-28 07:26:05 by BATCH 00000762) standard | 0112/2///61987#ABV501 | https://cdd.iec.ch/CDD/IEC61987/iec61987.nsf/Classes/0112-2---61987%23ABF213 | https://cdd.iec.ch/cdd/iec61987/iec61987.nsf/PropertiesAllVersions/0112-2---61987%23ABF214,https://cdd.iec.ch/cdd/iec61987/iec61987.nsf/PropertiesAllVersions/0112-2---61987%23ABF216,https://cdd.iec.ch/cdd/iec61987/iec61987.nsf/PropertiesAllVersions/0112-2---61987%23ABA184,https://cdd.iec.ch/cdd/iec61987/iec61987.nsf/PropertiesAllVersions/0112-2---61987%23ABF215 | 0112-2---61987#ABA184,0112-2---61987#ABF215,0112-2---61987#ABF214,0112-2---61987#ABF216
0112/2///61987#ABF978 | 001 | 01 | 0112/2///61987#ABF978#001 | Type of measured variable [6] |  |  |  | administration block for polymorphism acting as proxy for the selected measured variable type |  | Polymorphic element: ABF978, Id: 3 |  |  | ITEM_CLASS | [5 empty] | 0112/2///61987#ABF942 - Measured variable [6] |  |  |  | Standard |  | IEC 61987 | IEC | 2018-03-28 | 2014-12-17 | 2018-03-20 | 2018-03-20 |  | SC65E – IEC 61987 | C00018 | 001-01 (2018-03-28 07:26:07 by BATCH 00000762) standard | 0112/2///61987#ABV501 | https://cdd.iec.ch/CDD/IEC61987/iec61987.nsf/Classes/0112-2---61987%23ABF978 | https://cdd.iec.ch/cdd/iec61987/iec61987.nsf/PropertiesAllVersions/0112-2---61987%23ABU997,https://cdd.iec.ch/cdd/iec61987/iec61987.nsf/PropertiesAllVersions/0112-2---61987%23ABV020,https://cdd.iec.ch/cdd/iec61987/iec61987.nsf/PropertiesAllVersions/0112-2---61987%23ABV022 | 0112-2---61987#ABU997,0112-2---61987#ABV020,0112-2---61987#ABV022
0112/2///61987#ABH596 | 001 | 01 | 0112/2///61987#ABH596#001 | Replacement of values |  |  |  | properties characterizing the forcing of an output to a value independent of an input value |  |  |  |  | ITEM_CLASS | [5 empty] | 0112/2///61987#ABH531 - Output signal processing variable |  |  |  | Standard |  |  |  | 2019-03-08 | 2017-12-07 | 2019-03-08 | 2019-03-08 |  | SC65E – IEC 61987 | C00018 | 001-01 (2019-03-08 15:35:12 by BATCH 00000766) standard | 0112/2///61987#ABV501 | https://cdd.iec.ch/CDD/IEC61987/iec61987.nsf/Classes/0112-2---61987%23ABH596 | https://cdd.iec.ch/cdd/iec61987/iec61987.nsf/PropertiesAllVersions/0112-2---61987%23ABH597,https://cdd.iec.ch/cdd/iec61987/iec61987.nsf/PropertiesAllVersions/0112-2---61987%23ABH598,https://cdd.iec.ch/cdd/iec61987/iec61987.nsf/PropertiesAllVersions/0112-2---61987%23ABH599,https://cdd.iec.ch/cdd/iec61987/iec61987.nsf/PropertiesAllVersions/0112-2---61987%23ABH600,https://cdd.iec.ch/cdd/iec61987/iec61987.nsf/PropertiesAllVersions/0112-2---61987%23ABH601,https://cdd.iec.ch/cdd/iec61987/iec61987.nsf/PropertiesAllVersions/0112-2---61987%23ABH602,https://cdd.iec.ch/cdd/iec61987/iec61987.nsf/PropertiesAllVersions/0112-2---61987%23ABH603,https://cdd.iec.ch/cdd/iec61987/iec61987.nsf/PropertiesAllVersions/0112-2---61987%23ABH604,https://cdd.iec.ch/cdd/iec61987/iec61987.nsf/PropertiesAllVersions/0112-2---61987%23ABH605 | 0112-2---61987#ABH600,0112-2---61987#ABH601,0112-2---61987#ABH602,0112-2---61987#ABH603,0112-2---61987#ABH604,0112-2---61987#ABH597,0112-2---61987#ABH598,0112-2---61987#ABH599,0112-2---61987#ABH605
0112/2///61987#ABI571 | 001 | 01 | 0112/2///61987#ABI571#001 | Address |  |  |  | properties characterizing an address used by a contact person of business partner |  |  |  |  | ITEM_CLASS | [5 empty] | 0112/2///61987#ABA372 - Business partner |  |  |  | Standard |  |  |  | 2019-03-08 | 2017-12-07 | 2019-03-08 | 2019-03-08 |  | SC65E – IEC 61987 | C00018 | 001-01 (2019-03-08 15:35:13 by BATCH 00000766) standard | 0112/2///61987#ABV501 | https://cdd.iec.ch/CDD/IEC61987/iec61987.nsf/Classes/0112-2---61987%23ABI571 | https://cdd.iec.ch/cdd/iec61987/iec61987.nsf/PropertiesAllVersions/0112-2---61987%23ABA346,https://cdd.iec.ch/cdd/iec61987/iec61987.nsf/PropertiesAllVersions/0112-2---61987%23ABA341,https://cdd.iec.ch/cdd/iec61987/iec61987.nsf/PropertiesAllVersions/0112-2---61987%23ABA314,https://cdd.iec.ch/cdd/iec61987/iec61987.nsf/PropertiesAllVersions/0112-2---61987%23ABA073,https://cdd.iec.ch/cdd/iec61987/iec61987.nsf/PropertiesAllVersions/0112-2---61987%23ABA286,https://cdd.iec.ch/cdd/iec61987/iec61987.nsf/PropertiesAllVersions/0112-2---61987%23ABA281,https://cdd.iec.ch/cdd/iec61987/iec61987.nsf/PropertiesAllVersions/0112-2---61987%23ABA295,https://cdd.iec.ch/cdd/iec61987/iec61987.nsf/PropertiesAllVersions/0112-2---61987%23ABA142,https://cdd.iec.ch/cdd/iec61987/iec61987.nsf/PropertiesAllVersions/0112-2---61987%23ABA129,https://cdd.iec.ch/cdd/iec61987/iec61987.nsf/PropertiesAllVersions/0112-2---61987%23ABA134,https://cdd.iec.ch/cdd/iec61987/iec61987.nsf/PropertiesAllVersions/0112-2---61987%23ABA092,https://cdd.iec.ch/cdd/iec61987/iec61987.nsf/PropertiesAllVersions/0112-2---61987%23ABA028,https://cdd.iec.ch/cdd/iec61987/iec61987.nsf/PropertiesAllVersions/0112-2---61987%23ABA148,https://cdd.iec.ch/cdd/iec61987/iec61987.nsf/PropertiesAllVersions/0112-2---61987%23ABA153,https://cdd.iec.ch/cdd/iec61987/iec61987.nsf/PropertiesAllVersions/0112-2---61987%23ABA082,https://cdd.iec.ch/cdd/iec61987/iec61987.nsf/PropertiesAllVersions/0112-2---61987%23ABA050,https://cdd.iec.ch/cdd/iec61987/iec61987.nsf/PropertiesAllVersions/0112-2---61987%23ABA017,https://cdd.iec.ch/cdd/iec61987/iec61987.nsf/PropertiesAllVersions/0112-2---61987%23ABA033,https://cdd.iec.ch/cdd/iec61987/iec61987.nsf/PropertiesAllVersions/0112-2---61987%23ABA036,https://cdd.iec.ch/cdd/iec61987/iec61987.nsf/PropertiesAllVersions/0112-2---61987%23ABA064 | 0112-2---61987#ABA050,0112-2---61987#ABA286,0112-2---61987#ABA134,0112-2---61987#ABA028,0112-2---61987#ABA017,0112-2---61987#ABA295,0112-2---61987#ABA148,0112-2---61987#ABA153,0112-2---61987#ABA314,0112-2---61987#ABA142,0112-2---61987#ABA033,0112-2---61987#ABA281,0112-2---61987#ABA129,0112-2---61987#ABA092,0112-2---61987#ABA082,0112-2---61987#ABA036,0112-2---61987#ABA346,0112-2---61987#ABA341,0112-2---61987#ABA073,0112-2---61987#ABA064
0112/2///61987#ABV040 | 001 | 01 | 0112/2///61987#ABV040#001 | Performance [33] |  |  |  | properties characterizing the performance of the device with regard to measurement accuracy and dynamic behaviour |  | Id specified in IEC61987: ABG224 | from IEC 61987-1, 5.6 |  | ITEM_CLASS | [5 empty] | 0112/2///61987#ABE731 - Device LOP for thermal level switch |  |  |  | Standard |  | IEC 61987 | IEC | 2018-03-28 | 2014-12-17 | 2018-03-20 | 2018-03-20 |  | SC65E – IEC 61987 | C00018 | 001-01 (2018-03-28 07:26:13 by BATCH 00000762) standard | 0112/2///61987#ABV501 | https://cdd.iec.ch/CDD/IEC61987/iec61987.nsf/Classes/0112-2---61987%23ABV040 | https://cdd.iec.ch/cdd/iec61987/iec61987.nsf/PropertiesAllVersions/0112-2---61987%23ABG794,https://cdd.iec.ch/cdd/iec61987/iec61987.nsf/PropertiesAllVersions/0112-2---61987%23ABB636,https://cdd.iec.ch/cdd/iec61987/iec61987.nsf/PropertiesAllVersions/0112-2---61987%23ABG823 | 0112-2---61987#ABG794,0112-2---61987#ABB636,0112-2---61987#ABG823
0112/2///61987#ABO065 | 001 | 01 | 0112/2///61987#ABO065#001 | General purpose power supply |  |  |  | power supply that supplies power for general purpose use |  |  |  |  | ITEM_CLASS |  |  |  |  | 0112/2///61987#ABP285 - reference to Operating LOP for infrastructure devices |  |  |  | true | Standard |  | IEC 61987-31 | IEC | 2022-10-26 | 2022-10-26 | 2022-10-26 | 2022-10-26 |  | IEC/SC 65E | C00127 | 001-01 (2022-10-26 07:15:17 by BATCH 00000802) standard | 0112/2///61987#ABO062 | https://cdd.iec.ch/CDD/IEC61987/iec61987.nsf/Classes/0112-2---61987%23ABO065
0112/2///61987#ABC049 | 003 | 01 | 0112/2///61987#ABC049#003 | Transmitter housing [2] |  |  |  | properties characterizing the mechanical and electronic design of an integral or remote transmitter |  |  |  |  | ITEM_CLASS | [5 empty] | 0112/2///61987#ABC609 - Structural design [(oval) gear flow transmitter/gauge]0112/2///61987#ABC610 - Structural design [piston flow transmitter/gauge]0112/2///61987#ABC612 - Structural design [rotating element flow transmitter/gauge]0112/2///61987#ABC616 - Structural design [positive displacement flow transmitter/gauge]0112/2///61987#ABC618 - Structural design [remote/separate transmitter]0112/2///61987#ABC619 - Structural design [absolute/gauge pressure transmitter]0112/2///61987#ABC620 - Structural design [differential pressure transmitter] |  |  |  | Standard |  |  |  | 2020-02-24 | 2017-12-07 | 2020-02-24 | 2020-02-24 |  | SC65E – IEC 61987 | C00091 |  | 0112/2///61987#ABV501 | https://cdd.iec.ch/CDD/IEC61987/iec61987.nsf/Classes/0112-2---61987%23ABC049 | https://cdd.iec.ch/cdd/iec61987/iec61987.nsf/PropertiesAllVersions/0112-2---61987%23ABC960,https://cdd.iec.ch/cdd/iec61987/iec61987.nsf/PropertiesAllVersions/0112-2---61987%23ABB440,https://cdd.iec.ch/cdd/iec61987/iec61987.nsf/PropertiesAllVersions/0112-2---61987%23ABA156,https://cdd.iec.ch/cdd/iec61987/iec61987.nsf/PropertiesAllVersions/0112-2---61987%23ABA178,https://cdd.iec.ch/cdd/iec61987/iec61987.nsf/PropertiesAllVersions/0112-2---61987%23ABH454,https://cdd.iec.ch/cdd/iec61987/iec61987.nsf/PropertiesAllVersions/0112-2---61987%23ABA184,https://cdd.iec.ch/cdd/iec61987/iec61987.nsf/PropertiesAllVersions/0112-2---61987%23ABB502,https://cdd.iec.ch/cdd/iec61987/iec61987.nsf/PropertiesAllVersions/0112-2---61987%23ABB074,https://cdd.iec.ch/cdd/iec61987/iec61987.nsf/PropertiesAllVersions/0112-2---61987%23ABA157,https://cdd.iec.ch/cdd/iec61987/iec61987.nsf/PropertiesAllVersions/0112-2---61987%23ABB393,https://cdd.iec.ch/cdd/iec61987/iec61987.nsf/PropertiesAllVersions/0112-2---61987%23ABA952,https://cdd.iec.ch/cdd/iec61987/iec61987.nsf/PropertiesAllVersions/0112-2---61987%23ABA553,https://cdd.iec.ch/cdd/iec61987/iec61987.nsf/PropertiesAllVersions/0112-2---61987%23ABA640,https://cdd.iec.ch/cdd/iec61987/iec61987.nsf/PropertiesAllVersions/0112-2---61987%23ABA573,https://cdd.iec.ch/cdd/iec61987/iec61987.nsf/PropertiesAllVersions/0112-2---61987%23ABA574,https://cdd.iec.ch/cdd/iec61987/iec61987.nsf/PropertiesAllVersions/0112-2---61987%23ABA582,https://cdd.iec.ch/cdd/iec61987/iec61987.nsf/PropertiesAllVersions/0112-2---61987%23ABB932,https://cdd.iec.ch/cdd/iec61987/iec61987.nsf/PropertiesAllVersions/0112-2---61987%23ABA910,https://cdd.iec.ch/cdd/iec61987/iec61987.nsf/PropertiesAllVersions/0112-2---61987%23ABA158,https://cdd.iec.ch/cdd/iec61987/iec61987.nsf/PropertiesAllVersions/0112-2---61987%23ABA916,https://cdd.iec.ch/cdd/iec61987/iec61987.nsf/PropertiesAllVersions/0112-2---61987%23ABA917,https://cdd.iec.ch/cdd/iec61987/iec61987.nsf/PropertiesAllVersions/0112-2---61987%23ABB010,https://cdd.iec.ch/cdd/iec61987/iec61987.nsf/PropertiesAllVersions/0112-2---61987%23ABA558,https://cdd.iec.ch/cdd/iec61987/iec61987.nsf/PropertiesAllVersions/0112-2---61987%23ABA179,https://cdd.iec.ch/cdd/iec61987/iec61987.nsf/PropertiesAllVersions/0112-2---61987%23ABB386,https://cdd.iec.ch/cdd/iec61987/iec61987.nsf/PropertiesAllVersions/0112-2---61987%23ABA589,https://cdd.iec.ch/cdd/iec61987/iec61987.nsf/PropertiesAllVersions/0112-2---61987%23ABA193,https://cdd.iec.ch/cdd/iec61987/iec61987.nsf/PropertiesAllVersions/0112-2---61987%23ABB009,https://cdd.iec.ch/cdd/iec61987/iec61987.nsf/PropertiesAllVersions/0112-2---61987%23ABA614,https://cdd.iec.ch/cdd/iec61987/iec61987.nsf/PropertiesAllVersions/0112-2---61987%23ABH414,https://cdd.iec.ch/cdd/iec61987/iec61987.nsf/PropertiesAllVersions/0112-2---61987%23ABH455,https://cdd.iec.ch/cdd/iec61987/iec61987.nsf/PropertiesAllVersions/0112-2---61987%23ABA155,https://cdd.iec.ch/cdd/iec61987/iec61987.nsf/PropertiesAllVersions/0112-2---61987%23ABH397,https://cdd.iec.ch/cdd/iec61987/iec61987.nsf/PropertiesAllVersions/0112-2---61987%23ABH398,https://cdd.iec.ch/cdd/iec61987/iec61987.nsf/PropertiesAllVersions/0112-2---61987%23ABA559,https://cdd.iec.ch/cdd/iec61987/iec61987.nsf/PropertiesAllVersions/0112-2---61987%23ABD005,https://cdd.iec.ch/cdd/iec61987/iec61987.nsf/PropertiesAllVersions/0112-2---61987%23ABD006,https://cdd.iec.ch/cdd/iec61987/iec61987.nsf/PropertiesAllVersions/0112-2---61987%23ABC859,https://cdd.iec.ch/cdd/iec61987/iec61987.nsf/PropertiesAllVersions/0112-2---61987%23ABB177,https://cdd.iec.ch/cdd/iec61987/iec61987.nsf/PropertiesAllVersions/0112-2---61987%23ABC803,https://cdd.iec.ch/cdd/iec61987/iec61987.nsf/PropertiesAllVersions/0112-2---61987%23ABC012,https://cdd.iec.ch/cdd/iec61987/iec61987.nsf/PropertiesAllVersions/0112-2---61987%23ABC861 | 0112-2---61987#ABA184,0112-2---61987#ABA553,0112-2---61987#ABA582,0112-2---61987#ABA916,0112-2---61987#ABB010,0112-2---61987#ABA155,0112-2---61987#ABC859,0112-2---61987#ABH454,0112-2---61987#ABC012,0112-2---61987#ABC803,0112-2---61987#ABB009,0112-2---61987#ABA614,0112-2---61987#ABD006,0112-2---61987#ABB177,0112-2---61987#ABA573,0112-2---61987#ABA157,0112-2---61987#ABA558,0112-2---61987#ABA193,0112-2---61987#ABH414,0112-2---61987#ABH455,0112-2---61987#ABH397,0112-2---61987#ABA156,0112-2---61987#ABB074,0112-2---61987#ABA952,0112-2---61987#ABB932,0112-2---61987#ABB386,0112-2---61987#ABB440,0112-2---61987#ABA640,0112-2---61987#ABA574,0112-2---61987#ABA910,0112-2---61987#ABA917,0112-2---61987#ABC960,0112-2---61987#ABH398,0112-2---61987#ABC861,0112-2---61987#ABA178,0112-2---61987#ABA179,0112-2---61987#ABA559,0112-2---61987#ABB502,0112-2---61987#ABA158,0112-2---61987#ABA589,0112-2---61987#ABD005,0112-2---61987#ABB393
0112/2///61987#ABG064 | 001 | 01 | 0112/2///61987#ABG064#001 | Type of auxiliary input [15] |  |  |  | administration block for polymorphism acting as proxy for the selected auxiliary input type |  | Polymorphic element: ABG064, Id: 4 |  |  | ITEM_CLASS | [5 empty] | 0112/2///61987#ABG053 - Auxiliary input [15] |  |  |  | Standard |  | IEC 61987 | IEC | 2018-03-28 | 2014-12-17 | 2018-03-20 | 2018-03-20 |  | SC65E – IEC 61987 | C00018 | 001-01 (2018-03-28 07:26:07 by BATCH 00000762) standard | 0112/2///61987#ABV501 | https://cdd.iec.ch/CDD/IEC61987/iec61987.nsf/Classes/0112-2---61987%23ABG064 | https://cdd.iec.ch/cdd/iec61987/iec61987.nsf/PropertiesAllVersions/0112-2---61987%23ABU882,https://cdd.iec.ch/cdd/iec61987/iec61987.nsf/PropertiesAllVersions/0112-2---61987%23ABU965,https://cdd.iec.ch/cdd/iec61987/iec61987.nsf/PropertiesAllVersions/0112-2---61987%23ABU966,https://cdd.iec.ch/cdd/iec61987/iec61987.nsf/PropertiesAllVersions/0112-2---61987%23ABU968,https://cdd.iec.ch/cdd/iec61987/iec61987.nsf/PropertiesAllVersions/0112-2---61987%23ABU969,https://cdd.iec.ch/cdd/iec61987/iec61987.nsf/PropertiesAllVersions/0112-2---61987%23ABU970,https://cdd.iec.ch/cdd/iec61987/iec61987.nsf/PropertiesAllVersions/0112-2---61987%23ABU972,https://cdd.iec.ch/cdd/iec61987/iec61987.nsf/PropertiesAllVersions/0112-2---61987%23ABU973 | 0112-2---61987#ABU966,0112-2---61987#ABU968,0112-2---61987#ABU969,0112-2---61987#ABU970,0112-2---61987#ABU972,0112-2---61987#ABU973,0112-2---61987#ABU882,0112-2---61987#ABU965
0112/2///61987#ABA666 | 003 | 01 | 0112/2///61987#ABA666#003 | Diaphragm pressure gauge |  |  |  | gauge pressure gauge that uses the movement of a diaphragm to measure and indicate gauge pressure |  |  |  |  | ITEM_CLASS |  |  |  |  | 0112/2///61987#ABU134 - reference to Operating LOP for pressure measuring equipment0112/2///61987#ABU421 - reference to Device LOP for absolute pressure/gauge pressure gauge |  |  |  |  | Standard |  |  |  | 2018-03-28 | 2013-08-27 | 2016-05-24 | 2016-05-24 |  | SC65E – IEC 61987 | C00004 |  | 0112/2///61987#ABA662 | https://cdd.iec.ch/CDD/IEC61987/iec61987.nsf/Classes/0112-2---61987%23ABA666 |  | 0112-2---61987#ABU421
0112/2///61987#ABA731 | 002 | 01 | 0112/2///61987#ABA731#002 | Proximity switch |  |  |  | position switch that detects the proximity of a moving object without mechanical contact with it |  |  |  |  | ITEM_CLASS | [9 empty] | Standard |  |  |  | 2018-03-28 | 2013-08-27 | 2016-05-24 | 2016-05-24 |  | SC65E – IEC 61987 | C00004 |  | 0112/2///61987#ABA728 | https://cdd.iec.ch/CDD/IEC61987/iec61987.nsf/Classes/0112-2---61987%23ABA731
0112/2///61987#ABD383 | 001 | 01 | 0112/2///61987#ABD383#001 | Diffuser |  |  |  | flow modification accessory that comprises a perforated plate, tube insert or similar construction of a fixed area that is mounted downstream of the valve body assembly | It is used, for example, to reduce the noise level produced by a valve or to reduce the pressure drop of a valve. |  |  |  | ITEM_CLASS |  |  |  |  | 0112/2///61987#ABE657 - reference to Operating LOP for flow modification accessory |  |  |  |  | Standard |  |  |  | 2018-03-28 | 2013-09-02 | 2018-03-20 | 2018-03-20 |  | SC65E – IEC 61987 | C00019 | 001-01 (2018-03-28 07:25:59 by BATCH 00000762) standard | 0112/2///61987#ABD381 | https://cdd.iec.ch/CDD/IEC61987/iec61987.nsf/Classes/0112-2---61987%23ABD383 | https://cdd.iec.ch/cdd/iec61987/iec61987.nsf/PropertiesAllVersions/0112-2---61987%23ABE623 | 0112-2---61987#ABE623,0112-2---61987#ABE657
0112/2///61987#ABO014 | 001 | 01 | 0112/2///61987#ABO014#001 | Pneumatic/hydraulic-to-electric converter |  |  |  | pneumatic/hydraulic signal converter that converts a pneumatic/hydraulic input signal to an electrical (e.g. current, voltage) output signal |  |  |  |  | ITEM_CLASS |  |  |  |  | 0112/2///61987#ABP285 - reference to Operating LOP for infrastructure devices |  |  |  | true | Standard |  | IEC 61987-31 | IEC | 2022-10-26 | 2022-10-26 | 2022-10-26 | 2022-10-26 |  | IEC/SC 65E | C00127 | 001-01 (2022-10-26 07:15:16 by BATCH 00000802) standard | 0112/2///61987#ABO012 | https://cdd.iec.ch/CDD/IEC61987/iec61987.nsf/Classes/0112-2---61987%23ABO014
0112/2///61987#ABC222 | 001 | 02 | 0112/2///61987#ABC222#001 | Electromagnetic compatibility |  |  |  | properties characterizing the electromagnetic compatibility of a device or the requirements to the electromagnetic compatibility |  |  | IEC 61000-4, IEC 61326-1 |  | ITEM_CLASS | [5 empty] | 0112/2///61987#ABC449 - Normal environmental conditions0112/2///61987#ABC450 - Normal environmental design conditions0112/2///61987#ABD509 - Normal environmental conditions [1]0112/2///61987#ABE367 - Normal environmental conditions [4] |  |  |  | Standard |  |  |  | 2018-03-28 | 2013-08-27 | 2013-08-27 | 2014-06-18 |  | SC65E – IEC 61987 | C00004 |  | 0112/2///61987#ABV501 | https://cdd.iec.ch/CDD/IEC61987/iec61987.nsf/Classes/0112-2---61987%23ABC222 | https://cdd.iec.ch/cdd/iec61987/iec61987.nsf/PropertiesAllVersions/0112-2---61987%23ABA093,https://cdd.iec.ch/cdd/iec61987/iec61987.nsf/PropertiesAllVersions/0112-2---61987%23ABA094,https://cdd.iec.ch/cdd/iec61987/iec61987.nsf/PropertiesAllVersions/0112-2---61987%23ABA095,https://cdd.iec.ch/cdd/iec61987/iec61987.nsf/PropertiesAllVersions/0112-2---61987%23ABA096,https://cdd.iec.ch/cdd/iec61987/iec61987.nsf/PropertiesAllVersions/0112-2---61987%23ABA097,https://cdd.iec.ch/cdd/iec61987/iec61987.nsf/PropertiesAllVersions/0112-2---61987%23ABA098,https://cdd.iec.ch/cdd/iec61987/iec61987.nsf/PropertiesAllVersions/0112-2---61987%23ABA100 | 0112-2---61987#ABA095,0112-2---61987#ABA096,0112-2---61987#ABA097,0112-2---61987#ABA098,0112-2---61987#ABA100,0112-2---61987#ABA093,0112-2---61987#ABA094
0112/2///61987#ABC302 | 001 | 02 | 0112/2///61987#ABC302#001 | Insertion ultrasonic flowmeter |  |  |  | properties characterizing an insertion-type ultrasonic flowmeter |  | 17 ABC302.17 |  |  | ITEM_CLASS | [5 empty] | 0112/2///61987#ABC644 - Structural design of an ultrasonic flow transmitter |  |  |  | Standard |  |  |  | 2018-03-28 | 2013-08-27 | 2013-08-27 | 2014-06-18 |  | SC65E – IEC 61987 | C00004 |  | 0112/2///61987#ABV501 | https://cdd.iec.ch/CDD/IEC61987/iec61987.nsf/Classes/0112-2---61987%23ABC302 | https://cdd.iec.ch/cdd/iec61987/iec61987.nsf/PropertiesAllVersions/0112-2---61987%23ABB488,https://cdd.iec.ch/cdd/iec61987/iec61987.nsf/PropertiesAllVersions/0112-2---61987%23ABB486,https://cdd.iec.ch/cdd/iec61987/iec61987.nsf/PropertiesAllVersions/0112-2---61987%23ABB130,https://cdd.iec.ch/cdd/iec61987/iec61987.nsf/PropertiesAllVersions/0112-2---61987%23ABB487,https://cdd.iec.ch/cdd/iec61987/iec61987.nsf/PropertiesAllVersions/0112-2---61987%23ABB489,https://cdd.iec.ch/cdd/iec61987/iec61987.nsf/PropertiesAllVersions/0112-2---61987%23ABB490,https://cdd.iec.ch/cdd/iec61987/iec61987.nsf/PropertiesAllVersions/0112-2---61987%23ABB491,https://cdd.iec.ch/cdd/iec61987/iec61987.nsf/PropertiesAllVersions/0112-2---61987%23ABB007,https://cdd.iec.ch/cdd/iec61987/iec61987.nsf/PropertiesAllVersions/0112-2---61987%23ABA558,https://cdd.iec.ch/cdd/iec61987/iec61987.nsf/PropertiesAllVersions/0112-2---61987%23ABA179,https://cdd.iec.ch/cdd/iec61987/iec61987.nsf/PropertiesAllVersions/0112-2---61987%23ABB386,https://cdd.iec.ch/cdd/iec61987/iec61987.nsf/PropertiesAllVersions/0112-2---61987%23ABD030,https://cdd.iec.ch/cdd/iec61987/iec61987.nsf/PropertiesAllVersions/0112-2---61987%23ABD022,https://cdd.iec.ch/cdd/iec61987/iec61987.nsf/PropertiesAllVersions/0112-2---61987%23ABD021 | 0112-2---61987#ABB489,0112-2---61987#ABB386,0112-2---61987#ABD030,0112-2---61987#ABB488,0112-2---61987#ABB490,0112-2---61987#ABB491,0112-2---61987#ABD021,0112-2---61987#ABB487,0112-2---61987#ABA558,0112-2---61987#ABA179,0112-2---61987#ABD022,0112-2---61987#ABB486,0112-2---61987#ABB130,0112-2---61987#ABB007
0112/2///61987#ABF921 | 001 | 01 | 0112/2///61987#ABF921#001 | Input [14] |  |  |  | properties characterizing a measured variable, the size of which is to be acquired and indicated by the measurement as well as any auxiliary signal inputs |  |  | from IEC 61987-1, 5.4 |  | ITEM_CLASS | [5 empty] | 0112/2///61987#ABE739 - Device LOP for float level transmitter/switch0112/2///61987#ABE740 - Device LOP for hydrostatic pressure level transmitter |  |  |  | Standard |  | IEC 61987 | IEC | 2018-03-28 | 2014-12-17 | 2018-03-20 | 2018-03-20 |  | SC65E – IEC 61987 | C00018 | 001-01 (2018-03-28 07:26:06 by BATCH 00000762) standard | 0112/2///61987#ABV501 | https://cdd.iec.ch/CDD/IEC61987/iec61987.nsf/Classes/0112-2---61987%23ABF921 | https://cdd.iec.ch/cdd/iec61987/iec61987.nsf/PropertiesAllVersions/0112-2---61987%23ABB065,https://cdd.iec.ch/cdd/iec61987/iec61987.nsf/PropertiesAllVersions/0112-2---61987%23ABG503,https://cdd.iec.ch/cdd/iec61987/iec61987.nsf/PropertiesAllVersions/0112-2---61987%23ABA340,https://cdd.iec.ch/cdd/iec61987/iec61987.nsf/PropertiesAllVersions/0112-2---61987%23ABG613 | 0112-2---61987#ABB065,0112-2---61987#ABG503,0112-2---61987#ABA340,0112-2---61987#ABG613
0112/2///61987#ABH233 | 001 | 01 | 0112/2///61987#ABH233#001 | Dimensions of target |  |  |  | properties characterizing the dimensions of the target for a radiation thermometer |  |  |  |  | ITEM_CLASS | [5 empty] | 0112/2///61987#ABH258 - Radiation thermometer parameters |  |  |  | Standard |  | IEC 61987 | IEC | 2018-03-28 | 2014-12-17 | 2016-05-24 | 2016-05-24 |  | SC65E – IEC 61987 | C00019 | 001-01 (2018-03-28 07:26:12 by BATCH 00000762) standard | 0112/2///61987#ABV501 | https://cdd.iec.ch/CDD/IEC61987/iec61987.nsf/Classes/0112-2---61987%23ABH233 | https://cdd.iec.ch/cdd/iec61987/iec61987.nsf/PropertiesAllVersions/0112-2---61987%23ABB952,https://cdd.iec.ch/cdd/iec61987/iec61987.nsf/PropertiesAllVersions/0112-2---61987%23ABH234,https://cdd.iec.ch/cdd/iec61987/iec61987.nsf/PropertiesAllVersions/0112-2---61987%23ABH235,https://cdd.iec.ch/cdd/iec61987/iec61987.nsf/PropertiesAllVersions/0112-2---61987%23ABA640,https://cdd.iec.ch/cdd/iec61987/iec61987.nsf/PropertiesAllVersions/0112-2---61987%23ABH236,https://cdd.iec.ch/cdd/iec61987/iec61987.nsf/PropertiesAllVersions/0112-2---61987%23ABH237,https://cdd.iec.ch/cdd/iec61987/iec61987.nsf/PropertiesAllVersions/0112-2---61987%23ABA574,https://cdd.iec.ch/cdd/iec61987/iec61987.nsf/PropertiesAllVersions/0112-2---61987%23ABH238,https://cdd.iec.ch/cdd/iec61987/iec61987.nsf/PropertiesAllVersions/0112-2---61987%23ABH239,https://cdd.iec.ch/cdd/iec61987/iec61987.nsf/PropertiesAllVersions/0112-2---61987%23ABF020 | 0112-2---61987#ABB952,0112-2---61987#ABH234,0112-2---61987#ABH235,0112-2---61987#ABH237,0112-2---61987#ABA574,0112-2---61987#ABH239,0112-2---61987#ABF020,0112-2---61987#ABA640,0112-2---61987#ABH236,0112-2---61987#ABH238
0112/2///61987#ABI734 | 001 | 01 | 0112/2///61987#ABI734#001 | DISCRETE_SETPOINT |  |  |  | properties characterizing a discrete target value |  |  |  |  | ITEM_CLASS | [5 empty] | 0112/2///61987#ABI752 - On-off actuation technology block |  |  |  | Standard |  |  |  | 2019-03-08 | 2017-12-07 | 2019-03-08 | 2019-03-08 |  | SC65E – IEC 61987 | C00018 | 001-01 (2019-03-08 15:35:13 by BATCH 00000766) standard | 0112/2///61987#ABV501 | https://cdd.iec.ch/CDD/IEC61987/iec61987.nsf/Classes/0112-2---61987%23ABI734 | https://cdd.iec.ch/cdd/iec61987/iec61987.nsf/PropertiesAllVersions/0112-2---61987%23ABI608,https://cdd.iec.ch/cdd/iec61987/iec61987.nsf/PropertiesAllVersions/0112-2---61987%23ABJ633 | 0112-2---61987#ABI608,0112-2---61987#ABJ633
0112/2///61987#ABP027 | 001 | 01 | 0112/2///61987#ABP027#001 | Digital to analog conversion |  |  |  | properties characterizing the conversion of a digital to an analog signal |  |  |  |  | ITEM_CLASS | [5 empty] | 0112/2///61987#ABC091 - Analog current output parameters0112/2///61987#ABC099 - Analog voltage output parameters |  |  | false | Standard |  | IEC 61987 | IEC | 2023-01-23 | 2023-01-23 | 2023-01-23 | 2023-01-23 |  | IEC/SC 65E | C00128 | 001-01 (2023-01-23 14:53:33 by BATCH 00000807) standard | 0112/2///61987#ABV501 | https://cdd.iec.ch/CDD/IEC61987/iec61987.nsf/Classes/0112-2---61987%23ABP027 | https://cdd.iec.ch/cdd/iec61987/iec61987.nsf/PropertiesAllVersions/0112-2---61987%23ABP169,https://cdd.iec.ch/cdd/iec61987/iec61987.nsf/PropertiesAllVersions/0112-2---61987%23ABP107 | 0112-2---61987#ABP169,0112-2---61987#ABP107
0112/2///61987#ABC208 | 001 | 02 | 0112/2///61987#ABC208#001 | Displayed variable |  |  |  | properties characterizing a variable that can be displayed by a device |  |  |  |  | ITEM_CLASS | [5 empty] | 0112/2///61987#ABC205 - Display |  |  |  | Standard |  |  |  | 2018-03-28 | 2013-08-27 | 2013-08-27 | 2014-06-18 |  | SC65E – IEC 61987 | C00004 |  | 0112/2///61987#ABV501 | https://cdd.iec.ch/CDD/IEC61987/iec61987.nsf/Classes/0112-2---61987%23ABC208 | https://cdd.iec.ch/cdd/iec61987/iec61987.nsf/PropertiesAllVersions/0112-2---61987%23ABB271,https://cdd.iec.ch/cdd/iec61987/iec61987.nsf/PropertiesAllVersions/0112-2---61987%23ABA577,https://cdd.iec.ch/cdd/iec61987/iec61987.nsf/PropertiesAllVersions/0112-2---61987%23ABB585,https://cdd.iec.ch/cdd/iec61987/iec61987.nsf/PropertiesAllVersions/0112-2---61987%23ABA968 | 0112-2---61987#ABB271,0112-2---61987#ABA577,0112-2---61987#ABB585,0112-2---61987#ABA968
0112/2///61987#ABC386 | 001 | 02 | 0112/2///61987#ABC386#001 | Material of ring |  |  |  | properties characterizing the material of the seal used to seal the orifice plate |  |  |  |  | ITEM_CLASS | [5 empty] | 0112/2///61987#ABC244 - Flow nozzle0112/2///61987#ABC465 - Orifice plate and holder |  |  |  | Standard |  |  |  | 2018-03-28 | 2013-08-27 | 2013-08-27 | 2014-06-18 |  | SC65E – IEC 61987 | C00019 |  | 0112/2///61987#ABV501 | https://cdd.iec.ch/CDD/IEC61987/iec61987.nsf/Classes/0112-2---61987%23ABC386 | https://cdd.iec.ch/cdd/iec61987/iec61987.nsf/PropertiesAllVersions/0112-2---61987%23ABB455,https://cdd.iec.ch/cdd/iec61987/iec61987.nsf/PropertiesAllVersions/0112-2---61987%23ABI460,https://cdd.iec.ch/cdd/iec61987/iec61987.nsf/PropertiesAllVersions/0112-2---61987%23ABA908,https://cdd.iec.ch/cdd/iec61987/iec61987.nsf/PropertiesAllVersions/0112-2---61987%23ABA907 | 0112-2---61987#ABB455,0112-2---61987#ABI460,0112-2---61987#ABA908,0112-2---61987#ABA907
0112/2///61987#ABF641 | 001 | 01 | 0112/2///61987#ABF641#001 | Material of ultrasonic sensor head |  |  |  | properties characterizing the material of which the primary head of an ultrasonic density transmitter is made |  |  |  |  | ITEM_CLASS | [5 empty] | 0112/2///61987#ABF640 - Inline ultrasonic density transmitter0112/2///61987#ABF642 - Insertion ultrasonic density transmitter |  |  |  | Standard |  | IEC 61987 | IEC | 2018-03-28 | 2018-03-28 | 2018-03-28 | 2018-03-28 |  | SC65E – IEC 61987 | C00018 | 001-01 (2018-03-28 07:26:06 by BATCH 00000762) standard | 0112/2///61987#ABV501 | https://cdd.iec.ch/CDD/IEC61987/iec61987.nsf/Classes/0112-2---61987%23ABF641 | https://cdd.iec.ch/cdd/iec61987/iec61987.nsf/PropertiesAllVersions/0112-2---61987%23ABB455,https://cdd.iec.ch/cdd/iec61987/iec61987.nsf/PropertiesAllVersions/0112-2---61987%23ABI460,https://cdd.iec.ch/cdd/iec61987/iec61987.nsf/PropertiesAllVersions/0112-2---61987%23ABA908,https://cdd.iec.ch/cdd/iec61987/iec61987.nsf/PropertiesAllVersions/0112-2---61987%23ABA907 | 0112-2---61987#ABA907,0112-2---61987#ABB455,0112-2---61987#ABI460,0112-2---61987#ABA908
0112/2///61987#ABD343 | 001 | 01 | 0112/2///61987#ABD343#001 | Valve with linear motion |  |  |  | valve with a closure member that is moved linearly into or away from a seat to modulate the flow |  |  | ANSI/ISA-75.05.01-2000¦3.36.5 |  | ITEM_CLASS |  |  |  |  | 0112/2///61987#ABU515 - reference to Operating LOP for valve body assembly and process pressure regulator |  |  |  |  | Standard |  |  |  | 2018-03-28 | 2013-09-02 | 2016-05-02 | 2016-05-02 |  | SC65E – IEC 61987 | C00009 | 001-01 (2018-03-28 07:25:59 by BATCH 00000762) standard | 0112/2///61987#ABD342 | https://cdd.iec.ch/CDD/IEC61987/iec61987.nsf/Classes/0112-2---61987%23ABD343 |  | 0112-2---61987#ABU515
0112/2///61987#ABC081 | 005 | 01 | 0112/2///61987#ABC081#005 | Adjustment |  |  |  | properties characterizing the means provided for the adjustment of a device |  |  |  |  | ITEM_CLASS | [5 empty] | 0112/2///61987#ABC458 - Operability0112/2///61987#ABE712 - Operability [2]0112/2///61987#ABE714 - Operability [3] |  |  |  | Standard |  |  |  | 2018-03-28 | 2013-08-27 | 2018-03-20 | 2018-03-20 |  | SC65E – IEC 61987 | C00004 |  | 0112/2///61987#ABV501 | https://cdd.iec.ch/CDD/IEC61987/iec61987.nsf/Classes/0112-2---61987%23ABC081 | https://cdd.iec.ch/cdd/iec61987/iec61987.nsf/PropertiesAllVersions/0112-2---61987%23ABB783,https://cdd.iec.ch/cdd/iec61987/iec61987.nsf/PropertiesAllVersions/0112-2---61987%23ABC959 | 0112-2---61987#ABB783,0112-2---61987#ABC959
0112/2///61987#ABD967 | 001 | 02 | 0112/2///61987#ABD967#001 | Parameters of valve body assembly [3] |  |  |  | properties characterizing the configuration of a valve according to its specific values |  |  |  |  | ITEM_CLASS | [5 empty] | 0112/2///61987#ABE314 - Device LOP for butterfly valve0112/2///61987#ABE315 - Device LOP for eccentric plug valve0112/2///61987#ABE316 - Device LOP for plug valve0112/2///61987#ABE317 - Device LOP for ball valve |  |  |  | Standard |  |  |  | 2018-03-28 | 2013-09-02 | 2013-09-02 | 2014-06-18 |  | SC65E – IEC 61987 | C00009 |  | 0112/2///61987#ABV501 | https://cdd.iec.ch/CDD/IEC61987/iec61987.nsf/Classes/0112-2---61987%23ABD967 | https://cdd.iec.ch/cdd/iec61987/iec61987.nsf/PropertiesAllVersions/0112-2---61987%23ABD661,https://cdd.iec.ch/cdd/iec61987/iec61987.nsf/PropertiesAllVersions/0112-2---61987%23ABD642,https://cdd.iec.ch/cdd/iec61987/iec61987.nsf/PropertiesAllVersions/0112-2---61987%23ABD621,https://cdd.iec.ch/cdd/iec61987/iec61987.nsf/PropertiesAllVersions/0112-2---61987%23ABD696,https://cdd.iec.ch/cdd/iec61987/iec61987.nsf/PropertiesAllVersions/0112-2---61987%23ABD695,https://cdd.iec.ch/cdd/iec61987/iec61987.nsf/PropertiesAllVersions/0112-2---61987%23ABD666,https://cdd.iec.ch/cdd/iec61987/iec61987.nsf/PropertiesAllVersions/0112-2---61987%23ABD597,https://cdd.iec.ch/cdd/iec61987/iec61987.nsf/PropertiesAllVersions/0112-2---61987%23ABD600,https://cdd.iec.ch/cdd/iec61987/iec61987.nsf/PropertiesAllVersions/0112-2---61987%23ABD699,https://cdd.iec.ch/cdd/iec61987/iec61987.nsf/PropertiesAllVersions/0112-2---61987%23ABD551,https://cdd.iec.ch/cdd/iec61987/iec61987.nsf/PropertiesAllVersions/0112-2---61987%23ABD539,https://cdd.iec.ch/cdd/iec61987/iec61987.nsf/PropertiesAllVersions/0112-2---61987%23ABD588,https://cdd.iec.ch/cdd/iec61987/iec61987.nsf/PropertiesAllVersions/0112-2---61987%23ABD587,https://cdd.iec.ch/cdd/iec61987/iec61987.nsf/PropertiesAllVersions/0112-2---61987%23ABD586,https://cdd.iec.ch/cdd/iec61987/iec61987.nsf/PropertiesAllVersions/0112-2---61987%23ABD585,https://cdd.iec.ch/cdd/iec61987/iec61987.nsf/PropertiesAllVersions/0112-2---61987%23ABD572,https://cdd.iec.ch/cdd/iec61987/iec61987.nsf/PropertiesAllVersions/0112-2---61987%23ABD689,https://cdd.iec.ch/cdd/iec61987/iec61987.nsf/PropertiesAllVersions/0112-2---61987%23ABD552,https://cdd.iec.ch/cdd/iec61987/iec61987.nsf/PropertiesAllVersions/0112-2---61987%23ABD559,https://cdd.iec.ch/cdd/iec61987/iec61987.nsf/PropertiesAllVersions/0112-2---61987%23ABD667,https://cdd.iec.ch/cdd/iec61987/iec61987.nsf/PropertiesAllVersions/0112-2---61987%23ABE059 | 0112-2---61987#ABD586,0112-2---61987#ABD585,0112-2---61987#ABD572,0112-2---61987#ABD552,0112-2---61987#ABD666,0112-2---61987#ABD539,0112-2---61987#ABD689,0112-2---61987#ABD559,0112-2---61987#ABE059,0112-2---61987#ABD642,0112-2---61987#ABD551,0112-2---61987#ABD695,0112-2---61987#ABD597,0112-2---61987#ABD600,0112-2---61987#ABD699,0112-2---61987#ABD588,0112-2---61987#ABD621,0112-2---61987#ABD696,0112-2---61987#ABD667,0112-2---61987#ABD661,0112-2---61987#ABD587
0112/2///61987#ABG204 | 002 | 01 | 0112/2///61987#ABG204#002 | Manufacturer-specific output [11] |  |  |  | properties characterizing a manufacturer-specific output |  | Polymorphic element: ABG204, Id: 2 |  |  | ITEM_CLASS | [5 empty] | 0112/2///61987#ABG145 - Type of output [15]0112/2///61987#ABG154 - Type of output [24] |  |  | false | Standard |  | IEC 61987 | IEC | 2022-12-09 | 2017-12-07 | 2022-12-09 | 2022-12-09 |  | IEC/SC 65E | C00112 |  | 0112/2///61987#ABV501 | https://cdd.iec.ch/CDD/IEC61987/iec61987.nsf/Classes/0112-2---61987%23ABG204 | https://cdd.iec.ch/cdd/iec61987/iec61987.nsf/PropertiesAllVersions/0112-2---61987%23ABB631,https://cdd.iec.ch/cdd/iec61987/iec61987.nsf/PropertiesAllVersions/0112-2---61987%23ABU879,https://cdd.iec.ch/cdd/iec61987/iec61987.nsf/PropertiesAllVersions/0112-2---61987%23ABC965 | 0112-2---61987#ABB631,0112-2---61987#ABU879,0112-2---61987#ABC965
0112/2///61987#ABJ608 | 001 | 01 | 0112/2///61987#ABJ608#001 | SENSOR_SIGNAL |  |  |  | properties characterizing the input to a technology block provided by a sensor |  |  |  |  | ITEM_CLASS | [5 empty] | 0112/2///61987#ABH843 - Flow technology block0112/2///61987#ABH849 - Level technology block0112/2///61987#ABH867 - Pressure technology block0112/2///61987#ABI807 - Density technology block0112/2///61987#ABJ614 - SENSOR_INPUT0112/2///61987#ABJ615 - Other measurement technology block |  |  |  | Standard |  |  |  | 2019-03-08 | 2017-12-07 | 2019-03-08 | 2019-03-08 |  | SC65E – IEC 61987 | C00018 | 001-01 (2019-03-08 15:35:13 by BATCH 00000766) standard | 0112/2///61987#ABV501 | https://cdd.iec.ch/CDD/IEC61987/iec61987.nsf/Classes/0112-2---61987%23ABJ608 | https://cdd.iec.ch/cdd/iec61987/iec61987.nsf/PropertiesAllVersions/0112-2---61987%23ABJ101,https://cdd.iec.ch/cdd/iec61987/iec61987.nsf/PropertiesAllVersions/0112-2---61987%23ABI593,https://cdd.iec.ch/cdd/iec61987/iec61987.nsf/PropertiesAllVersions/0112-2---61987%23ABH946,https://cdd.iec.ch/cdd/iec61987/iec61987.nsf/PropertiesAllVersions/0112-2---61987%23ABI103,https://cdd.iec.ch/cdd/iec61987/iec61987.nsf/PropertiesAllVersions/0112-2---61987%23ABI100,https://cdd.iec.ch/cdd/iec61987/iec61987.nsf/PropertiesAllVersions/0112-2---61987%23ABJ666 | 0112-2---61987#ABJ101,0112-2---61987#ABI593,0112-2---61987#ABH946,0112-2---61987#ABI103,0112-2---61987#ABI100,0112-2---61987#ABJ666
0112/2///61987#ABC133 | 003 | 01 | 0112/2///61987#ABC133#003 | Auxiliary input [8] |  |  |  | properties characterizing a device auxiliary input that acquires values from external instrumentation |  |  |  |  | ITEM_CLASS | [5 empty] | 0112/2///61987#ABC297 - Input [8] |  |  | false | Standard |  | IEC 61987 | IEC | 2022-12-09 | 2017-12-07 | 2022-12-09 | 2022-12-09 |  | IEC/SC 65E | C00112 |  | 0112/2///61987#ABV501 | https://cdd.iec.ch/CDD/IEC61987/iec61987.nsf/Classes/0112-2---61987%23ABC133 | https://cdd.iec.ch/cdd/iec61987/iec61987.nsf/PropertiesAllVersions/0112-2---61987%23ABB271,https://cdd.iec.ch/cdd/iec61987/iec61987.nsf/PropertiesAllVersions/0112-2---61987%23ABA577,https://cdd.iec.ch/cdd/iec61987/iec61987.nsf/PropertiesAllVersions/0112-2---61987%23ABB095,https://cdd.iec.ch/cdd/iec61987/iec61987.nsf/PropertiesAllVersions/0112-2---61987%23ABA342,https://cdd.iec.ch/cdd/iec61987/iec61987.nsf/PropertiesAllVersions/0112-2---61987%23ABU223 | 0112-2---61987#ABB095,0112-2---61987#ABA342,0112-2---61987#ABU223,0112-2---61987#ABB271,0112-2---61987#ABA577
0112/2///61987#ABC432 | 002 | 01 | 0112/2///61987#ABC432#002 | Mechanical and electrical construction [ultrasonic flow transmitter] |  |  |  | properties characterizing the constructional details of the device and its parts |  |  | IEC 61987-1, 5.8 |  | ITEM_CLASS | [5 empty] | 0112/2///61987#ABA019 - Device LOP for ultrasonic flow transmitter |  |  |  | Standard |  |  |  | 2018-03-28 | 2013-08-27 | 2016-05-24 | 2016-05-24 |  | SC65E – IEC 61987 | C00004 |  | 0112/2///61987#ABV501 | https://cdd.iec.ch/CDD/IEC61987/iec61987.nsf/Classes/0112-2---61987%23ABC432 | https://cdd.iec.ch/cdd/iec61987/iec61987.nsf/PropertiesAllVersions/0112-2---61987%23ABD114,https://cdd.iec.ch/cdd/iec61987/iec61987.nsf/PropertiesAllVersions/0112-2---61987%23ABD239,https://cdd.iec.ch/cdd/iec61987/iec61987.nsf/PropertiesAllVersions/0112-2---61987%23ABB139,https://cdd.iec.ch/cdd/iec61987/iec61987.nsf/PropertiesAllVersions/0112-2---61987%23ABC862,https://cdd.iec.ch/cdd/iec61987/iec61987.nsf/PropertiesAllVersions/0112-2---61987%23ABC789 | 0112-2---61987#ABD114,0112-2---61987#ABD239,0112-2---61987#ABB139,0112-2---61987#ABC862,0112-2---61987#ABC789
0112/2///61987#ABD907 | 001 | 02 | 0112/2///61987#ABD907#001 | Material of disc sealing edge |  |  |  | properties characterizing the material of which a disc sealing edge is made |  |  |  |  | ITEM_CLASS | [5 empty] | - |  |  |  | Standard |  |  |  | 2018-03-28 | 2013-09-02 | 2013-09-02 | 2014-06-18 |  | SC65E – IEC 61987 | C00009 |  | 0112/2///61987#ABV501 | https://cdd.iec.ch/CDD/IEC61987/iec61987.nsf/Classes/0112-2---61987%23ABD907 | https://cdd.iec.ch/cdd/iec61987/iec61987.nsf/PropertiesAllVersions/0112-2---61987%23ABB455,https://cdd.iec.ch/cdd/iec61987/iec61987.nsf/PropertiesAllVersions/0112-2---61987%23ABI460,https://cdd.iec.ch/cdd/iec61987/iec61987.nsf/PropertiesAllVersions/0112-2---61987%23ABA908,https://cdd.iec.ch/cdd/iec61987/iec61987.nsf/PropertiesAllVersions/0112-2---61987%23ABA907 | 0112-2---61987#ABB455,0112-2---61987#ABI460,0112-2---61987#ABA908,0112-2---61987#ABA907
0112/2///61987#ABH637 | 001 | 01 | 0112/2///61987#ABH637#001 | Calibration point of temperature |  |  |  | properties characterizing the calibration of output values of a single temperature input value |  |  |  |  | ITEM_CLASS | [5 empty] | 0112/2///61987#ABH619 - Calibration of temperature |  |  |  | Standard |  |  |  | 2019-03-08 | 2017-12-07 | 2019-03-08 | 2019-03-08 |  | SC65E – IEC 61987 | C00018 | 001-01 (2019-03-08 15:35:12 by BATCH 00000766) standard | 0112/2///61987#ABV501 | https://cdd.iec.ch/CDD/IEC61987/iec61987.nsf/Classes/0112-2---61987%23ABH637 | https://cdd.iec.ch/cdd/iec61987/iec61987.nsf/PropertiesAllVersions/0112-2---61987%23ABH564,https://cdd.iec.ch/cdd/iec61987/iec61987.nsf/PropertiesAllVersions/0112-2---61987%23ABH546,https://cdd.iec.ch/cdd/iec61987/iec61987.nsf/PropertiesAllVersions/0112-2---61987%23ABH767 | 0112-2---61987#ABH564,0112-2---61987#ABH546,0112-2---61987#ABH767
0112/2///61987#ABA752 | 002 | 01 | 0112/2///61987#ABA752#002 | Accelerometer |  |  |  | transmitter that outputs a signal representative of an acceleration |  |  |  |  | ITEM_CLASS | [9 empty] | Standard |  |  |  | 2018-03-28 | 2013-08-27 | 2016-05-24 | 2016-05-24 |  | SC65E – IEC 61987 | C00004 |  | 0112/2///61987#ABA751 | https://cdd.iec.ch/CDD/IEC61987/iec61987.nsf/Classes/0112-2---61987%23ABA752
0112/2///61987#ABC103 | 001 | 02 | 0112/2///61987#ABC103#001 | Aqueous phase |  |  |  | properties characterizing an aqueous phase of a fluid |  | 1 ABC103.1 |  |  | ITEM_CLASS | [5 empty] | 0112/2///61987#ABC510 - Phase [flow] |  |  |  | Standard |  |  |  | 2018-03-28 | 2013-08-27 | 2013-08-27 | 2014-06-18 |  | SC65E – IEC 61987 | C00004 |  | 0112/2///61987#ABV501 | https://cdd.iec.ch/CDD/IEC61987/iec61987.nsf/Classes/0112-2---61987%23ABC103 | https://cdd.iec.ch/cdd/iec61987/iec61987.nsf/PropertiesAllVersions/0112-2---61987%23ABB296,https://cdd.iec.ch/cdd/iec61987/iec61987.nsf/PropertiesAllVersions/0112-2---61987%23ABB011,https://cdd.iec.ch/cdd/iec61987/iec61987.nsf/PropertiesAllVersions/0112-2---61987%23ABB304,https://cdd.iec.ch/cdd/iec61987/iec61987.nsf/PropertiesAllVersions/0112-2---61987%23ABB290,https://cdd.iec.ch/cdd/iec61987/iec61987.nsf/PropertiesAllVersions/0112-2---61987%23ABB291,https://cdd.iec.ch/cdd/iec61987/iec61987.nsf/PropertiesAllVersions/0112-2---61987%23ABB292,https://cdd.iec.ch/cdd/iec61987/iec61987.nsf/PropertiesAllVersions/0112-2---61987%23ABA946,https://cdd.iec.ch/cdd/iec61987/iec61987.nsf/PropertiesAllVersions/0112-2---61987%23ABA557,https://cdd.iec.ch/cdd/iec61987/iec61987.nsf/PropertiesAllVersions/0112-2---61987%23ABB297,https://cdd.iec.ch/cdd/iec61987/iec61987.nsf/PropertiesAllVersions/0112-2---61987%23ABB298,https://cdd.iec.ch/cdd/iec61987/iec61987.nsf/PropertiesAllVersions/0112-2---61987%23ABB299,https://cdd.iec.ch/cdd/iec61987/iec61987.nsf/PropertiesAllVersions/0112-2---61987%23ABB067,https://cdd.iec.ch/cdd/iec61987/iec61987.nsf/PropertiesAllVersions/0112-2---61987%23ABB300,https://cdd.iec.ch/cdd/iec61987/iec61987.nsf/PropertiesAllVersions/0112-2---61987%23ABB180,https://cdd.iec.ch/cdd/iec61987/iec61987.nsf/PropertiesAllVersions/0112-2---61987%23ABB301,https://cdd.iec.ch/cdd/iec61987/iec61987.nsf/PropertiesAllVersions/0112-2---61987%23ABA561,https://cdd.iec.ch/cdd/iec61987/iec61987.nsf/PropertiesAllVersions/0112-2---61987%23ABA626,https://cdd.iec.ch/cdd/iec61987/iec61987.nsf/PropertiesAllVersions/0112-2---61987%23ABA560,https://cdd.iec.ch/cdd/iec61987/iec61987.nsf/PropertiesAllVersions/0112-2---61987%23ABB094,https://cdd.iec.ch/cdd/iec61987/iec61987.nsf/PropertiesAllVersions/0112-2---61987%23ABB066,https://cdd.iec.ch/cdd/iec61987/iec61987.nsf/PropertiesAllVersions/0112-2---61987%23ABB302,https://cdd.iec.ch/cdd/iec61987/iec61987.nsf/PropertiesAllVersions/0112-2---61987%23ABA949,https://cdd.iec.ch/cdd/iec61987/iec61987.nsf/PropertiesAllVersions/0112-2---61987%23ABB163,https://cdd.iec.ch/cdd/iec61987/iec61987.nsf/PropertiesAllVersions/0112-2---61987%23ABD099 | 0112-2---61987#ABB300,0112-2---61987#ABA626,0112-2---61987#ABB302,0112-2---61987#ABB163,0112-2---61987#ABD099,0112-2---61987#ABB297,0112-2---61987#ABB298,0112-2---61987#ABB067,0112-2---61987#ABB301,0112-2---61987#ABB094,0112-2---61987#ABB066,0112-2---61987#ABA949,0112-2---61987#ABB296,0112-2---61987#ABB011,0112-2---61987#ABB299,0112-2---61987#ABA946,0112-2---61987#ABB292,0112-2---61987#ABA557,0112-2---61987#ABB180,0112-2---61987#ABA561,0112-2---61987#ABA560,0112-2---61987#ABB304,0112-2---61987#ABB290,0112-2---61987#ABB291
0112/2///61987#ABC417 | 001 | 02 | 0112/2///61987#ABC417#001 | Measuring range for mass flow |  |  |  | properties characterizing a mass flow measuring range |  |  |  |  | ITEM_CLASS | [5 empty] | 0112/2///61987#ABC337 - Mass flow measurement |  |  |  | Standard |  |  |  | 2018-03-28 | 2013-08-27 | 2013-08-27 | 2014-06-18 |  | SC65E – IEC 61987 | C00004 |  | 0112/2///61987#ABV501 | https://cdd.iec.ch/CDD/IEC61987/iec61987.nsf/Classes/0112-2---61987%23ABC417 | https://cdd.iec.ch/cdd/iec61987/iec61987.nsf/PropertiesAllVersions/0112-2---61987%23ABA322,https://cdd.iec.ch/cdd/iec61987/iec61987.nsf/PropertiesAllVersions/0112-2---61987%23ABA323,https://cdd.iec.ch/cdd/iec61987/iec61987.nsf/PropertiesAllVersions/0112-2---61987%23ABB556,https://cdd.iec.ch/cdd/iec61987/iec61987.nsf/PropertiesAllVersions/0112-2---61987%23ABA967 | 0112-2---61987#ABA322,0112-2---61987#ABA323,0112-2---61987#ABB556,0112-2---61987#ABA967
0112/2///61987#ABC514 | 001 | 02 | 0112/2///61987#ABC514#001 | Pneumatic/hydraulic input |  |  |  | properties characterizing a pneumatic/hydraulic input |  | 2 ABC514.2 |  |  | ITEM_CLASS | [5 empty] | 0112/2///61987#ABC056 - Type of auxiliary input [5]0112/2///61987#ABC656 - Type of auxiliary input [6]0112/2///61987#ABC657 - Type of auxiliary input [7]0112/2///61987#ABC053 - Type of auxiliary input [2] - 0112/2///61987#ABG063 - Type of auxiliary input [14]0112/2///61987#ABG064 - Type of auxiliary input [15] |  |  |  | Standard |  |  |  | 2018-03-28 | 2013-08-27 | 2013-08-27 | 2014-06-18 |  | SC65E – IEC 61987 | C00004 |  | 0112/2///61987#ABV501 | https://cdd.iec.ch/CDD/IEC61987/iec61987.nsf/Classes/0112-2---61987%23ABC514 | https://cdd.iec.ch/cdd/iec61987/iec61987.nsf/PropertiesAllVersions/0112-2---61987%23ABD145 | 0112-2---61987#ABD145
0112/2///61987#ABG440 | 001 | 01 | 0112/2///61987#ABG440#001 | Structural design [temperature gauge] |  |  |  | properties characterizing the constructional details of a device |  |  |  |  | ITEM_CLASS | [5 empty] | 0112/2///61987#ABG395 - Mechanical and electrical construction [temperature gauge] |  |  |  | Standard |  | IEC 61987 | IEC | 2018-03-28 | 2014-12-17 | 2016-05-24 | 2016-05-24 |  | SC65E – IEC 61987 | C00019 | 001-01 (2018-03-28 07:26:11 by BATCH 00000762) standard | 0112/2///61987#ABV501 | https://cdd.iec.ch/CDD/IEC61987/iec61987.nsf/Classes/0112-2---61987%23ABG440 | https://cdd.iec.ch/cdd/iec61987/iec61987.nsf/PropertiesAllVersions/0112-2---61987%23ABF774,https://cdd.iec.ch/cdd/iec61987/iec61987.nsf/PropertiesAllVersions/0112-2---61987%23ABF798,https://cdd.iec.ch/cdd/iec61987/iec61987.nsf/PropertiesAllVersions/0112-2---61987%23ABF823,https://cdd.iec.ch/cdd/iec61987/iec61987.nsf/PropertiesAllVersions/0112-2---61987%23ABB503,https://cdd.iec.ch/cdd/iec61987/iec61987.nsf/PropertiesAllVersions/0112-2---61987%23ABC825,https://cdd.iec.ch/cdd/iec61987/iec61987.nsf/PropertiesAllVersions/0112-2---61987%23ABB970,https://cdd.iec.ch/cdd/iec61987/iec61987.nsf/PropertiesAllVersions/0112-2---61987%23ABC832 | 0112-2---61987#ABB503,0112-2---61987#ABC825,0112-2---61987#ABB970,0112-2---61987#ABC832,0112-2---61987#ABF774,0112-2---61987#ABF798,0112-2---61987#ABF823
0112/2///61987#ABP051 | 001 | 01 | 0112/2///61987#ABP051#001 | Operability [I/O module] |  |  |  | properties characterizing the design, operating concept, structure and functionality of the human interface of an I/O module |  |  |  |  | ITEM_CLASS | [5 empty] | 0112/2///61987#ABP026 - Device LOP for I/O modules |  |  | false | Standard |  | IEC 61987 | IEC | 2023-01-23 | 2023-01-23 | 2023-01-23 | 2023-01-23 |  | IEC/SC 65E | C00128 | 001-01 (2023-01-23 14:53:33 by BATCH 00000807) standard | 0112/2///61987#ABV501 | https://cdd.iec.ch/CDD/IEC61987/iec61987.nsf/Classes/0112-2---61987%23ABP051 | https://cdd.iec.ch/cdd/iec61987/iec61987.nsf/PropertiesAllVersions/0112-2---61987%23ABC767,https://cdd.iec.ch/cdd/iec61987/iec61987.nsf/PropertiesAllVersions/0112-2---61987%23ABD118,https://cdd.iec.ch/cdd/iec61987/iec61987.nsf/PropertiesAllVersions/0112-2---61987%23ABD091,https://cdd.iec.ch/cdd/iec61987/iec61987.nsf/PropertiesAllVersions/0112-2---61987%23ABE717 | 0112-2---61987#ABC767,0112-2---61987#ABD118,0112-2---61987#ABD091,0112-2---61987#ABE717
0112/2///61987#ABC326 | 002 | 01 | 0112/2///61987#ABC326#002 | Low pressure side operating conditions for device design |  |  |  | measurement properties characterizing the nominal conditions for the design of pressure devices at the low pressure part of a differential pressure measurement point |  |  |  |  | ITEM_CLASS | [5 empty] | 0112/2///61987#ABC460 - Operating conditions for device design for pressure instruments0112/2///61987#ABC460 - Operating conditions for device design [pressure] |  |  |  | Standard |  |  |  | 2018-03-28 | 2013-09-27 | 2016-05-24 | 2016-05-24 |  | SC65E – IEC 61987 | C00004 |  | 0112/2///61987#ABV501 | https://cdd.iec.ch/CDD/IEC61987/iec61987.nsf/Classes/0112-2---61987%23ABC326 | https://cdd.iec.ch/cdd/iec61987/iec61987.nsf/PropertiesAllVersions/0112-2---61987%23ABC936,https://cdd.iec.ch/cdd/iec61987/iec61987.nsf/PropertiesAllVersions/0112-2---61987%23ABC858,https://cdd.iec.ch/cdd/iec61987/iec61987.nsf/PropertiesAllVersions/0112-2---61987%23ABD169,https://cdd.iec.ch/cdd/iec61987/iec61987.nsf/PropertiesAllVersions/0112-2---61987%23ABD162 | 0112-2---61987#ABC936,0112-2---61987#ABC858,0112-2---61987#ABD169,0112-2---61987#ABD162
0112/2///61987#ABC384 | 001 | 02 | 0112/2///61987#ABC384#001 | Material of probe rod |  |  |  | properties characterizing the material of which the probe rod is made |  |  |  |  | ITEM_CLASS | [5 empty] | 0112/2///61987#ABC243 - Fixed electromagnetic insertion flow transmitter0112/2///61987#ABC301 - Insertion thermal mass flow transmitter0112/2///61987#ABC582 - Retractable electromagnetic insertion flow transmitter0112/2///61987#ABC583 - Retractable thermal mass flow transmitter |  |  |  | Standard |  |  |  | 2018-03-28 | 2013-08-27 | 2013-08-27 | 2014-06-18 |  | SC65E – IEC 61987 | C00019 |  | 0112/2///61987#ABV501 | https://cdd.iec.ch/CDD/IEC61987/iec61987.nsf/Classes/0112-2---61987%23ABC384 | https://cdd.iec.ch/cdd/iec61987/iec61987.nsf/PropertiesAllVersions/0112-2---61987%23ABB455,https://cdd.iec.ch/cdd/iec61987/iec61987.nsf/PropertiesAllVersions/0112-2---61987%23ABI460,https://cdd.iec.ch/cdd/iec61987/iec61987.nsf/PropertiesAllVersions/0112-2---61987%23ABA908,https://cdd.iec.ch/cdd/iec61987/iec61987.nsf/PropertiesAllVersions/0112-2---61987%23ABA907 | 0112-2---61987#ABB455,0112-2---61987#ABI460,0112-2---61987#ABA908,0112-2---61987#ABA907
0112/2///61987#ABC579 | 001 | 02 | 0112/2///61987#ABC579#001 | RTD input |  |  |  | properties characterizing an auxiliary RTD input |  |  |  |  | ITEM_CLASS | [5 empty] | 0112/2///61987#ABC580 - RTD/thermocouple input |  |  |  | Standard |  |  |  | 2018-03-28 | 2013-09-27 | 2013-09-27 | 2014-06-18 |  | SC65E – IEC 61987 | C00004 |  | 0112/2///61987#ABV501 | https://cdd.iec.ch/CDD/IEC61987/iec61987.nsf/Classes/0112-2---61987%23ABC579 | https://cdd.iec.ch/cdd/iec61987/iec61987.nsf/PropertiesAllVersions/0112-2---61987%23ABB088,https://cdd.iec.ch/cdd/iec61987/iec61987.nsf/PropertiesAllVersions/0112-2---61987%23ABB203,https://cdd.iec.ch/cdd/iec61987/iec61987.nsf/PropertiesAllVersions/0112-2---61987%23ABA409,https://cdd.iec.ch/cdd/iec61987/iec61987.nsf/PropertiesAllVersions/0112-2---61987%23ABB091,https://cdd.iec.ch/cdd/iec61987/iec61987.nsf/PropertiesAllVersions/0112-2---61987%23ABB171,https://cdd.iec.ch/cdd/iec61987/iec61987.nsf/PropertiesAllVersions/0112-2---61987%23ABB172,https://cdd.iec.ch/cdd/iec61987/iec61987.nsf/PropertiesAllVersions/0112-2---61987%23ABA930,https://cdd.iec.ch/cdd/iec61987/iec61987.nsf/PropertiesAllVersions/0112-2---61987%23ABA931,https://cdd.iec.ch/cdd/iec61987/iec61987.nsf/PropertiesAllVersions/0112-2---61987%23ABB089,https://cdd.iec.ch/cdd/iec61987/iec61987.nsf/PropertiesAllVersions/0112-2---61987%23ABB090,https://cdd.iec.ch/cdd/iec61987/iec61987.nsf/PropertiesAllVersions/0112-2---61987%23ABB260,https://cdd.iec.ch/cdd/iec61987/iec61987.nsf/PropertiesAllVersions/0112-2---61987%23ABA387,https://cdd.iec.ch/cdd/iec61987/iec61987.nsf/PropertiesAllVersions/0112-2---61987%23ABC891,https://cdd.iec.ch/cdd/iec61987/iec61987.nsf/PropertiesAllVersions/0112-2---61987%23ABB103,https://cdd.iec.ch/cdd/iec61987/iec61987.nsf/PropertiesAllVersions/0112-2---61987%23ABC850,https://cdd.iec.ch/cdd/iec61987/iec61987.nsf/PropertiesAllVersions/0112-2---61987%23ABA401,https://cdd.iec.ch/cdd/iec61987/iec61987.nsf/PropertiesAllVersions/0112-2---61987%23ABC778 | 0112-2---61987#ABA930,0112-2---61987#ABB089,0112-2---61987#ABB260,0112-2---61987#ABC778,0112-2---61987#ABB203,0112-2---61987#ABA409,0112-2---61987#ABB091,0112-2---61987#ABA931,0112-2---61987#ABA387,0112-2---61987#ABC891,0112-2---61987#ABA401,0112-2---61987#ABB088,0112-2---61987#ABB172,0112-2---61987#ABB090,0112-2---61987#ABB103,0112-2---61987#ABC850,0112-2---61987#ABB171
0112/2///61987#ABF940 | 001 | 01 | 0112/2///61987#ABF940#001 | Input [33] |  |  |  | properties characterizing a measured variable, the size of which is to be acquired and indicated by the measurement as well as any auxiliary signal inputs |  |  | from IEC 61987-1, 5.4 |  | ITEM_CLASS | [5 empty] | 0112/2///61987#ABE737 - Device LOP for capacitance level transmitter/switch0112/2///61987#ABE738 - Device LOP for conductance level transmitter/switch |  |  |  | Standard |  | IEC 61987 | IEC | 2018-03-28 | 2014-12-17 | 2018-03-20 | 2018-03-20 |  | SC65E – IEC 61987 | C00018 | 001-01 (2018-03-28 07:26:06 by BATCH 00000762) standard | 0112/2///61987#ABV501 | https://cdd.iec.ch/CDD/IEC61987/iec61987.nsf/Classes/0112-2---61987%23ABF940 | https://cdd.iec.ch/cdd/iec61987/iec61987.nsf/PropertiesAllVersions/0112-2---61987%23ABB065,https://cdd.iec.ch/cdd/iec61987/iec61987.nsf/PropertiesAllVersions/0112-2---61987%23ABG503,https://cdd.iec.ch/cdd/iec61987/iec61987.nsf/PropertiesAllVersions/0112-2---61987%23ABA340,https://cdd.iec.ch/cdd/iec61987/iec61987.nsf/PropertiesAllVersions/0112-2---61987%23ABG610 | 0112-2---61987#ABB065,0112-2---61987#ABG503,0112-2---61987#ABA340,0112-2---61987#ABG610
0112/2///61987#ABE742 | 001 | 01 | 0112/2///61987#ABE742#001 | Device LOP for free-space radar level transmitter |  |  |  | list of properties characterizing a free-space radar level transmitter |  |  |  |  | ITEM_CLASS | [5 empty] | 0112/2///61987#ABA824 - Free-space radar level transmitter |  |  |  | Standard |  | IEC 61987 | IEC | 2018-03-28 | 2014-12-17 | 2018-03-20 | 2018-03-20 |  | SC65E – IEC 61987 | C00018 | 001-01 (2018-03-28 07:26:04 by BATCH 00000762) standard | 0112/2///61987#ABV504 | https://cdd.iec.ch/CDD/IEC61987/iec61987.nsf/Classes/0112-2---61987%23ABE742 | https://cdd.iec.ch/cdd/iec61987/iec61987.nsf/PropertiesAllVersions/0112-2---61987%23ABC899,https://cdd.iec.ch/cdd/iec61987/iec61987.nsf/PropertiesAllVersions/0112-2---61987%23ABC730,https://cdd.iec.ch/cdd/iec61987/iec61987.nsf/PropertiesAllVersions/0112-2---61987%23ABU857,https://cdd.iec.ch/cdd/iec61987/iec61987.nsf/PropertiesAllVersions/0112-2---61987%23ABU902,https://cdd.iec.ch/cdd/iec61987/iec61987.nsf/PropertiesAllVersions/0112-2---61987%23ABB206,https://cdd.iec.ch/cdd/iec61987/iec61987.nsf/PropertiesAllVersions/0112-2---61987%23ABG687,https://cdd.iec.ch/cdd/iec61987/iec61987.nsf/PropertiesAllVersions/0112-2---61987%23ABC830,https://cdd.iec.ch/cdd/iec61987/iec61987.nsf/PropertiesAllVersions/0112-2---61987%23ABG781,https://cdd.iec.ch/cdd/iec61987/iec61987.nsf/PropertiesAllVersions/0112-2---61987%23ABG880,https://cdd.iec.ch/cdd/iec61987/iec61987.nsf/PropertiesAllVersions/0112-2---61987%23ABG930,https://cdd.iec.ch/cdd/iec61987/iec61987.nsf/PropertiesAllVersions/0112-2---61987%23ABD088,https://cdd.iec.ch/cdd/iec61987/iec61987.nsf/PropertiesAllVersions/0112-2---61987%23ABD153,https://cdd.iec.ch/cdd/iec61987/iec61987.nsf/PropertiesAllVersions/0112-2---61987%23ABC786,https://cdd.iec.ch/cdd/iec61987/iec61987.nsf/PropertiesAllVersions/0112-2---61987%23ABC795,https://cdd.iec.ch/cdd/iec61987/iec61987.nsf/PropertiesAllVersions/0112-2---61987%23ABA293,https://cdd.iec.ch/cdd/iec61987/iec61987.nsf/PropertiesAllVersions/0112-2---61987%23ABC710 | 0112-2---61987#ABG930,0112-2---61987#ABD088,0112-2---61987#ABC786,0112-2---61987#ABA293,0112-2---61987#ABC730,0112-2---61987#ABU902,0112-2---61987#ABC830,0112-2---61987#ABG880,0112-2---61987#ABC710,0112-2---61987#ABU857,0112-2---61987#ABG781,0112-2---61987#ABD153,0112-2---61987#ABG687,0112-2---61987#ABC795,0112-2---61987#ABC899,0112-2---61987#ABB206
0112/2///61987#ABC199 | 002 | 01 | 0112/2///61987#ABC199#002 | Differential pressure process case variables |  |  |  | properties characterizing the additional variables specific to the differential pressure measurement |  |  |  |  | ITEM_CLASS | [5 empty] | 0112/2///61987#ABC535 - Process case [pressure] |  |  |  | Standard |  |  |  | 2018-03-28 | 2013-09-27 | 2016-05-24 | 2016-05-24 |  | SC65E – IEC 61987 | C00004 |  | 0112/2///61987#ABV501 | https://cdd.iec.ch/CDD/IEC61987/iec61987.nsf/Classes/0112-2---61987%23ABC199 | https://cdd.iec.ch/cdd/iec61987/iec61987.nsf/PropertiesAllVersions/0112-2---61987%23ABB995 | 0112-2---61987#ABB995
0112/2///61987#ABI475 | 001 | 01 | 0112/2///61987#ABI475#001 | Disposal concept |  |  |  | properties characterizing a disposal concept |  |  |  |  | ITEM_CLASS | [5 empty] | 0112/2///61987#ABI467 - Accessories and spare parts0112/2///61987#ABI470 - Maintenance/service and repair0112/2///61987#ABI569 - Decommissioning and disposal |  |  |  | Standard |  |  |  | 2019-03-08 | 2017-12-07 | 2019-03-08 | 2019-03-08 |  | SC65E – IEC 61987 | C00018 | 001-01 (2019-03-08 15:35:13 by BATCH 00000766) standard | 0112/2///61987#ABV501 | https://cdd.iec.ch/CDD/IEC61987/iec61987.nsf/Classes/0112-2---61987%23ABI475 | https://cdd.iec.ch/cdd/iec61987/iec61987.nsf/PropertiesAllVersions/0112-2---61987%23ABI523,https://cdd.iec.ch/cdd/iec61987/iec61987.nsf/PropertiesAllVersions/0112-2---61987%23ABI524 | 0112-2---61987#ABI523,0112-2---61987#ABI524
0112/2///61987#ABC272 | 001 | 02 | 0112/2///61987#ABC272#001 | Scale range |  |  |  | properties characterizing an indicating range of a mechanical indicator |  |  |  |  | ITEM_CLASS | [5 empty] | 0112/2///61987#ABD471 - Dial0112/2///61987#ABD482 - Dial [2] |  |  |  | Standard |  |  |  | 2018-03-28 | 2013-09-27 | 2013-09-27 | 2014-06-18 |  | SC65E – IEC 61987 | C00004 |  | 0112/2///61987#ABV501 | https://cdd.iec.ch/CDD/IEC61987/iec61987.nsf/Classes/0112-2---61987%23ABC272 | https://cdd.iec.ch/cdd/iec61987/iec61987.nsf/PropertiesAllVersions/0112-2---61987%23ABB889,https://cdd.iec.ch/cdd/iec61987/iec61987.nsf/PropertiesAllVersions/0112-2---61987%23ABA200,https://cdd.iec.ch/cdd/iec61987/iec61987.nsf/PropertiesAllVersions/0112-2---61987%23ABA201,https://cdd.iec.ch/cdd/iec61987/iec61987.nsf/PropertiesAllVersions/0112-2---61987%23ABB084,https://cdd.iec.ch/cdd/iec61987/iec61987.nsf/PropertiesAllVersions/0112-2---61987%23ABA202,https://cdd.iec.ch/cdd/iec61987/iec61987.nsf/PropertiesAllVersions/0112-2---61987%23ABB994,https://cdd.iec.ch/cdd/iec61987/iec61987.nsf/PropertiesAllVersions/0112-2---61987%23ABD458,https://cdd.iec.ch/cdd/iec61987/iec61987.nsf/PropertiesAllVersions/0112-2---61987%23ABA585 | 0112-2---61987#ABB084,0112-2---61987#ABA202,0112-2---61987#ABB994,0112-2---61987#ABD458,0112-2---61987#ABA585,0112-2---61987#ABB889,0112-2---61987#ABA200,0112-2---61987#ABA201
0112/2///61987#ABE413 | 001 | 02 | 0112/2///61987#ABE413#001 | Material of closure member |  |  |  | properties characterizing the material of which the closure member is made |  |  |  |  | ITEM_CLASS | [5 empty] | 0112/2///61987#ABE403 - Closure member |  |  |  | Standard |  |  |  | 2018-03-28 |  |  | 2014-06-18 |  | SC65E – IEC 61987 | C00009 |  | 0112/2///61987#ABV501 | https://cdd.iec.ch/CDD/IEC61987/iec61987.nsf/Classes/0112-2---61987%23ABE413 | https://cdd.iec.ch/cdd/iec61987/iec61987.nsf/PropertiesAllVersions/0112-2---61987%23ABB455,https://cdd.iec.ch/cdd/iec61987/iec61987.nsf/PropertiesAllVersions/0112-2---61987%23ABI460,https://cdd.iec.ch/cdd/iec61987/iec61987.nsf/PropertiesAllVersions/0112-2---61987%23ABA908,https://cdd.iec.ch/cdd/iec61987/iec61987.nsf/PropertiesAllVersions/0112-2---61987%23ABA907 | 0112-2---61987#ABB455,0112-2---61987#ABI460,0112-2---61987#ABA908,0112-2---61987#ABA907
0112/2///61987#ABG441 | 001 | 01 | 0112/2///61987#ABG441#001 | Structural design [density transmitter] |  |  |  | properties characterizing the constructional details of a device |  |  |  |  | ITEM_CLASS | [5 empty] | 0112/2///61987#ABG396 - Mechanical and electrical construction [density transmitter] |  |  |  | Standard |  | IEC 61987 | IEC | 2018-03-28 | 2014-12-17 | 2018-03-20 | 2018-03-20 |  | SC65E – IEC 61987 | C00017 | 001-01 (2018-03-28 07:26:11 by BATCH 00000762) standard | 0112/2///61987#ABV501 | https://cdd.iec.ch/CDD/IEC61987/iec61987.nsf/Classes/0112-2---61987%23ABG441 | https://cdd.iec.ch/cdd/iec61987/iec61987.nsf/PropertiesAllVersions/0112-2---61987%23ABD286,https://cdd.iec.ch/cdd/iec61987/iec61987.nsf/PropertiesAllVersions/0112-2---61987%23ABA177,https://cdd.iec.ch/cdd/iec61987/iec61987.nsf/PropertiesAllVersions/0112-2---61987%23ABD290,https://cdd.iec.ch/cdd/iec61987/iec61987.nsf/PropertiesAllVersions/0112-2---61987%23ABD284 | 0112-2---61987#ABD290,0112-2---61987#ABD284,0112-2---61987#ABD286,0112-2---61987#ABA177
0112/2///61987#ABA742 | 002 | 01 | 0112/2///61987#ABA742#002 | Differential temperature switch |  |  |  | switch that outputs a discrete signal representative of a differential temperature regime |  |  |  |  | ITEM_CLASS | [9 empty] | Standard |  |  |  | 2018-03-28 | 2013-08-27 | 2016-05-24 | 2016-05-24 |  | SC65E – IEC 61987 | C00004 |  | 0112/2///61987#ABA737 | https://cdd.iec.ch/CDD/IEC61987/iec61987.nsf/Classes/0112-2---61987%23ABA742
0112/2///61987#ABA788 | 003 | 01 | 0112/2///61987#ABA788#003 | Piston flow transmitter |  |  |  | positive displacement flow transmitter that uses a piston to divide and meter the flow |  |  |  |  | ITEM_CLASS |  |  |  |  | 0112/2///61987#ABU125 - reference to Operating LOP for flow measuring equipment |  |  |  |  | Standard |  |  |  | 2018-03-28 | 2013-08-27 | 2016-05-24 | 2016-05-24 |  | SC65E – IEC 61987 | C00004 |  | 0112/2///61987#ABA783 | https://cdd.iec.ch/CDD/IEC61987/iec61987.nsf/Classes/0112-2---61987%23ABA788 | https://cdd.iec.ch/cdd/iec61987/iec61987.nsf/PropertiesAllVersions/0112-2---61987%23ABU229 | 0112-2---61987#ABU229
0112/2///61987#ABO017 | 001 | 01 | 0112/2///61987#ABO017#001 | Bidirectional digital signal-to-optical converter |  |  |  | optical signal converter that converts a digital input signal to an optical output signal and vice versa |  |  |  |  | ITEM_CLASS |  |  |  |  | 0112/2///61987#ABP285 - reference to Operating LOP for infrastructure devices |  |  |  | true | Standard |  | IEC 61987-31 | IEC | 2022-10-26 | 2022-10-26 | 2022-10-26 | 2022-10-26 |  | IEC/SC 65E | C00127 | 001-01 (2022-10-26 07:15:16 by BATCH 00000802) standard | 0112/2///61987#ABO016 | https://cdd.iec.ch/CDD/IEC61987/iec61987.nsf/Classes/0112-2---61987%23ABO017
0112/2///61987#ABI467 | 001 | 01 | 0112/2///61987#ABI467#001 | Accessories and spare parts |  |  |  | properties characterizing the accessories and spare parts of a device |  |  |  |  | ITEM_CLASS | [9 empty] | Standard |  |  |  | 2019-03-08 | 2017-12-07 | 2019-03-08 | 2019-03-08 |  | SC65E – IEC 61987 | C00018 | 001-01 (2019-03-08 15:35:13 by BATCH 00000766) standard | 0112/2///61987#ABH525 | https://cdd.iec.ch/CDD/IEC61987/iec61987.nsf/Classes/0112-2---61987%23ABI467 | https://cdd.iec.ch/cdd/iec61987/iec61987.nsf/PropertiesAllVersions/0112-2---61987%23ABI490,https://cdd.iec.ch/cdd/iec61987/iec61987.nsf/PropertiesAllVersions/0112-2---61987%23ABI551,https://cdd.iec.ch/cdd/iec61987/iec61987.nsf/PropertiesAllVersions/0112-2---61987%23ABI491,https://cdd.iec.ch/cdd/iec61987/iec61987.nsf/PropertiesAllVersions/0112-2---61987%23ABI552,https://cdd.iec.ch/cdd/iec61987/iec61987.nsf/PropertiesAllVersions/0112-2---61987%23ABI492,https://cdd.iec.ch/cdd/iec61987/iec61987.nsf/PropertiesAllVersions/0112-2---61987%23ABI553,https://cdd.iec.ch/cdd/iec61987/iec61987.nsf/PropertiesAllVersions/0112-2---61987%23ABI493,https://cdd.iec.ch/cdd/iec61987/iec61987.nsf/PropertiesAllVersions/0112-2---61987%23ABI554 | 0112-2---61987#ABI492,0112-2---61987#ABI553,0112-2---61987#ABI493,0112-2---61987#ABI554,0112-2---61987#ABI490,0112-2---61987#ABI551,0112-2---61987#ABI491,0112-2---61987#ABI552
0112/2///61987#ABC401 | 001 | 02 | 0112/2///61987#ABC401#001 | Material of vent/drain |  |  |  | properties characterizing the material of which the vent or drain is made |  |  |  |  | ITEM_CLASS | [5 empty] | 0112/2///61987#ABC626 - Structural design of a differential pressure transmitter0112/2///61987#ABC641 - Structural design of an absolute or a gauge pressure transmitter0112/2///61987#ABF341 - Structural design of a hydrostatic pressure level transmitter |  |  |  | Standard |  |  |  | 2018-03-28 | 2013-09-27 | 2013-09-27 | 2014-06-18 |  | SC65E – IEC 61987 | C00004 |  | 0112/2///61987#ABV501 | https://cdd.iec.ch/CDD/IEC61987/iec61987.nsf/Classes/0112-2---61987%23ABC401 | https://cdd.iec.ch/cdd/iec61987/iec61987.nsf/PropertiesAllVersions/0112-2---61987%23ABB455,https://cdd.iec.ch/cdd/iec61987/iec61987.nsf/PropertiesAllVersions/0112-2---61987%23ABI460,https://cdd.iec.ch/cdd/iec61987/iec61987.nsf/PropertiesAllVersions/0112-2---61987%23ABA908,https://cdd.iec.ch/cdd/iec61987/iec61987.nsf/PropertiesAllVersions/0112-2---61987%23ABA907 | 0112-2---61987#ABI460,0112-2---61987#ABA908,0112-2---61987#ABA907,0112-2---61987#ABB455
0112/2///61987#ABF065 | 001 | 01 | 0112/2///61987#ABF065#001 | Assigned voltage range |  |  |  | properties characterizing a range configured for voltage |  | Polymorphic element: ABF065, Id: 5 |  |  | ITEM_CLASS | [5 empty] | 0112/2///61987#ABG095 - Assigned variable [15] |  |  |  | Standard |  | IEC 61987 | IEC | 2018-03-28 | 2017-09-22 | 2017-09-22 | 2017-09-22 |  | SC65E – IEC 61987 | C00019 | 001-01 (2018-03-28 07:26:05 by BATCH 00000762) standard | 0112/2///61987#ABV501 | https://cdd.iec.ch/CDD/IEC61987/iec61987.nsf/Classes/0112-2---61987%23ABF065 | https://cdd.iec.ch/cdd/iec61987/iec61987.nsf/PropertiesAllVersions/0112-2---61987%23ABF067,https://cdd.iec.ch/cdd/iec61987/iec61987.nsf/PropertiesAllVersions/0112-2---61987%23ABF069,https://cdd.iec.ch/cdd/iec61987/iec61987.nsf/PropertiesAllVersions/0112-2---61987%23ABF071,https://cdd.iec.ch/cdd/iec61987/iec61987.nsf/PropertiesAllVersions/0112-2---61987%23ABF073 | 0112-2---61987#ABF067,0112-2---61987#ABF069,0112-2---61987#ABF071,0112-2---61987#ABF073
0112/2///61987#ABG236 | 001 | 01 | 0112/2///61987#ABG236#001 | Reference conditions of the device [7] |  |  |  | properties characterizing the reference conditions under which the performance of a device was tested |  |  |  |  | ITEM_CLASS | [5 empty] | 0112/2///61987#ABG226 - Performance [23]0112/2///61987#ABG227 - Performance [24]0112/2///61987#ABH346 - Performance [31] |  |  |  | Standard |  | IEC 61987 | IEC | 2018-03-28 | 2014-12-17 | 2016-05-24 | 2016-05-24 |  | SC65E – IEC 61987 | C00019 | 001-01 (2018-03-28 07:26:08 by BATCH 00000762) standard | 0112/2///61987#ABV501 | https://cdd.iec.ch/CDD/IEC61987/iec61987.nsf/Classes/0112-2---61987%23ABG236 | https://cdd.iec.ch/cdd/iec61987/iec61987.nsf/PropertiesAllVersions/0112-2---61987%23ABD193,https://cdd.iec.ch/cdd/iec61987/iec61987.nsf/PropertiesAllVersions/0112-2---61987%23ABG805,https://cdd.iec.ch/cdd/iec61987/iec61987.nsf/PropertiesAllVersions/0112-2---61987%23ABG807 | 0112-2---61987#ABD193,0112-2---61987#ABG805,0112-2---61987#ABG807
0112/2///61987#ABA774 | 003 | 01 | 0112/2///61987#ABA774#003 | Force-balance flow transmitter |  |  |  | flow transmitter that measures the force exerted by a fluid in order to calculate its flow rate |  |  |  |  | ITEM_CLASS |  |  |  |  | 0112/2///61987#ABU125 - reference to Operating LOP for flow measuring equipment |  |  |  |  | Standard |  |  |  | 2018-03-28 | 2013-08-27 | 2016-05-24 | 2016-05-24 |  | SC65E – IEC 61987 | C00004 |  | 0112/2///61987#ABA766 | https://cdd.iec.ch/CDD/IEC61987/iec61987.nsf/Classes/0112-2---61987%23ABA774
0112/2///61987#ABO055 | 001 | 01 | 0112/2///61987#ABO055#001 | Router |  |  |  | network component that connects two or more communication networks with different protocols and network types and forwards data packages between the networks | In OSI conforming communication networks, a router operates at the network layer (= layer 3). |  |  |  | ITEM_CLASS |  |  |  |  | 0112/2///61987#ABP285 - reference to Operating LOP for infrastructure devices |  |  |  | true | Standard |  | IEC 61987-31 | IEC | 2022-10-26 | 2022-10-26 | 2022-10-26 | 2022-10-26 |  | IEC/SC 65E | C00127 | 001-01 (2022-10-26 07:15:17 by BATCH 00000802) standard | 0112/2///61987#ABO045 | https://cdd.iec.ch/CDD/IEC61987/iec61987.nsf/Classes/0112-2---61987%23ABO055
0112/2///61987#ABC052 | 002 | 01 | 0112/2///61987#ABC052#002 | Type of auxiliary input [1] |  |  |  | administration block for polymorphism acting as proxy for the selected auxiliary input type |  | 2 ABC052.2 |  |  | ITEM_CLASS | [5 empty] | 0112/2///61987#ABC126 - Auxiliary input [1] |  |  |  | Standard |  |  |  | 2018-03-28 | 2013-08-27 | 2016-05-24 | 2016-05-24 |  | SC65E – IEC 61987 | C00004 |  | 0112/2///61987#ABV501 | https://cdd.iec.ch/CDD/IEC61987/iec61987.nsf/Classes/0112-2---61987%23ABC052 | https://cdd.iec.ch/cdd/iec61987/iec61987.nsf/PropertiesAllVersions/0112-2---61987%23ABA343 | 0112-2---61987#ABA343
0112/2///61987#ABD514 | 003 | 01 | 0112/2///61987#ABD514#003 | Rated operating conditions [7] |  |  |  | properties characterizing the conditions that must be fulfilled during operation in order that a device or assembly performs as designed |  |  |  |  | ITEM_CLASS | [5 empty] | 0112/2///61987#ABA032 - Device LOP for absolute/gauge pressure gauge |  |  | false | Standard |  | IEC 61987 | IEC | 2022-12-09 | 2017-12-07 | 2022-12-09 | 2022-12-09 |  | IEC/SC 65E | C00112 |  | 0112/2///61987#ABV501 | https://cdd.iec.ch/CDD/IEC61987/iec61987.nsf/Classes/0112-2---61987%23ABD514 | https://cdd.iec.ch/cdd/iec61987/iec61987.nsf/PropertiesAllVersions/0112-2---61987%23ABD508,https://cdd.iec.ch/cdd/iec61987/iec61987.nsf/PropertiesAllVersions/0112-2---61987%23ABD512,https://cdd.iec.ch/cdd/iec61987/iec61987.nsf/PropertiesAllVersions/0112-2---61987%23ABD172,https://cdd.iec.ch/cdd/iec61987/iec61987.nsf/PropertiesAllVersions/0112-2---61987%23ABD163 | 0112-2---61987#ABD508,0112-2---61987#ABD512,0112-2---61987#ABD172,0112-2---61987#ABD163
0112/2///61987#ABG183 | 001 | 01 | 0112/2///61987#ABG183#001 | Analog voltage output [10] |  |  |  | properties characterizing an analog voltage output |  | Polymorphic element: ABG183, Id: 2 |  |  | ITEM_CLASS | [5 empty] | 0112/2///61987#ABG144 - Type of output [14] |  |  |  | Standard |  | IEC 61987 | IEC | 2018-03-28 | 2014-12-17 | 2018-03-20 | 2018-03-20 |  | SC65E – IEC 61987 | C00018 | 001-01 (2018-03-28 07:26:08 by BATCH 00000762) standard | 0112/2///61987#ABV501 | https://cdd.iec.ch/CDD/IEC61987/iec61987.nsf/Classes/0112-2---61987%23ABG183 | https://cdd.iec.ch/cdd/iec61987/iec61987.nsf/PropertiesAllVersions/0112-2---61987%23ABV023,https://cdd.iec.ch/cdd/iec61987/iec61987.nsf/PropertiesAllVersions/0112-2---61987%23ABC729 | 0112-2---61987#ABV023,0112-2---61987#ABC729
0112/2///61987#ABG187 | 001 | 01 | 0112/2///61987#ABG187#001 | Analog voltage output [14] |  |  |  | properties characterizing an analog voltage output |  | Polymorphic element: ABG187, Id: 2 |  |  | ITEM_CLASS | [5 empty] | 0112/2///61987#ABG149 - Type of output [19] |  |  |  | Standard |  | IEC 61987 | IEC | 2018-03-28 | 2014-12-17 | 2016-05-24 | 2016-05-24 |  | SC65E – IEC 61987 | C00019 | 001-01 (2018-03-28 07:26:08 by BATCH 00000762) standard | 0112/2///61987#ABV501 | https://cdd.iec.ch/CDD/IEC61987/iec61987.nsf/Classes/0112-2---61987%23ABG187 | https://cdd.iec.ch/cdd/iec61987/iec61987.nsf/PropertiesAllVersions/0112-2---61987%23ABV163,https://cdd.iec.ch/cdd/iec61987/iec61987.nsf/PropertiesAllVersions/0112-2---61987%23ABC729 | 0112-2---61987#ABV163,0112-2---61987#ABC729
0112/2///61987#ABA695 | 002 | 01 | 0112/2///61987#ABA695#002 | Diaphragm-type differential pressure sight indicator |  |  |  | pressure sight indicator that uses the pressure induced movement of a diaphragm to give a qualitative indication of differential pressure |  |  |  |  | ITEM_CLASS | [9 empty] | Standard |  |  |  | 2018-03-28 | 2013-08-27 | 2016-05-24 | 2016-05-24 |  | SC65E – IEC 61987 | C00004 |  | 0112/2///61987#ABA694 | https://cdd.iec.ch/CDD/IEC61987/iec61987.nsf/Classes/0112-2---61987%23ABA695
0112/2///61987#ABA739 | 002 | 01 | 0112/2///61987#ABA739#002 | Filled-system temperature switch |  |  |  | temperature switch that uses the pressure generated on a sensing element by the thermal expansion of a fluid to detect a temperature regime |  |  |  |  | ITEM_CLASS | [9 empty] | Standard |  |  |  | 2018-03-28 | 2013-08-27 | 2016-05-24 | 2016-05-24 |  | SC65E – IEC 61987 | C00004 |  | 0112/2///61987#ABA737 | https://cdd.iec.ch/CDD/IEC61987/iec61987.nsf/Classes/0112-2---61987%23ABA739
0112/2///61987#ABA812 | 002 | 01 | 0112/2///61987#ABA812#002 | Hydrostatic pressure level transmitter |  |  |  | level transmitter that uses the pressure exerted by a head of liquid to measure level |  |  |  |  | ITEM_CLASS |  |  |  |  | 0112/2///61987#ABF910 - reference to Operating LOP for level measuring equipment |  |  |  |  | Standard |  |  |  | 2018-03-28 | 2013-08-27 | 2018-03-20 | 2018-03-20 |  | SC65E – IEC 61987 | C00018 |  | 0112/2///61987#ABA803 | https://cdd.iec.ch/CDD/IEC61987/iec61987.nsf/Classes/0112-2---61987%23ABA812 | https://cdd.iec.ch/cdd/iec61987/iec61987.nsf/PropertiesAllVersions/0112-2---61987%23ABF882 | 0112-2---61987#ABF882,0112-2---61987#ABF910
0112/2///61987#ABC289 | 001 | 02 | 0112/2///61987#ABC289#001 | Inline ultrasonic flowmeter |  |  |  | properties characterizing an ultrasonic flowmeter with a flow tube |  | 17 ABC289.17 |  |  | ITEM_CLASS | [5 empty] | 0112/2///61987#ABC644 - Structural design of an ultrasonic flow transmitter |  |  |  | Standard |  |  |  | 2018-03-28 | 2013-08-27 | 2013-08-27 | 2014-06-18 |  | SC65E – IEC 61987 | C00004 |  | 0112/2///61987#ABV501 | https://cdd.iec.ch/CDD/IEC61987/iec61987.nsf/Classes/0112-2---61987%23ABC289 | https://cdd.iec.ch/cdd/iec61987/iec61987.nsf/PropertiesAllVersions/0112-2---61987%23ABB486,https://cdd.iec.ch/cdd/iec61987/iec61987.nsf/PropertiesAllVersions/0112-2---61987%23ABB130,https://cdd.iec.ch/cdd/iec61987/iec61987.nsf/PropertiesAllVersions/0112-2---61987%23ABB487,https://cdd.iec.ch/cdd/iec61987/iec61987.nsf/PropertiesAllVersions/0112-2---61987%23ABD030,https://cdd.iec.ch/cdd/iec61987/iec61987.nsf/PropertiesAllVersions/0112-2---61987%23ABD021 | 0112-2---61987#ABB486,0112-2---61987#ABB130,0112-2---61987#ABB487,0112-2---61987#ABD030,0112-2---61987#ABD021
0112/2///61987#ABC338 | 001 | 02 | 0112/2///61987#ABC338#001 | Material of additional inner part |  |  |  | properties characterizing the material of which an inner part of a device is made |  |  |  |  | ITEM_CLASS | [5 empty] | 0112/2///61987#ABC246 - Flowtube assembly0112/2///61987#ABC412 - Flow measuring chamber |  |  |  | Standard |  |  |  | 2018-03-28 | 2013-08-27 | 2013-08-27 | 2014-06-18 |  | SC65E – IEC 61987 | C00019 |  | 0112/2///61987#ABV501 | https://cdd.iec.ch/CDD/IEC61987/iec61987.nsf/Classes/0112-2---61987%23ABC338 | https://cdd.iec.ch/cdd/iec61987/iec61987.nsf/PropertiesAllVersions/0112-2---61987%23ABB455,https://cdd.iec.ch/cdd/iec61987/iec61987.nsf/PropertiesAllVersions/0112-2---61987%23ABI460,https://cdd.iec.ch/cdd/iec61987/iec61987.nsf/PropertiesAllVersions/0112-2---61987%23ABA908,https://cdd.iec.ch/cdd/iec61987/iec61987.nsf/PropertiesAllVersions/0112-2---61987%23ABA907 | 0112-2---61987#ABI460,0112-2---61987#ABA908,0112-2---61987#ABA907,0112-2---61987#ABB455
0112/2///61987#ABC414 | 001 | 02 | 0112/2///61987#ABC414#001 | Measuring range for actual volume flow |  |  |  | properties characterizing an actual volume flow measuring range |  |  |  |  | ITEM_CLASS | [5 empty] | 0112/2///61987#ABC079 - Actual volume flow measurement |  |  |  | Standard |  |  |  | 2018-03-28 | 2013-08-27 | 2013-08-27 | 2014-06-18 |  | SC65E – IEC 61987 | C00004 |  | 0112/2///61987#ABV501 | https://cdd.iec.ch/CDD/IEC61987/iec61987.nsf/Classes/0112-2---61987%23ABC414 | https://cdd.iec.ch/cdd/iec61987/iec61987.nsf/PropertiesAllVersions/0112-2---61987%23ABA331,https://cdd.iec.ch/cdd/iec61987/iec61987.nsf/PropertiesAllVersions/0112-2---61987%23ABA332,https://cdd.iec.ch/cdd/iec61987/iec61987.nsf/PropertiesAllVersions/0112-2---61987%23ABB557,https://cdd.iec.ch/cdd/iec61987/iec61987.nsf/PropertiesAllVersions/0112-2---61987%23ABA967 | 0112-2---61987#ABB557,0112-2---61987#ABA967,0112-2---61987#ABA331,0112-2---61987#ABA332
0112/2///61987#ABC195 | 004 | 01 | 0112/2///61987#ABC195#004 | Dial indicator |  |  |  | properties characterizing a mechanical dial indicator supplied with the device |  |  |  |  | ITEM_CLASS | [5 empty] | 0112/2///61987#ABC609 - Structural design [(oval) gear flow transmitter/gauge]0112/2///61987#ABC610 - Structural design [piston flow transmitter/gauge]0112/2///61987#ABC612 - Structural design [rotating element flow transmitter/gauge]0112/2///61987#ABC614 - Structural design [variable area flow transmitter/gauge]0112/2///61987#ABC616 - Structural design [positive displacement flow transmitter/gauge]0112/2///61987#ABC617 - Structural design [helix flow transmitter/gauge]0112/2///61987#ABG407 - Structural design [hydrostatic pressure level transmitter]0112/2///61987#ABG408 - Structural design [displacer level transmitter/switch]0112/2///61987#ABG410 - Structural design [float level transmitter/switch]0112/2///61987#ABG440 - Structural design [temperature gauge]0112/2///61987#ABG442 - Structural design [buoyancy density transmitter] |  |  |  | Standard |  |  |  | 2018-03-28 | 2013-08-27 | 2018-03-20 | 2018-03-20 |  | SC65E – IEC 61987 | C00004 |  | 0112/2///61987#ABV501 | https://cdd.iec.ch/CDD/IEC61987/iec61987.nsf/Classes/0112-2---61987%23ABC195 | https://cdd.iec.ch/cdd/iec61987/iec61987.nsf/PropertiesAllVersions/0112-2---61987%23ABA194,https://cdd.iec.ch/cdd/iec61987/iec61987.nsf/PropertiesAllVersions/0112-2---61987%23ABB393,https://cdd.iec.ch/cdd/iec61987/iec61987.nsf/PropertiesAllVersions/0112-2---61987%23ABA184,https://cdd.iec.ch/cdd/iec61987/iec61987.nsf/PropertiesAllVersions/0112-2---61987%23ABB502,https://cdd.iec.ch/cdd/iec61987/iec61987.nsf/PropertiesAllVersions/0112-2---61987%23ABB074,https://cdd.iec.ch/cdd/iec61987/iec61987.nsf/PropertiesAllVersions/0112-2---61987%23ABC785,https://cdd.iec.ch/cdd/iec61987/iec61987.nsf/PropertiesAllVersions/0112-2---61987%23ABA895,https://cdd.iec.ch/cdd/iec61987/iec61987.nsf/PropertiesAllVersions/0112-2---61987%23ABC030,https://cdd.iec.ch/cdd/iec61987/iec61987.nsf/PropertiesAllVersions/0112-2---61987%23ABC031,https://cdd.iec.ch/cdd/iec61987/iec61987.nsf/PropertiesAllVersions/0112-2---61987%23ABA198,https://cdd.iec.ch/cdd/iec61987/iec61987.nsf/PropertiesAllVersions/0112-2---61987%23ABA558,https://cdd.iec.ch/cdd/iec61987/iec61987.nsf/PropertiesAllVersions/0112-2---61987%23ABA179,https://cdd.iec.ch/cdd/iec61987/iec61987.nsf/PropertiesAllVersions/0112-2---61987%23ABB386,https://cdd.iec.ch/cdd/iec61987/iec61987.nsf/PropertiesAllVersions/0112-2---61987%23ABA155,https://cdd.iec.ch/cdd/iec61987/iec61987.nsf/PropertiesAllVersions/0112-2---61987%23ABD477,https://cdd.iec.ch/cdd/iec61987/iec61987.nsf/PropertiesAllVersions/0112-2---61987%23ABD466,https://cdd.iec.ch/cdd/iec61987/iec61987.nsf/PropertiesAllVersions/0112-2---61987%23ABD478,https://cdd.iec.ch/cdd/iec61987/iec61987.nsf/PropertiesAllVersions/0112-2---61987%23ABD479,https://cdd.iec.ch/cdd/iec61987/iec61987.nsf/PropertiesAllVersions/0112-2---61987%23ABC859,https://cdd.iec.ch/cdd/iec61987/iec61987.nsf/PropertiesAllVersions/0112-2---61987%23ABB177,https://cdd.iec.ch/cdd/iec61987/iec61987.nsf/PropertiesAllVersions/0112-2---61987%23ABC803,https://cdd.iec.ch/cdd/iec61987/iec61987.nsf/PropertiesAllVersions/0112-2---61987%23ABC012,https://cdd.iec.ch/cdd/iec61987/iec61987.nsf/PropertiesAllVersions/0112-2---61987%23ABC861 | 0112-2---61987#ABA155,0112-2---61987#ABB502,0112-2---61987#ABB074,0112-2---61987#ABC030,0112-2---61987#ABC031,0112-2---61987#ABA198,0112-2---61987#ABA558,0112-2---61987#ABB386,0112-2---61987#ABD479,0112-2---61987#ABA194,0112-2---61987#ABA179,0112-2---61987#ABD477,0112-2---61987#ABD478,0112-2---61987#ABC859,0112-2---61987#ABA184,0112-2---61987#ABC785,0112-2---61987#ABB177,0112-2---61987#ABC803,0112-2---61987#ABC861,0112-2---61987#ABB393,0112-2---61987#ABA895,0112-2---61987#ABD466,0112-2---61987#ABC012
0112/2///61987#ABC282 | 001 | 02 | 0112/2///61987#ABC282#001 | Influence of external quantities expressed for density |  |  |  | properties characterizing the influence of external quantities for density measurement devices that are not the subject of the measurement but whose change affects the relationship between the indication and the result of the measurement |  |  |  |  | ITEM_CLASS | [5 empty] | 0112/2///61987#ABC058 - Absolute performance for density |  |  |  | Standard |  |  |  | 2018-03-28 | 2013-09-27 | 2013-09-27 | 2014-06-18 |  | SC65E – IEC 61987 | C00004 |  | 0112/2///61987#ABV501 | https://cdd.iec.ch/CDD/IEC61987/iec61987.nsf/Classes/0112-2---61987%23ABC282 | https://cdd.iec.ch/cdd/iec61987/iec61987.nsf/PropertiesAllVersions/0112-2---61987%23ABB807,https://cdd.iec.ch/cdd/iec61987/iec61987.nsf/PropertiesAllVersions/0112-2---61987%23ABB808,https://cdd.iec.ch/cdd/iec61987/iec61987.nsf/PropertiesAllVersions/0112-2---61987%23ABB809,https://cdd.iec.ch/cdd/iec61987/iec61987.nsf/PropertiesAllVersions/0112-2---61987%23ABB810,https://cdd.iec.ch/cdd/iec61987/iec61987.nsf/PropertiesAllVersions/0112-2---61987%23ABB811,https://cdd.iec.ch/cdd/iec61987/iec61987.nsf/PropertiesAllVersions/0112-2---61987%23ABB812 | 0112-2---61987#ABB807,0112-2---61987#ABB808,0112-2---61987#ABB809,0112-2---61987#ABB810,0112-2---61987#ABB811,0112-2---61987#ABB812
0112/2///61987#ABC478 | 002 | 01 | 0112/2///61987#ABC478#002 | Output [3] |  |  |  | properties characterizing the outputs provided by the device, the variables assigned to them and their electrical properties |  |  | from IEC 61987-1, 5.5 |  | ITEM_CLASS | [5 empty] | 0112/2///61987#ABA007 - Device LOP for swirl flow transmitter0112/2///61987#ABA008 - Device LOP for electromagnetic flow transmitter0112/2///61987#ABA009 - Device LOP for electromagnetic insertion flow transmitter0112/2///61987#ABA010 - Device LOP for orifice/differential pressure flow transmitter0112/2///61987#ABA016 - Device LOP for thermal mass flow transmitter0112/2///61987#ABA019 - Device LOP for ultrasonic flow transmitter0112/2///61987#ABA020 - Device LOP for variable area flow transmitter/gauge0112/2///61987#ABA022 - Device LOP for vortex flow transmitter0112/2///61987#ABA024 - Device LOP for helix flow transmitter/gauge |  |  |  | Standard |  |  |  | 2018-03-28 | 2013-08-27 | 2016-05-24 | 2016-05-24 |  | SC65E – IEC 61987 | C00004 |  | 0112/2///61987#ABV501 | https://cdd.iec.ch/CDD/IEC61987/iec61987.nsf/Classes/0112-2---61987%23ABC478 | https://cdd.iec.ch/cdd/iec61987/iec61987.nsf/PropertiesAllVersions/0112-2---61987%23ABB271,https://cdd.iec.ch/cdd/iec61987/iec61987.nsf/PropertiesAllVersions/0112-2---61987%23ABA577,https://cdd.iec.ch/cdd/iec61987/iec61987.nsf/PropertiesAllVersions/0112-2---61987%23ABA607,https://cdd.iec.ch/cdd/iec61987/iec61987.nsf/PropertiesAllVersions/0112-2---61987%23ABA342,https://cdd.iec.ch/cdd/iec61987/iec61987.nsf/PropertiesAllVersions/0112-2---61987%23ABU205 | 0112-2---61987#ABB271,0112-2---61987#ABA577,0112-2---61987#ABA607,0112-2---61987#ABA342,0112-2---61987#ABU205
0112/2///61987#ABI469 | 001 | 01 | 0112/2///61987#ABI469#001 | Commissioning |  |  |  | properties characterizing commissioning |  |  |  |  | ITEM_CLASS | [9 empty] | Standard |  |  |  | 2019-03-08 | 2017-12-07 | 2019-03-08 | 2019-03-08 |  | SC65E – IEC 61987 | C00018 | 001-01 (2019-03-08 15:35:13 by BATCH 00000766) standard | 0112/2///61987#ABH525 | https://cdd.iec.ch/CDD/IEC61987/iec61987.nsf/Classes/0112-2---61987%23ABI469 | https://cdd.iec.ch/cdd/iec61987/iec61987.nsf/PropertiesAllVersions/0112-2---61987%23ABI506,https://cdd.iec.ch/cdd/iec61987/iec61987.nsf/PropertiesAllVersions/0112-2---61987%23ABI567,https://cdd.iec.ch/cdd/iec61987/iec61987.nsf/PropertiesAllVersions/0112-2---61987%23ABI495,https://cdd.iec.ch/cdd/iec61987/iec61987.nsf/PropertiesAllVersions/0112-2---61987%23ABI556,https://cdd.iec.ch/cdd/iec61987/iec61987.nsf/PropertiesAllVersions/0112-2---61987%23ABI527,https://cdd.iec.ch/cdd/iec61987/iec61987.nsf/PropertiesAllVersions/0112-2---61987%23ABI528,https://cdd.iec.ch/cdd/iec61987/iec61987.nsf/PropertiesAllVersions/0112-2---61987%23ABI529 | 0112-2---61987#ABI506,0112-2---61987#ABI567,0112-2---61987#ABI495,0112-2---61987#ABI556,0112-2---61987#ABI527,0112-2---61987#ABI528,0112-2---61987#ABI529
0112/2///61987#ABC146 | 004 | 01 | 0112/2///61987#ABC146#004 | Binary pneumatic/hydraulic output |  |  |  | properties characterizing a binary output for pneumatic or hydraulic signals |  | 8 ABC146.8 |  |  | ITEM_CLASS | [5 empty] | 0112/2///61987#ABC667 - Type of output [4]0112/2///61987#ABC668 - Type of output [5]0112/2///61987#ABC669 - Type of output [6]0112/2///61987#ABC670 - Type of output [7] - 0112/2///61987#ABE042 - Type of output [8]0112/2///61987#ABE573 - Type of output [9]0112/2///61987#ABE579 - Type of output [11]0112/2///61987#ABG155 - Type of output [25]0112/2///61987#ABG156 - Type of output [26] |  |  |  | Standard |  |  |  | 2018-03-28 | 2013-08-27 | 2018-03-20 | 2018-03-20 |  | SC65E – IEC 61987 | C00004 |  | 0112/2///61987#ABV501 | https://cdd.iec.ch/CDD/IEC61987/iec61987.nsf/Classes/0112-2---61987%23ABC146 | https://cdd.iec.ch/cdd/iec61987/iec61987.nsf/PropertiesAllVersions/0112-2---61987%23ABB912,https://cdd.iec.ch/cdd/iec61987/iec61987.nsf/PropertiesAllVersions/0112-2---61987%23ABB913,https://cdd.iec.ch/cdd/iec61987/iec61987.nsf/PropertiesAllVersions/0112-2---61987%23ABB929,https://cdd.iec.ch/cdd/iec61987/iec61987.nsf/PropertiesAllVersions/0112-2---61987%23ABB931 | 0112-2---61987#ABB912,0112-2---61987#ABB913,0112-2---61987#ABB929,0112-2---61987#ABB931
0112/2///61987#ABE391 | 003 | 01 | 0112/2///61987#ABE391#003 | Overall dimensions and weight [2] |  |  |  | properties characterizing general mechanical properties of the device |  |  |  |  | ITEM_CLASS | [5 empty] | 0112/2///61987#ABD929 - Mechanical and electrical construction [globe valve]0112/2///61987#ABD930 - Mechanical and electrical construction [ball valve]0112/2///61987#ABD931 - Mechanical and electrical construction [pressure reducing regulator or back pressure/excess pressure regulator]0112/2///61987#ABD933 - Mechanical and electrical construction [butterfly valve]0112/2///61987#ABD935 - Mechanical and electrical construction [plug valve]0112/2///61987#ABD936 - Mechanical and electrical construction [diaphragm valve]0112/2///61987#ABD936 - Mechanical and electrical construction [diaphragm/pinch valve]0112/2///61987#ABD937 - Mechanical and electrical construction [eccentric plug valve]0112/2///61987#ABD939 - Mechanical and electrical construction [gate valve]0112/2///61987#ABD940 - Mechanical and electrical construction [valve body assembly]0112/2///61987#ABE612 - Mechanical and electrical construction [restriction orifice/diffuser] |  |  |  | Standard |  |  |  | 2018-03-28 |  | 2018-03-20 | 2018-03-20 |  | SC65E – IEC 61987 | C00014 |  | 0112/2///61987#ABV501 | https://cdd.iec.ch/CDD/IEC61987/iec61987.nsf/Classes/0112-2---61987%23ABE391 | https://cdd.iec.ch/cdd/iec61987/iec61987.nsf/PropertiesAllVersions/0112-2---61987%23ABE375,https://cdd.iec.ch/cdd/iec61987/iec61987.nsf/PropertiesAllVersions/0112-2---61987%23ABE386,https://cdd.iec.ch/cdd/iec61987/iec61987.nsf/PropertiesAllVersions/0112-2---61987%23ABA553,https://cdd.iec.ch/cdd/iec61987/iec61987.nsf/PropertiesAllVersions/0112-2---61987%23ABA640,https://cdd.iec.ch/cdd/iec61987/iec61987.nsf/PropertiesAllVersions/0112-2---61987%23ABA573,https://cdd.iec.ch/cdd/iec61987/iec61987.nsf/PropertiesAllVersions/0112-2---61987%23ABA574,https://cdd.iec.ch/cdd/iec61987/iec61987.nsf/PropertiesAllVersions/0112-2---61987%23ABA144 | 0112-2---61987#ABA640,0112-2---61987#ABA573,0112-2---61987#ABA574,0112-2---61987#ABA144,0112-2---61987#ABE375,0112-2---61987#ABE386,0112-2---61987#ABA553
0112/2///61987#ABF148 | 001 | 01 | 0112/2///61987#ABF148#001 | Material of build-up compensation |  |  |  | properties characterizing the material of which a build-up compensation |  |  |  |  | ITEM_CLASS | [5 empty] | 0112/2///61987#ABF136 - Structural design of a capacitance level transmitter/switch0112/2///61987#ABF155 - Single electrode probe |  |  |  | Standard |  | IEC 61987 | IEC | 2018-03-28 | 2018-03-28 | 2018-03-28 | 2018-03-28 |  | SC65E – IEC 61987 | C00018 | 001-01 (2018-03-28 07:26:05 by BATCH 00000762) standard | 0112/2///61987#ABV501 | https://cdd.iec.ch/CDD/IEC61987/iec61987.nsf/Classes/0112-2---61987%23ABF148 | https://cdd.iec.ch/cdd/iec61987/iec61987.nsf/PropertiesAllVersions/0112-2---61987%23ABB455,https://cdd.iec.ch/cdd/iec61987/iec61987.nsf/PropertiesAllVersions/0112-2---61987%23ABI460,https://cdd.iec.ch/cdd/iec61987/iec61987.nsf/PropertiesAllVersions/0112-2---61987%23ABA908,https://cdd.iec.ch/cdd/iec61987/iec61987.nsf/PropertiesAllVersions/0112-2---61987%23ABA907 | 0112-2---61987#ABB455,0112-2---61987#ABI460,0112-2---61987#ABA908,0112-2---61987#ABA907
0112/2///61987#ABG099 | 001 | 01 | 0112/2///61987#ABG099#001 | Assigned variable [19] |  |  |  | properties characterizing the configuration of the analog input or output |  | Polymorphic element: ABG099, Id: 9 |  |  | ITEM_CLASS | [5 empty] | 0112/2///61987#ABG200 - Pulse output [2] |  |  |  | Standard |  | IEC 61987 | IEC | 2018-03-28 | 2018-03-28 | 2018-03-28 | 2018-03-28 |  | SC65E – IEC 61987 | C00018 | 001-01 (2018-03-28 07:26:07 by BATCH 00000762) standard | 0112/2///61987#ABV501 | https://cdd.iec.ch/CDD/IEC61987/iec61987.nsf/Classes/0112-2---61987%23ABG099 | https://cdd.iec.ch/cdd/iec61987/iec61987.nsf/PropertiesAllVersions/0112-2---61987%23ABU944,https://cdd.iec.ch/cdd/iec61987/iec61987.nsf/PropertiesAllVersions/0112-2---61987%23ABU982,https://cdd.iec.ch/cdd/iec61987/iec61987.nsf/PropertiesAllVersions/0112-2---61987%23ABU983,https://cdd.iec.ch/cdd/iec61987/iec61987.nsf/PropertiesAllVersions/0112-2---61987%23ABU984,https://cdd.iec.ch/cdd/iec61987/iec61987.nsf/PropertiesAllVersions/0112-2---61987%23ABU985,https://cdd.iec.ch/cdd/iec61987/iec61987.nsf/PropertiesAllVersions/0112-2---61987%23ABU986,https://cdd.iec.ch/cdd/iec61987/iec61987.nsf/PropertiesAllVersions/0112-2---61987%23ABU987 | 0112-2---61987#ABU984,0112-2---61987#ABU985,0112-2---61987#ABU986,0112-2---61987#ABU987,0112-2---61987#ABU944,0112-2---61987#ABU982,0112-2---61987#ABU983
0112/2///61987#ABG388 | 001 | 01 | 0112/2///61987#ABG388#001 | Mechanical and electrical construction [contact temperature transmitter] |  |  |  | properties characterizing the constructional details of the device and its parts |  |  | IEC 61987-1, 5.8 |  | ITEM_CLASS | [5 empty] | 0112/2///61987#ABE760 - Device LOP for contact temperature transmitter |  |  |  | Standard |  | IEC 61987 | IEC | 2018-03-28 | 2014-12-17 | 2016-05-24 | 2016-05-24 |  | SC65E – IEC 61987 | C00018 | 001-01 (2018-03-28 07:26:09 by BATCH 00000762) standard | 0112/2///61987#ABV501 | https://cdd.iec.ch/CDD/IEC61987/iec61987.nsf/Classes/0112-2---61987%23ABG388 | https://cdd.iec.ch/cdd/iec61987/iec61987.nsf/PropertiesAllVersions/0112-2---61987%23ABD534,https://cdd.iec.ch/cdd/iec61987/iec61987.nsf/PropertiesAllVersions/0112-2---61987%23ABG993,https://cdd.iec.ch/cdd/iec61987/iec61987.nsf/PropertiesAllVersions/0112-2---61987%23ABB139,https://cdd.iec.ch/cdd/iec61987/iec61987.nsf/PropertiesAllVersions/0112-2---61987%23ABC862,https://cdd.iec.ch/cdd/iec61987/iec61987.nsf/PropertiesAllVersions/0112-2---61987%23ABC789 | 0112-2---61987#ABC862,0112-2---61987#ABC789,0112-2---61987#ABD534,0112-2---61987#ABG993,0112-2---61987#ABB139
0112/2///61987#ABH869 | 001 | 01 | 0112/2///61987#ABH869#001 | Temperature technology block |  |  |  | properties characterizing a Temperature technology block |  |  |  |  | ITEM_CLASS | [5 empty] | 0112/2///61987#ABH840 - User application parameters |  |  |  | Standard |  |  |  | 2019-03-08 | 2017-12-07 | 2019-03-08 | 2019-03-08 |  | SC65E – IEC 61987 | C00018 | 001-01 (2019-03-08 15:35:12 by BATCH 00000766) standard | 0112/2///61987#ABV501 | https://cdd.iec.ch/CDD/IEC61987/iec61987.nsf/Classes/0112-2---61987%23ABH869 | https://cdd.iec.ch/cdd/iec61987/iec61987.nsf/PropertiesAllVersions/0112-2---61987%23ABJ349,https://cdd.iec.ch/cdd/iec61987/iec61987.nsf/PropertiesAllVersions/0112-2---61987%23ABJ670,https://cdd.iec.ch/cdd/iec61987/iec61987.nsf/PropertiesAllVersions/0112-2---61987%23ABJ706,https://cdd.iec.ch/cdd/iec61987/iec61987.nsf/PropertiesAllVersions/0112-2---61987%23ABJ671,https://cdd.iec.ch/cdd/iec61987/iec61987.nsf/PropertiesAllVersions/0112-2---61987%23ABJ366,https://cdd.iec.ch/cdd/iec61987/iec61987.nsf/PropertiesAllVersions/0112-2---61987%23ABJ672,https://cdd.iec.ch/cdd/iec61987/iec61987.nsf/PropertiesAllVersions/0112-2---61987%23ABJ367,https://cdd.iec.ch/cdd/iec61987/iec61987.nsf/PropertiesAllVersions/0112-2---61987%23ABJ667,https://cdd.iec.ch/cdd/iec61987/iec61987.nsf/PropertiesAllVersions/0112-2---61987%23ABJ702,https://cdd.iec.ch/cdd/iec61987/iec61987.nsf/PropertiesAllVersions/0112-2---61987%23ABJ660,https://cdd.iec.ch/cdd/iec61987/iec61987.nsf/PropertiesAllVersions/0112-2---61987%23ABI037,https://cdd.iec.ch/cdd/iec61987/iec61987.nsf/PropertiesAllVersions/0112-2---61987%23ABI392 | 0112-2---61987#ABJ670,0112-2---61987#ABJ671,0112-2---61987#ABJ366,0112-2---61987#ABJ672,0112-2---61987#ABJ667,0112-2---61987#ABI392,0112-2---61987#ABJ349,0112-2---61987#ABJ706,0112-2---61987#ABJ367,0112-2---61987#ABJ702,0112-2---61987#ABJ660,0112-2---61987#ABI037
0112/2///61987#ABA688 | 002 | 01 | 0112/2///61987#ABA688#002 | Multipoint temperature measuring assembly |  |  |  | temperature measuring assembly intended to provide measurements at more than one dedicated point | The measuring points can be arranged in a single piece of protective equipment (typical for temperature profile measuring) or be spatially distributed in the process chamber (typical for hot spot detection)., The sensing elements normally use one process connection and one electrical connection facility optionally with transmitters. |  |  |  | ITEM_CLASS | [9 empty] | Standard |  |  |  | 2018-03-28 | 2013-08-27 | 2016-05-24 | 2016-05-24 |  | SC65E – IEC 61987 | C00004 |  | 0112/2///61987#ABA687 | https://cdd.iec.ch/CDD/IEC61987/iec61987.nsf/Classes/0112-2---61987%23ABA688
0112/2///61987#ABA886 | 002 | 01 | 0112/2///61987#ABA886#002 | Nozzle |  |  |  | primary element that generates a difference in pressure by restricting the flow in pipe |  |  |  |  | ITEM_CLASS | [9 empty] | Standard |  |  |  | 2018-03-28 | 2013-08-27 | 2016-05-24 | 2016-05-24 |  | SC65E – IEC 61987 | C00004 |  | 0112/2///61987#ABA884 | https://cdd.iec.ch/CDD/IEC61987/iec61987.nsf/Classes/0112-2---61987%23ABA886
0112/2///61987#ABD840 | 002 | 01 | 0112/2///61987#ABD840#002 | Dependability [2] |  |  |  | extent to which a system can be relied upon to perform a required function under given conditions at a given instant of time or over a given time interval, assuming that the required external sources are provided |  |  | IEC 61069-5 |  | ITEM_CLASS | [5 empty] | 0112/2///61987#ABU549 - Function and system design [2]0112/2///61987#ABU550 - Function and system design [3]0112/2///61987#ABU553 - Function and system design [4]0112/2///61987#ABU556 - Function and system design [5]0112/2///61987#ABU557 - Function and system design [6] |  |  |  | Standard |  |  |  | 2018-03-28 | 2013-09-02 | 2018-03-20 | 2018-03-20 |  | SC65E – IEC 61987 | C00004 |  | 0112/2///61987#ABV501 | https://cdd.iec.ch/CDD/IEC61987/iec61987.nsf/Classes/0112-2---61987%23ABD840 | https://cdd.iec.ch/cdd/iec61987/iec61987.nsf/PropertiesAllVersions/0112-2---61987%23ABB271,https://cdd.iec.ch/cdd/iec61987/iec61987.nsf/PropertiesAllVersions/0112-2---61987%23ABA577,https://cdd.iec.ch/cdd/iec61987/iec61987.nsf/PropertiesAllVersions/0112-2---61987%23ABE121 | 0112-2---61987#ABE121,0112-2---61987#ABB271,0112-2---61987#ABA577
0112/2///61987#ABE395 | 002 | 01 | 0112/2///61987#ABE395#002 | Type of auxiliary input [11] |  |  |  | administration block for polymorphism acting as proxy for the selected control input type |  |  |  |  | ITEM_CLASS | [5 empty] | 0112/2///61987#ABE393 - Auxiliary input [11] |  |  |  | Standard |  |  |  | 2018-03-28 |  | 2016-05-02 | 2016-05-02 |  | SC65E – IEC 61987 | C00004 |  | 0112/2///61987#ABV501 | https://cdd.iec.ch/CDD/IEC61987/iec61987.nsf/Classes/0112-2---61987%23ABE395 | https://cdd.iec.ch/cdd/iec61987/iec61987.nsf/PropertiesAllVersions/0112-2---61987%23ABE397,https://cdd.iec.ch/cdd/iec61987/iec61987.nsf/PropertiesAllVersions/0112-2---61987%23ABE400,https://cdd.iec.ch/cdd/iec61987/iec61987.nsf/PropertiesAllVersions/0112-2---61987%23ABE401,https://cdd.iec.ch/cdd/iec61987/iec61987.nsf/PropertiesAllVersions/0112-2---61987%23ABU367,https://cdd.iec.ch/cdd/iec61987/iec61987.nsf/PropertiesAllVersions/0112-2---61987%23ABU368,https://cdd.iec.ch/cdd/iec61987/iec61987.nsf/PropertiesAllVersions/0112-2---61987%23ABE402 | 0112-2---61987#ABE400,0112-2---61987#ABE401,0112-2---61987#ABU367,0112-2---61987#ABU368,0112-2---61987#ABE402,0112-2---61987#ABE397
0112/2///61987#ABG251 | 001 | 01 | 0112/2///61987#ABG251#001 | Performance variable [11] |  |  |  | properties characterizing the performance of a device with respect to a particular process variable |  |  |  |  | ITEM_CLASS | [5 empty] | 0112/2///61987#ABG221 - Performance [18] |  |  |  | Standard |  | IEC 61987 | IEC | 2018-03-28 | 2014-12-17 | 2018-03-20 | 2018-03-20 |  | SC65E – IEC 61987 | C00018 | 001-01 (2018-03-28 07:26:08 by BATCH 00000762) standard | 0112/2///61987#ABV501 | https://cdd.iec.ch/CDD/IEC61987/iec61987.nsf/Classes/0112-2---61987%23ABG251 | https://cdd.iec.ch/cdd/iec61987/iec61987.nsf/PropertiesAllVersions/0112-2---61987%23ABB271,https://cdd.iec.ch/cdd/iec61987/iec61987.nsf/PropertiesAllVersions/0112-2---61987%23ABA577,https://cdd.iec.ch/cdd/iec61987/iec61987.nsf/PropertiesAllVersions/0112-2---61987%23ABG826,https://cdd.iec.ch/cdd/iec61987/iec61987.nsf/PropertiesAllVersions/0112-2---61987%23ABU894 | 0112-2---61987#ABB271,0112-2---61987#ABA577,0112-2---61987#ABG826,0112-2---61987#ABU894
0112/2///61987#ABC639 | 002 | 01 | 0112/2///61987#ABC639#002 | Structural design of a vortex flow transmitter |  |  |  | properties characterizing the constructional details of a velocity flow transmitter that uses vortices shed from a bluff body to measure flow |  |  |  |  | ITEM_CLASS | [5 empty] | 0112/2///61987#ABC615 - Structural design [vortex flow transmitter] |  |  |  | Standard |  |  |  | 2018-03-28 | 2013-08-27 | 2016-05-24 | 2016-05-24 |  | SC65E – IEC 61987 | C00004 |  | 0112/2///61987#ABV501 | https://cdd.iec.ch/CDD/IEC61987/iec61987.nsf/Classes/0112-2---61987%23ABC639 | https://cdd.iec.ch/cdd/iec61987/iec61987.nsf/PropertiesAllVersions/0112-2---61987%23ABB111,https://cdd.iec.ch/cdd/iec61987/iec61987.nsf/PropertiesAllVersions/0112-2---61987%23ABB112,https://cdd.iec.ch/cdd/iec61987/iec61987.nsf/PropertiesAllVersions/0112-2---61987%23ABB061,https://cdd.iec.ch/cdd/iec61987/iec61987.nsf/PropertiesAllVersions/0112-2---61987%23ABB498,https://cdd.iec.ch/cdd/iec61987/iec61987.nsf/PropertiesAllVersions/0112-2---61987%23ABB499,https://cdd.iec.ch/cdd/iec61987/iec61987.nsf/PropertiesAllVersions/0112-2---61987%23ABB397,https://cdd.iec.ch/cdd/iec61987/iec61987.nsf/PropertiesAllVersions/0112-2---61987%23ABB459,https://cdd.iec.ch/cdd/iec61987/iec61987.nsf/PropertiesAllVersions/0112-2---61987%23ABB500,https://cdd.iec.ch/cdd/iec61987/iec61987.nsf/PropertiesAllVersions/0112-2---61987%23ABB922,https://cdd.iec.ch/cdd/iec61987/iec61987.nsf/PropertiesAllVersions/0112-2---61987%23ABC975 | 0112-2---61987#ABB112,0112-2---61987#ABB397,0112-2---61987#ABB459,0112-2---61987#ABB922,0112-2---61987#ABB111,0112-2---61987#ABB061,0112-2---61987#ABB498,0112-2---61987#ABB499,0112-2---61987#ABB500,0112-2---61987#ABC975
0112/2///61987#ABG289 | 001 | 01 | 0112/2///61987#ABG289#001 | Type of performance variable [23] |  |  |  | administration block for polymorphism acting as proxy for the selected performance type |  | Polymorphic element: ABG289, Id: 4 |  |  | ITEM_CLASS | [5 empty] | 0112/2///61987#ABG263 - Performance variable [23] |  |  |  | Standard |  | IEC 61987 | IEC | 2018-03-28 | 2014-12-17 | 2018-03-20 | 2018-03-20 |  | SC65E – IEC 61987 | C00018 | 001-01 (2018-03-28 07:26:08 by BATCH 00000762) standard | 0112/2///61987#ABV501 | https://cdd.iec.ch/CDD/IEC61987/iec61987.nsf/Classes/0112-2---61987%23ABG289 | https://cdd.iec.ch/cdd/iec61987/iec61987.nsf/PropertiesAllVersions/0112-2---61987%23ABV006,https://cdd.iec.ch/cdd/iec61987/iec61987.nsf/PropertiesAllVersions/0112-2---61987%23ABV024,https://cdd.iec.ch/cdd/iec61987/iec61987.nsf/PropertiesAllVersions/0112-2---61987%23ABV025,https://cdd.iec.ch/cdd/iec61987/iec61987.nsf/PropertiesAllVersions/0112-2---61987%23ABV026,https://cdd.iec.ch/cdd/iec61987/iec61987.nsf/PropertiesAllVersions/0112-2---61987%23ABV027,https://cdd.iec.ch/cdd/iec61987/iec61987.nsf/PropertiesAllVersions/0112-2---61987%23ABV028 | 0112-2---61987#ABV006,0112-2---61987#ABV024,0112-2---61987#ABV025,0112-2---61987#ABV026,0112-2---61987#ABV027,0112-2---61987#ABV028
0112/2///61987#ABH041 | 001 | 01 | 0112/2///61987#ABH041#001 | Pneumatic/hydraulic output [17] |  |  |  | properties characterizing a pneumatic or hydraulic output |  | Polymorphic element: ABH041, Id: 2 |  |  | ITEM_CLASS | [5 empty] | 0112/2///61987#ABG145 - Type of output [15] |  |  |  | Standard |  | IEC 61987 | IEC | 2018-03-28 | 2014-12-17 | 2018-03-20 | 2018-03-20 |  | SC65E – IEC 61987 | C00018 | 001-01 (2018-03-28 07:26:12 by BATCH 00000762) standard | 0112/2///61987#ABV501 | https://cdd.iec.ch/CDD/IEC61987/iec61987.nsf/Classes/0112-2---61987%23ABH041 | https://cdd.iec.ch/cdd/iec61987/iec61987.nsf/PropertiesAllVersions/0112-2---61987%23ABU880,https://cdd.iec.ch/cdd/iec61987/iec61987.nsf/PropertiesAllVersions/0112-2---61987%23ABD145 | 0112-2---61987#ABU880,0112-2---61987#ABD145
0112/2///61987#ABE341 | 001 | 01 | 0112/2///61987#ABE341#001 | Radiation thermometer |  |  |  | point temperature measuring device that uses one or more spectral ranges to measure a mean temperature | NOTE: To determine the surface temperature of an object without contact, a spatial and spectral proportion of the radiation flux emitted by the object is fed to a receiving system. The latter converts the radiation into an electric signal. |  |  |  | ITEM_CLASS |  |  |  |  | 0112/2///61987#ABF896 - reference to Operating LOP for temperature measuring equipment |  |  |  |  | Standard |  | IEC 61987 | IEC | 2018-03-28 | 2014-12-17 | 2016-05-24 | 2016-05-24 |  | SC65E – IEC 61987 | C00019 | 001-01 (2018-03-28 07:26:02 by BATCH 00000762) standard | 0112/2///61987#ABE340 | https://cdd.iec.ch/CDD/IEC61987/iec61987.nsf/Classes/0112-2---61987%23ABE341 | https://cdd.iec.ch/cdd/iec61987/iec61987.nsf/PropertiesAllVersions/0112-2---61987%23ABF898 | 0112-2---61987#ABF898
0112/2///61987#ABA889 | 002 | 01 | 0112/2///61987#ABA889#002 | Weir |  |  |  | primary element that generates a difference in head by partially obstructing the flow in an open channel |  |  |  |  | ITEM_CLASS | [9 empty] | Standard |  |  |  | 2018-03-28 | 2013-08-27 | 2016-05-24 | 2016-05-24 |  | SC65E – IEC 61987 | C00004 |  | 0112/2///61987#ABA884 | https://cdd.iec.ch/CDD/IEC61987/iec61987.nsf/Classes/0112-2---61987%23ABA889
0112/2///61987#ABC487 | 001 | 02 | 0112/2///61987#ABC487#001 | Parameters of a manufacturer-specific pulse/frequency binary signal |  |  |  | properties characterizing the configuration of a manufacturer-specific pulse frequency input or output |  |  |  |  | ITEM_CLASS | [5 empty] | 0112/2///61987#ABC335 - Manufacturer-specific parameters |  |  |  | Standard |  |  |  | 2018-03-28 | 2013-08-27 | 2013-08-27 | 2014-06-18 |  | SC65E – IEC 61987 | C00004 |  | 0112/2///61987#ABV501 | https://cdd.iec.ch/CDD/IEC61987/iec61987.nsf/Classes/0112-2---61987%23ABC487 | https://cdd.iec.ch/cdd/iec61987/iec61987.nsf/PropertiesAllVersions/0112-2---61987%23ABB626,https://cdd.iec.ch/cdd/iec61987/iec61987.nsf/PropertiesAllVersions/0112-2---61987%23ABB627,https://cdd.iec.ch/cdd/iec61987/iec61987.nsf/PropertiesAllVersions/0112-2---61987%23ABB628,https://cdd.iec.ch/cdd/iec61987/iec61987.nsf/PropertiesAllVersions/0112-2---61987%23ABB629,https://cdd.iec.ch/cdd/iec61987/iec61987.nsf/PropertiesAllVersions/0112-2---61987%23ABB630 | 0112-2---61987#ABB626,0112-2---61987#ABB627,0112-2---61987#ABB628,0112-2---61987#ABB629,0112-2---61987#ABB630
0112/2///61987#ABD945 | 005 | 01 | 0112/2///61987#ABD945#005 | Normal environmental design conditions [3] |  |  |  | properties characterizing the range of environmental conditions for which a device must be designed to operate within specified performance limits |  |  |  |  | ITEM_CLASS | [5 empty] | 0112/2///61987#ABD865 - Environmental design conditions [3]0112/2///61987#ABP288 - Environmental design conditions [infrastructure device] |  |  |  | Standard |  |  |  | 2018-03-28 | 2013-09-02 | 2018-03-20 | 2018-03-20 |  | SC65E – IEC 61987 | C00004 |  | 0112/2///61987#ABV501 | https://cdd.iec.ch/CDD/IEC61987/iec61987.nsf/Classes/0112-2---61987%23ABD945 | https://cdd.iec.ch/cdd/iec61987/iec61987.nsf/PropertiesAllVersions/0112-2---61987%23ABA621,https://cdd.iec.ch/cdd/iec61987/iec61987.nsf/PropertiesAllVersions/0112-2---61987%23ABA623,https://cdd.iec.ch/cdd/iec61987/iec61987.nsf/PropertiesAllVersions/0112-2---61987%23ABA964,https://cdd.iec.ch/cdd/iec61987/iec61987.nsf/PropertiesAllVersions/0112-2---61987%23ABB282,https://cdd.iec.ch/cdd/iec61987/iec61987.nsf/PropertiesAllVersions/0112-2---61987%23ABB162,https://cdd.iec.ch/cdd/iec61987/iec61987.nsf/PropertiesAllVersions/0112-2---61987%23ABA571,https://cdd.iec.ch/cdd/iec61987/iec61987.nsf/PropertiesAllVersions/0112-2---61987%23ABA410,https://cdd.iec.ch/cdd/iec61987/iec61987.nsf/PropertiesAllVersions/0112-2---61987%23ABA089,https://cdd.iec.ch/cdd/iec61987/iec61987.nsf/PropertiesAllVersions/0112-2---61987%23ABA091,https://cdd.iec.ch/cdd/iec61987/iec61987.nsf/PropertiesAllVersions/0112-2---61987%23ABD396,https://cdd.iec.ch/cdd/iec61987/iec61987.nsf/PropertiesAllVersions/0112-2---61987%23ABD398,https://cdd.iec.ch/cdd/iec61987/iec61987.nsf/PropertiesAllVersions/0112-2---61987%23ABA572,https://cdd.iec.ch/cdd/iec61987/iec61987.nsf/PropertiesAllVersions/0112-2---61987%23ABA108,https://cdd.iec.ch/cdd/iec61987/iec61987.nsf/PropertiesAllVersions/0112-2---61987%23ABA963,https://cdd.iec.ch/cdd/iec61987/iec61987.nsf/PropertiesAllVersions/0112-2---61987%23ABA109 | 0112-2---61987#ABB162,0112-2---61987#ABA572,0112-2---61987#ABA963,0112-2---61987#ABA109,0112-2---61987#ABA964,0112-2---61987#ABB282,0112-2---61987#ABA089,0112-2---61987#ABD398,0112-2---61987#ABA623,0112-2---61987#ABD396,0112-2---61987#ABA108,0112-2---61987#ABA621,0112-2---61987#ABA571,0112-2---61987#ABA410,0112-2---61987#ABA091
0112/2///61987#ABI473 | 001 | 01 | 0112/2///61987#ABI473#001 | Spare part |  |  |  | properties characterizing a spare part |  |  |  |  | ITEM_CLASS | [5 empty] | 0112/2///61987#ABI467 - Accessories and spare parts |  |  |  | Standard |  |  |  | 2019-03-08 | 2017-12-07 | 2019-03-08 | 2019-03-08 |  | SC65E – IEC 61987 | C00018 | 001-01 (2019-03-08 15:35:13 by BATCH 00000766) standard | 0112/2///61987#ABV501 | https://cdd.iec.ch/CDD/IEC61987/iec61987.nsf/Classes/0112-2---61987%23ABI473 | https://cdd.iec.ch/cdd/iec61987/iec61987.nsf/PropertiesAllVersions/0112-2---61987%23ABI515,https://cdd.iec.ch/cdd/iec61987/iec61987.nsf/PropertiesAllVersions/0112-2---61987%23ABI516,https://cdd.iec.ch/cdd/iec61987/iec61987.nsf/PropertiesAllVersions/0112-2---61987%23ABI517,https://cdd.iec.ch/cdd/iec61987/iec61987.nsf/PropertiesAllVersions/0112-2---61987%23ABI534,https://cdd.iec.ch/cdd/iec61987/iec61987.nsf/PropertiesAllVersions/0112-2---61987%23ABI514,https://cdd.iec.ch/cdd/iec61987/iec61987.nsf/PropertiesAllVersions/0112-2---61987%23ABA581,https://cdd.iec.ch/cdd/iec61987/iec61987.nsf/PropertiesAllVersions/0112-2---61987%23ABI518 | 0112-2---61987#ABI518,0112-2---61987#ABI515,0112-2---61987#ABI516,0112-2---61987#ABI517,0112-2---61987#ABI534,0112-2---61987#ABI514,0112-2---61987#ABA581
0112/2///61987#ABA846 | 002 | 01 | 0112/2///61987#ABA846#002 | Analog signal switch |  |  |  | instrument component that provides connection or disconnection between analog input(s) and output(s) depending on activation |  |  |  |  | ITEM_CLASS | [9 empty] | Standard |  |  |  | 2018-03-28 | 2013-08-27 | 2016-05-24 | 2016-05-24 |  | SC65E – IEC 61987 | C00019 |  | 0112/2///61987#ABA845 | https://cdd.iec.ch/CDD/IEC61987/iec61987.nsf/Classes/0112-2---61987%23ABA846
0112/2///61987#ABN987 | 001 | 01 | 0112/2///61987#ABN987#001 | Flow computer |  |  |  | calculator that uses two or more input signals to output volume flow, standardized volume flow or mass flow | Input signals could be flow, temperature, pressure, density, etc. |  |  |  | ITEM_CLASS |  |  |  |  | 0112/2///61987#ABP285 - reference to Operating LOP for infrastructure devices |  |  |  | true | Standard |  | IEC 61987-31 | IEC | 2022-10-26 | 2022-10-26 | 2022-10-26 | 2022-10-26 |  | IEC/SC 65E | C00127 | 001-01 (2022-10-26 07:15:16 by BATCH 00000802) standard | 0112/2///61987#ABN985 | https://cdd.iec.ch/CDD/IEC61987/iec61987.nsf/Classes/0112-2---61987%23ABN987
0112/2///61987#ABD509 | 002 | 01 | 0112/2///61987#ABD509#002 | Normal environmental conditions [1] |  |  |  | properties characterizing the values which an influence quantity can assume to which the device is or must be designed |  |  |  |  | ITEM_CLASS | [5 empty] | 0112/2///61987#ABD511 - Environmental design ratings [1] |  |  |  | Standard |  |  |  | 2018-03-28 | 2013-08-27 | 2016-05-24 | 2016-05-24 |  | SC65E – IEC 61987 | C00018 |  | 0112/2///61987#ABV501 | https://cdd.iec.ch/CDD/IEC61987/iec61987.nsf/Classes/0112-2---61987%23ABD509 | https://cdd.iec.ch/cdd/iec61987/iec61987.nsf/PropertiesAllVersions/0112-2---61987%23ABA621,https://cdd.iec.ch/cdd/iec61987/iec61987.nsf/PropertiesAllVersions/0112-2---61987%23ABA623,https://cdd.iec.ch/cdd/iec61987/iec61987.nsf/PropertiesAllVersions/0112-2---61987%23ABB282,https://cdd.iec.ch/cdd/iec61987/iec61987.nsf/PropertiesAllVersions/0112-2---61987%23ABB162,https://cdd.iec.ch/cdd/iec61987/iec61987.nsf/PropertiesAllVersions/0112-2---61987%23ABA571,https://cdd.iec.ch/cdd/iec61987/iec61987.nsf/PropertiesAllVersions/0112-2---61987%23ABA410,https://cdd.iec.ch/cdd/iec61987/iec61987.nsf/PropertiesAllVersions/0112-2---61987%23ABA091,https://cdd.iec.ch/cdd/iec61987/iec61987.nsf/PropertiesAllVersions/0112-2---61987%23ABC852,https://cdd.iec.ch/cdd/iec61987/iec61987.nsf/PropertiesAllVersions/0112-2---61987%23ABD396,https://cdd.iec.ch/cdd/iec61987/iec61987.nsf/PropertiesAllVersions/0112-2---61987%23ABD398,https://cdd.iec.ch/cdd/iec61987/iec61987.nsf/PropertiesAllVersions/0112-2---61987%23ABA572,https://cdd.iec.ch/cdd/iec61987/iec61987.nsf/PropertiesAllVersions/0112-2---61987%23ABA108,https://cdd.iec.ch/cdd/iec61987/iec61987.nsf/PropertiesAllVersions/0112-2---61987%23ABA963,https://cdd.iec.ch/cdd/iec61987/iec61987.nsf/PropertiesAllVersions/0112-2---61987%23ABA109 | 0112-2---61987#ABB162,0112-2---61987#ABA571,0112-2---61987#ABD398,0112-2---61987#ABA109,0112-2---61987#ABA621,0112-2---61987#ABA623,0112-2---61987#ABC852,0112-2---61987#ABA963,0112-2---61987#ABD396,0112-2---61987#ABA108,0112-2---61987#ABB282,0112-2---61987#ABA410,0112-2---61987#ABA091,0112-2---61987#ABA572
0112/2///61987#ABD995 | 001 | 02 | 0112/2///61987#ABD995#001 | Process material component [2] |  |  |  | properties characterizing the different material components of a fluid |  |  |  |  | ITEM_CLASS | [5 empty] | 0112/2///61987#ABD955 - Other process material properties [2] |  |  |  | Standard |  |  |  | 2018-03-28 | 2013-09-02 | 2013-09-02 | 2014-06-18 |  | SC65E – IEC 61987 | C00004 |  | 0112/2///61987#ABV501 | https://cdd.iec.ch/CDD/IEC61987/iec61987.nsf/Classes/0112-2---61987%23ABD995 | https://cdd.iec.ch/cdd/iec61987/iec61987.nsf/PropertiesAllVersions/0112-2---61987%23ABB378,https://cdd.iec.ch/cdd/iec61987/iec61987.nsf/PropertiesAllVersions/0112-2---61987%23ABB379,https://cdd.iec.ch/cdd/iec61987/iec61987.nsf/PropertiesAllVersions/0112-2---61987%23ABB011,https://cdd.iec.ch/cdd/iec61987/iec61987.nsf/PropertiesAllVersions/0112-2---61987%23ABB304 | 0112-2---61987#ABB379,0112-2---61987#ABB011,0112-2---61987#ABB304,0112-2---61987#ABB378
0112/2///61987#ABF947 | 001 | 01 | 0112/2///61987#ABF947#001 | Measured variable [11] | process variable |  |  | properties characterizing a measured variable, the size of which is to be acquired and indicated by the device |  |  |  |  | ITEM_CLASS | [5 empty] | 0112/2///61987#ABF929 - Input [22] |  |  |  | Standard |  | IEC 61987 | IEC | 2018-03-28 | 2014-12-17 | 2018-03-20 | 2018-03-20 |  | SC65E – IEC 61987 | C00018 | 001-01 (2018-03-28 07:26:06 by BATCH 00000762) standard | 0112/2///61987#ABV501 | https://cdd.iec.ch/CDD/IEC61987/iec61987.nsf/Classes/0112-2---61987%23ABF947 | https://cdd.iec.ch/cdd/iec61987/iec61987.nsf/PropertiesAllVersions/0112-2---61987%23ABB271,https://cdd.iec.ch/cdd/iec61987/iec61987.nsf/PropertiesAllVersions/0112-2---61987%23ABA577,https://cdd.iec.ch/cdd/iec61987/iec61987.nsf/PropertiesAllVersions/0112-2---61987%23ABU859 | 0112-2---61987#ABU859,0112-2---61987#ABB271,0112-2---61987#ABA577
0112/2///61987#ABG196 | 001 | 01 | 0112/2///61987#ABG196#001 | Frequency output [14] |  |  |  | properties characterizing the parameters of the frequency output |  | Polymorphic element: ABG196, Id: 2 |  |  | ITEM_CLASS | [5 empty] | 0112/2///61987#ABG149 - Type of output [19] |  |  |  | Standard |  | IEC 61987 | IEC | 2018-03-28 | 2014-12-17 | 2016-05-24 | 2016-05-24 |  | SC65E – IEC 61987 | C00019 | 001-01 (2018-03-28 07:26:08 by BATCH 00000762) standard | 0112/2///61987#ABV501 | https://cdd.iec.ch/CDD/IEC61987/iec61987.nsf/Classes/0112-2---61987%23ABG196 | https://cdd.iec.ch/cdd/iec61987/iec61987.nsf/PropertiesAllVersions/0112-2---61987%23ABV163,https://cdd.iec.ch/cdd/iec61987/iec61987.nsf/PropertiesAllVersions/0112-2---61987%23ABD185 | 0112-2---61987#ABV163,0112-2---61987#ABD185
0112/2///61987#ABH836 | 001 | 01 | 0112/2///61987#ABH836#001 | Storage dimensions and weight |  |  |  | properties characterizing the size and weight of a device when prepared for storage |  |  |  |  | ITEM_CLASS | [5 empty] | 0112/2///61987#ABH806 - Storage |  |  |  | Standard |  |  |  | 2019-03-08 | 2017-12-07 | 2019-03-08 | 2019-03-08 |  | SC65E – IEC 61987 | C0018 | 001-01 (2019-03-08 15:35:12 by BATCH 00000766) standard | 0112/2///61987#ABV501 | https://cdd.iec.ch/CDD/IEC61987/iec61987.nsf/Classes/0112-2---61987%23ABH836 | https://cdd.iec.ch/cdd/iec61987/iec61987.nsf/PropertiesAllVersions/0112-2---61987%23ABA553,https://cdd.iec.ch/cdd/iec61987/iec61987.nsf/PropertiesAllVersions/0112-2---61987%23ABA640,https://cdd.iec.ch/cdd/iec61987/iec61987.nsf/PropertiesAllVersions/0112-2---61987%23ABA573,https://cdd.iec.ch/cdd/iec61987/iec61987.nsf/PropertiesAllVersions/0112-2---61987%23ABA574 | 0112-2---61987#ABA553,0112-2---61987#ABA640,0112-2---61987#ABA573,0112-2---61987#ABA574
0112/2///61987#ABU455 | 001 | 02 | 0112/2///61987#ABU455#001 | End connection |  |  |  | properties characterizing an end connection of a device |  | Id specified in IEC61987-12/-13: ABC225 |  |  | ITEM_CLASS | [5 empty] | - |  |  |  | Standard |  |  |  | 2018-03-28 | 2013-09-27 | 2013-09-27 | 2014-06-18 |  | SC65E – IEC 61987 | C00009 |  | 0112/2///61987#ABV501 | https://cdd.iec.ch/CDD/IEC61987/iec61987.nsf/Classes/0112-2---61987%23ABU455 | https://cdd.iec.ch/cdd/iec61987/iec61987.nsf/PropertiesAllVersions/0112-2---61987%23ABD568,https://cdd.iec.ch/cdd/iec61987/iec61987.nsf/PropertiesAllVersions/0112-2---61987%23ABD562,https://cdd.iec.ch/cdd/iec61987/iec61987.nsf/PropertiesAllVersions/0112-2---61987%23ABD750,https://cdd.iec.ch/cdd/iec61987/iec61987.nsf/PropertiesAllVersions/0112-2---61987%23ABI457,https://cdd.iec.ch/cdd/iec61987/iec61987.nsf/PropertiesAllVersions/0112-2---61987%23ABI461,https://cdd.iec.ch/cdd/iec61987/iec61987.nsf/PropertiesAllVersions/0112-2---61987%23ABA591,https://cdd.iec.ch/cdd/iec61987/iec61987.nsf/PropertiesAllVersions/0112-2---61987%23ABA576,https://cdd.iec.ch/cdd/iec61987/iec61987.nsf/PropertiesAllVersions/0112-2---61987%23ABA893,https://cdd.iec.ch/cdd/iec61987/iec61987.nsf/PropertiesAllVersions/0112-2---61987%23ABA150,https://cdd.iec.ch/cdd/iec61987/iec61987.nsf/PropertiesAllVersions/0112-2---61987%23ABA145,https://cdd.iec.ch/cdd/iec61987/iec61987.nsf/PropertiesAllVersions/0112-2---61987%23ABH417,https://cdd.iec.ch/cdd/iec61987/iec61987.nsf/PropertiesAllVersions/0112-2---61987%23ABD420,https://cdd.iec.ch/cdd/iec61987/iec61987.nsf/PropertiesAllVersions/0112-2---61987%23ABI465,https://cdd.iec.ch/cdd/iec61987/iec61987.nsf/PropertiesAllVersions/0112-2---61987%23ABI466,https://cdd.iec.ch/cdd/iec61987/iec61987.nsf/PropertiesAllVersions/0112-2---61987%23ABA151,https://cdd.iec.ch/cdd/iec61987/iec61987.nsf/PropertiesAllVersions/0112-2---61987%23ABA154,https://cdd.iec.ch/cdd/iec61987/iec61987.nsf/PropertiesAllVersions/0112-2---61987%23ABB136,https://cdd.iec.ch/cdd/iec61987/iec61987.nsf/PropertiesAllVersions/0112-2---61987%23ABC979 | 0112-2---61987#ABA150,0112-2---61987#ABH417,0112-2---61987#ABI466,0112-2---61987#ABA151,0112-2---61987#ABC979,0112-2---61987#ABA576,0112-2---61987#ABA145,0112-2---61987#ABD562,0112-2---61987#ABI457,0112-2---61987#ABI461,0112-2---61987#ABA154,0112-2---61987#ABB136,0112-2---61987#ABD568,0112-2---61987#ABD750,0112-2---61987#ABA591,0112-2---61987#ABA893,0112-2---61987#ABD420,0112-2---61987#ABI465
0112/2///61987#ABC201 | 006 | 01 | 0112/2///61987#ABC201#006 | Digital communication interface |  |  |  | properties characterizing a digital communication interface |  |  |  |  | ITEM_CLASS | [5 empty] | 0112/2///61987#ABC200 - Digital communication |  |  |  | Standard |  | IEC 61987 | IEC | 2022-06-28 | 2017-12-07 | 2022-06-28 | 2022-06-28 |  | IEC SC65E | C00112 |  | 0112/2///61987#ABV501 | https://cdd.iec.ch/CDD/IEC61987/iec61987.nsf/Classes/0112-2---61987%23ABC201 | https://cdd.iec.ch/cdd/iec61987/iec61987.nsf/PropertiesAllVersions/0112-2---61987%23ABB279,https://cdd.iec.ch/cdd/iec61987/iec61987.nsf/PropertiesAllVersions/0112-2---61987%23ABA085,https://cdd.iec.ch/cdd/iec61987/iec61987.nsf/PropertiesAllVersions/0112-2---61987%23ABA041,https://cdd.iec.ch/cdd/iec61987/iec61987.nsf/PropertiesAllVersions/0112-2---61987%23ABC792,https://cdd.iec.ch/cdd/iec61987/iec61987.nsf/PropertiesAllVersions/0112-2---61987%23ABA047,https://cdd.iec.ch/cdd/iec61987/iec61987.nsf/PropertiesAllVersions/0112-2---61987%23ABC793,https://cdd.iec.ch/cdd/iec61987/iec61987.nsf/PropertiesAllVersions/0112-2---61987%23ABD141,https://cdd.iec.ch/cdd/iec61987/iec61987.nsf/PropertiesAllVersions/0112-2---61987%23ABB241,https://cdd.iec.ch/cdd/iec61987/iec61987.nsf/PropertiesAllVersions/0112-2---61987%23ABC821,https://cdd.iec.ch/cdd/iec61987/iec61987.nsf/PropertiesAllVersions/0112-2---61987%23ABC872 | 0112-2---61987#ABC792,0112-2---61987#ABC793,0112-2---61987#ABD141,0112-2---61987#ABC821,0112-2---61987#ABB279,0112-2---61987#ABA085,0112-2---61987#ABA041,0112-2---61987#ABA047,0112-2---61987#ABB241,0112-2---61987#ABC872
0112/2///61987#ABC503 | 002 | 01 | 0112/2///61987#ABC503#002 | Performance variable [1] |  |  |  | properties characterizing the performance of a device with respect to a particular process variable |  |  |  |  | ITEM_CLASS | [5 empty] | 0112/2///61987#ABC491 - Performance [1] |  |  |  | Standard |  |  |  | 2018-03-28 | 2013-08-27 | 2016-05-24 | 2016-05-24 |  | SC65E – IEC 61987 | C00004 |  | 0112/2///61987#ABV501 | https://cdd.iec.ch/CDD/IEC61987/iec61987.nsf/Classes/0112-2---61987%23ABC503 | https://cdd.iec.ch/cdd/iec61987/iec61987.nsf/PropertiesAllVersions/0112-2---61987%23ABB271,https://cdd.iec.ch/cdd/iec61987/iec61987.nsf/PropertiesAllVersions/0112-2---61987%23ABA577,https://cdd.iec.ch/cdd/iec61987/iec61987.nsf/PropertiesAllVersions/0112-2---61987%23ABD194,https://cdd.iec.ch/cdd/iec61987/iec61987.nsf/PropertiesAllVersions/0112-2---61987%23ABU150 | 0112-2---61987#ABB271,0112-2---61987#ABA577,0112-2---61987#ABD194,0112-2---61987#ABU150
0112/2///61987#ABD977 | 001 | 02 | 0112/2///61987#ABD977#001 | Physical location [3] |  |  |  | properties characterizing a physical location |  |  |  |  | ITEM_CLASS | [5 empty] | 0112/2///61987#ABE309 - Operating LOP for actuator0112/2///61987#ABP284 - Operating LOP for infrastructure devices |  |  |  | Standard |  |  |  | 2018-03-28 | 2013-09-02 | 2013-09-02 | 2014-06-18 |  | SC65E – IEC 61987 | C00004 |  | 0112/2///61987#ABV501 | https://cdd.iec.ch/CDD/IEC61987/iec61987.nsf/Classes/0112-2---61987%23ABD977 | https://cdd.iec.ch/cdd/iec61987/iec61987.nsf/PropertiesAllVersions/0112-2---61987%23ABB349,https://cdd.iec.ch/cdd/iec61987/iec61987.nsf/PropertiesAllVersions/0112-2---61987%23ABB350,https://cdd.iec.ch/cdd/iec61987/iec61987.nsf/PropertiesAllVersions/0112-2---61987%23ABB271,https://cdd.iec.ch/cdd/iec61987/iec61987.nsf/PropertiesAllVersions/0112-2---61987%23ABA577,https://cdd.iec.ch/cdd/iec61987/iec61987.nsf/PropertiesAllVersions/0112-2---61987%23ABA578,https://cdd.iec.ch/cdd/iec61987/iec61987.nsf/PropertiesAllVersions/0112-2---61987%23ABE063,https://cdd.iec.ch/cdd/iec61987/iec61987.nsf/PropertiesAllVersions/0112-2---61987%23ABD168,https://cdd.iec.ch/cdd/iec61987/iec61987.nsf/PropertiesAllVersions/0112-2---61987%23ABB362,https://cdd.iec.ch/cdd/iec61987/iec61987.nsf/PropertiesAllVersions/0112-2---61987%23ABC734 | 0112-2---61987#ABC734,0112-2---61987#ABB271,0112-2---61987#ABA577,0112-2---61987#ABA578,0112-2---61987#ABD168,0112-2---61987#ABB362,0112-2---61987#ABB349,0112-2---61987#ABB350,0112-2---61987#ABE063
0112/2///61987#ABE044 | 001 | 02 | 0112/2///61987#ABE044#001 | Valve body assembly |  |  |  | properties characterizing the valve body assembly where a device is deployed |  |  |  |  | ITEM_CLASS | [5 empty] | 0112/2///61987#ABE309 - Operating LOP for actuator |  |  |  | Standard |  |  |  | 2018-03-28 | 2013-09-02 | 2013-09-02 | 2014-06-18 |  | SC65E – IEC 61987 | C00009 |  | 0112/2///61987#ABV501 | https://cdd.iec.ch/CDD/IEC61987/iec61987.nsf/Classes/0112-2---61987%23ABE044 | https://cdd.iec.ch/cdd/iec61987/iec61987.nsf/PropertiesAllVersions/0112-2---61987%23ABD698 | 0112-2---61987#ABD698
0112/2///61987#ABF018 | 001 | 01 | 0112/2///61987#ABF018#001 | Structural design of a free-space radar level transmitter |  |  |  | properties characterizing the constructional details of a free-space radar level transmitter |  |  |  |  | ITEM_CLASS | [5 empty] | 0112/2///61987#ABG415 - Structural design [free-space radar level transmitter] |  |  |  | Standard |  | IEC 61987 | IEC | 2019-05-17 | 2019-05-17 | 2019-05-17 | 2019-05-17 |  | SC65E – IEC 61987 | C00018 |  | 0112/2///61987#ABV501 | https://cdd.iec.ch/CDD/IEC61987/iec61987.nsf/Classes/0112-2---61987%23ABF018 | https://cdd.iec.ch/cdd/iec61987/iec61987.nsf/PropertiesAllVersions/0112-2---61987%23ABU164,https://cdd.iec.ch/cdd/iec61987/iec61987.nsf/PropertiesAllVersions/0112-2---61987%23ABF533,https://cdd.iec.ch/cdd/iec61987/iec61987.nsf/PropertiesAllVersions/0112-2---61987%23ABB028,https://cdd.iec.ch/cdd/iec61987/iec61987.nsf/PropertiesAllVersions/0112-2---61987%23ABH311,https://cdd.iec.ch/cdd/iec61987/iec61987.nsf/PropertiesAllVersions/0112-2---61987%23ABF173,https://cdd.iec.ch/cdd/iec61987/iec61987.nsf/PropertiesAllVersions/0112-2---61987%23ABF741,https://cdd.iec.ch/cdd/iec61987/iec61987.nsf/PropertiesAllVersions/0112-2---61987%23ABA147,https://cdd.iec.ch/cdd/iec61987/iec61987.nsf/PropertiesAllVersions/0112-2---61987%23ABA633,https://cdd.iec.ch/cdd/iec61987/iec61987.nsf/PropertiesAllVersions/0112-2---61987%23ABB140,https://cdd.iec.ch/cdd/iec61987/iec61987.nsf/PropertiesAllVersions/0112-2---61987%23ABC028,https://cdd.iec.ch/cdd/iec61987/iec61987.nsf/PropertiesAllVersions/0112-2---61987%23ABB396,https://cdd.iec.ch/cdd/iec61987/iec61987.nsf/PropertiesAllVersions/0112-2---61987%23ABB915,https://cdd.iec.ch/cdd/iec61987/iec61987.nsf/PropertiesAllVersions/0112-2---61987%23ABD033,https://cdd.iec.ch/cdd/iec61987/iec61987.nsf/PropertiesAllVersions/0112-2---61987%23ABB457,https://cdd.iec.ch/cdd/iec61987/iec61987.nsf/PropertiesAllVersions/0112-2---61987%23ABC969 | 0112-2---61987#ABB140,0112-2---61987#ABC028,0112-2---61987#ABB457,0112-2---61987#ABU164,0112-2---61987#ABF533,0112-2---61987#ABB028,0112-2---61987#ABH311,0112-2---61987#ABF741,0112-2---61987#ABA633,0112-2---61987#ABB915,0112-2---61987#ABB396,0112-2---61987#ABD033,0112-2---61987#ABF173,0112-2---61987#ABA147,0112-2---61987#ABC969
0112/2///61987#ABG192 | 001 | 01 | 0112/2///61987#ABG192#001 | Frequency output [10] |  |  |  | properties characterizing the parameters of the frequency output |  | Polymorphic element: ABG192, Id: 2 |  |  | ITEM_CLASS | [5 empty] | 0112/2///61987#ABG144 - Type of output [14] |  |  |  | Standard |  | IEC 61987 | IEC | 2018-03-28 | 2014-12-17 | 2018-03-20 | 2018-03-20 |  | SC65E – IEC 61987 | C00018 | 001-01 (2018-03-28 07:26:08 by BATCH 00000762) standard | 0112/2///61987#ABV501 | https://cdd.iec.ch/CDD/IEC61987/iec61987.nsf/Classes/0112-2---61987%23ABG192 | https://cdd.iec.ch/cdd/iec61987/iec61987.nsf/PropertiesAllVersions/0112-2---61987%23ABV023,https://cdd.iec.ch/cdd/iec61987/iec61987.nsf/PropertiesAllVersions/0112-2---61987%23ABD185 | 0112-2---61987#ABV023,0112-2---61987#ABD185
0112/2///61987#ABG357 | 002 | 01 | 0112/2///61987#ABG357#002 | Environmental design ratings [7] |  |  |  | properties characterizing environmental conditions under which the device can be stored and operated within its specified accuracy limits and without permanent impairment of its operating characteristics |  |  |  |  | ITEM_CLASS | [5 empty] | 0112/2///61987#ABV235 - Rated operating conditions [25] |  |  | false | Standard |  | IEC 61987 | IEC | 2022-12-09 | 2017-12-07 | 2022-12-09 | 2022-12-09 |  | IEC/SC 65E | C00112 |  | 0112/2///61987#ABV501 | https://cdd.iec.ch/CDD/IEC61987/iec61987.nsf/Classes/0112-2---61987%23ABG357 | https://cdd.iec.ch/cdd/iec61987/iec61987.nsf/PropertiesAllVersions/0112-2---61987%23ABD079,https://cdd.iec.ch/cdd/iec61987/iec61987.nsf/PropertiesAllVersions/0112-2---61987%23ABC945,https://cdd.iec.ch/cdd/iec61987/iec61987.nsf/PropertiesAllVersions/0112-2---61987%23ABH047 | 0112-2---61987#ABD079,0112-2---61987#ABC945,0112-2---61987#ABH047
0112/2///61987#ABG395 | 001 | 01 | 0112/2///61987#ABG395#001 | Mechanical and electrical construction [temperature gauge] |  |  |  | properties characterizing the constructional details of the device and its parts |  |  | IEC 61987-1, 5.8 |  | ITEM_CLASS | [5 empty] | 0112/2///61987#ABE759 - Device LOP for temperature gauge |  |  |  | Standard |  | IEC 61987 | IEC | 2018-03-28 | 2014-12-17 | 2016-05-24 | 2016-05-24 |  | SC65E – IEC 61987 | C00019 | 001-01 (2018-03-28 07:26:09 by BATCH 00000762) standard | 0112/2///61987#ABV501 | https://cdd.iec.ch/CDD/IEC61987/iec61987.nsf/Classes/0112-2---61987%23ABG395 | https://cdd.iec.ch/cdd/iec61987/iec61987.nsf/PropertiesAllVersions/0112-2---61987%23ABD534,https://cdd.iec.ch/cdd/iec61987/iec61987.nsf/PropertiesAllVersions/0112-2---61987%23ABH000,https://cdd.iec.ch/cdd/iec61987/iec61987.nsf/PropertiesAllVersions/0112-2---61987%23ABB139,https://cdd.iec.ch/cdd/iec61987/iec61987.nsf/PropertiesAllVersions/0112-2---61987%23ABC862,https://cdd.iec.ch/cdd/iec61987/iec61987.nsf/PropertiesAllVersions/0112-2---61987%23ABC789 | 0112-2---61987#ABD534,0112-2---61987#ABH000,0112-2---61987#ABB139,0112-2---61987#ABC862,0112-2---61987#ABC789
0112/2///61987#ABI417 | 001 | 01 | 0112/2///61987#ABI417#001 | Packing information |  |  |  | properties characterizing packing instructions for a product |  |  |  |  | ITEM_CLASS | [5 empty] | 0112/2///61987#ABI413 - Packaging and transportation |  |  |  | Standard |  |  |  | 2019-03-08 | 2017-12-07 | 2019-03-08 | 2019-03-08 |  | SC65E – IEC 61987 | C0004 | 001-01 (2019-03-08 15:35:13 by BATCH 00000766) standard | 0112/2///61987#ABV501 | https://cdd.iec.ch/CDD/IEC61987/iec61987.nsf/Classes/0112-2---61987%23ABI417 | https://cdd.iec.ch/cdd/iec61987/iec61987.nsf/PropertiesAllVersions/0112-2---61987%23ABI432,https://cdd.iec.ch/cdd/iec61987/iec61987.nsf/PropertiesAllVersions/0112-2---61987%23ABI421,https://cdd.iec.ch/cdd/iec61987/iec61987.nsf/PropertiesAllVersions/0112-2---61987%23ABI422,https://cdd.iec.ch/cdd/iec61987/iec61987.nsf/PropertiesAllVersions/0112-2---61987%23ABA553,https://cdd.iec.ch/cdd/iec61987/iec61987.nsf/PropertiesAllVersions/0112-2---61987%23ABA640,https://cdd.iec.ch/cdd/iec61987/iec61987.nsf/PropertiesAllVersions/0112-2---61987%23ABA573,https://cdd.iec.ch/cdd/iec61987/iec61987.nsf/PropertiesAllVersions/0112-2---61987%23ABA574,https://cdd.iec.ch/cdd/iec61987/iec61987.nsf/PropertiesAllVersions/0112-2---61987%23ABI423,https://cdd.iec.ch/cdd/iec61987/iec61987.nsf/PropertiesAllVersions/0112-2---61987%23ABI433,https://cdd.iec.ch/cdd/iec61987/iec61987.nsf/PropertiesAllVersions/0112-2---61987%23ABI434,https://cdd.iec.ch/cdd/iec61987/iec61987.nsf/PropertiesAllVersions/0112-2---61987%23ABH827,https://cdd.iec.ch/cdd/iec61987/iec61987.nsf/PropertiesAllVersions/0112-2---61987%23ABH828 | 0112-2---61987#ABI421,0112-2---61987#ABA573,0112-2---61987#ABI423,0112-2---61987#ABI433,0112-2---61987#ABI434,0112-2---61987#ABI432,0112-2---61987#ABA553,0112-2---61987#ABA640,0112-2---61987#ABA574,0112-2---61987#ABH827,0112-2---61987#ABH828,0112-2---61987#ABI422
0112/2///61987#ABP019 | 001 | 01 | 0112/2///61987#ABP019#001 | Analog voltage input parameters [I/O module] |  |  |  | properties characterizing the configuration of the analog voltage input for an I/O module |  |  |  |  | ITEM_CLASS | [5 empty] | 0112/2///61987#ABP018 - Analog voltage input [I/O module] |  |  | false | Standard |  | IEC 61987 | IEC | 2023-01-23 | 2023-01-23 | 2023-01-23 | 2023-01-23 |  | IEC/SC 65E | C00128 | 001-01 (2023-01-23 14:53:33 by BATCH 00000807) standard | 0112/2///61987#ABV501 | https://cdd.iec.ch/CDD/IEC61987/iec61987.nsf/Classes/0112-2---61987%23ABP019 | https://cdd.iec.ch/cdd/iec61987/iec61987.nsf/PropertiesAllVersions/0112-2---61987%23ABA402,https://cdd.iec.ch/cdd/iec61987/iec61987.nsf/PropertiesAllVersions/0112-2---61987%23ABA969,https://cdd.iec.ch/cdd/iec61987/iec61987.nsf/PropertiesAllVersions/0112-2---61987%23ABA403,https://cdd.iec.ch/cdd/iec61987/iec61987.nsf/PropertiesAllVersions/0112-2---61987%23ABA404,https://cdd.iec.ch/cdd/iec61987/iec61987.nsf/PropertiesAllVersions/0112-2---61987%23ABA405,https://cdd.iec.ch/cdd/iec61987/iec61987.nsf/PropertiesAllVersions/0112-2---61987%23ABA406,https://cdd.iec.ch/cdd/iec61987/iec61987.nsf/PropertiesAllVersions/0112-2---61987%23ABB260,https://cdd.iec.ch/cdd/iec61987/iec61987.nsf/PropertiesAllVersions/0112-2---61987%23ABP121,https://cdd.iec.ch/cdd/iec61987/iec61987.nsf/PropertiesAllVersions/0112-2---61987%23ABB718,https://cdd.iec.ch/cdd/iec61987/iec61987.nsf/PropertiesAllVersions/0112-2---61987%23ABB719,https://cdd.iec.ch/cdd/iec61987/iec61987.nsf/PropertiesAllVersions/0112-2---61987%23ABP077,https://cdd.iec.ch/cdd/iec61987/iec61987.nsf/PropertiesAllVersions/0112-2---61987%23ABP078,https://cdd.iec.ch/cdd/iec61987/iec61987.nsf/PropertiesAllVersions/0112-2---61987%23ABD326,https://cdd.iec.ch/cdd/iec61987/iec61987.nsf/PropertiesAllVersions/0112-2---61987%23ABA448,https://cdd.iec.ch/cdd/iec61987/iec61987.nsf/PropertiesAllVersions/0112-2---61987%23ABP221,https://cdd.iec.ch/cdd/iec61987/iec61987.nsf/PropertiesAllVersions/0112-2---61987%23ABC843,https://cdd.iec.ch/cdd/iec61987/iec61987.nsf/PropertiesAllVersions/0112-2---61987%23ABA390,https://cdd.iec.ch/cdd/iec61987/iec61987.nsf/PropertiesAllVersions/0112-2---61987%23ABC865,https://cdd.iec.ch/cdd/iec61987/iec61987.nsf/PropertiesAllVersions/0112-2---61987%23ABI463,https://cdd.iec.ch/cdd/iec61987/iec61987.nsf/PropertiesAllVersions/0112-2---61987%23ABB103,https://cdd.iec.ch/cdd/iec61987/iec61987.nsf/PropertiesAllVersions/0112-2---61987%23ABC850,https://cdd.iec.ch/cdd/iec61987/iec61987.nsf/PropertiesAllVersions/0112-2---61987%23ABA401,https://cdd.iec.ch/cdd/iec61987/iec61987.nsf/PropertiesAllVersions/0112-2---61987%23ABC778 | 0112-2---61987#ABA969,0112-2---61987#ABB260,0112-2---61987#ABP121,0112-2---61987#ABI463,0112-2---61987#ABC850,0112-2---61987#ABA402,0112-2---61987#ABA405,0112-2---61987#ABA406,0112-2---61987#ABP221,0112-2---61987#ABA403,0112-2---61987#ABP077,0112-2---61987#ABP078,0112-2---61987#ABA448,0112-2---61987#ABA401,0112-2---61987#ABB103,0112-2---61987#ABA404,0112-2---61987#ABB718,0112-2---61987#ABB719,0112-2---61987#ABD326,0112-2---61987#ABC843,0112-2---61987#ABA390,0112-2---61987#ABC865,0112-2---61987#ABC778
0112/2///61987#ABA821 | 002 | 01 | 0112/2///61987#ABA821#002 | Optical refraction level transmitter |  |  |  | optical level transmitter that uses the difference between the refractive index of the process fluid and the material of the sensing element to measure level |  |  |  |  | ITEM_CLASS |  |  |  |  | 0112/2///61987#ABF910 - reference to Operating LOP for level measuring equipment |  |  |  |  | Standard |  |  |  | 2018-03-28 | 2013-08-27 | 2016-05-24 | 2016-05-24 |  | SC65E – IEC 61987 | C00004 |  | 0112/2///61987#ABA820 | https://cdd.iec.ch/CDD/IEC61987/iec61987.nsf/Classes/0112-2---61987%23ABA821
0112/2///61987#ABD377 | 001 | 01 | 0112/2///61987#ABD377#001 | Filter regulator |  |  |  | actuator/valve accessory comprising a regulator that is used to control the supply pressure to the valve actuator and its auxiliaries | In ANSI/ISA 75.05.01-2000 a filter regulator is called an air set. |  | ANSI/ISA-75.05.01-2000¦3.6 |  | ITEM_CLASS |  |  |  |  | 0112/2///61987#ABU514 - reference to Operating LOP for valve/actuator accessories |  |  |  |  | Standard |  |  |  | 2018-03-28 | 2013-09-02 | 2018-03-20 | 2018-03-20 |  | SC65E – IEC 61987 | C00015 | 001-01 (2018-03-28 07:25:59 by BATCH 00000762) standard | 0112/2///61987#ABD366 | https://cdd.iec.ch/CDD/IEC61987/iec61987.nsf/Classes/0112-2---61987%23ABD377 | https://cdd.iec.ch/cdd/iec61987/iec61987.nsf/PropertiesAllVersions/0112-2---61987%23ABE622 | 0112-2---61987#ABE622,0112-2---61987#ABU514
0112/2///61987#ABC419 | 001 | 02 | 0112/2///61987#ABC419#001 | Measuring range for other variable |  |  |  | properties characterizing the measuring range of an "other variable" |  |  |  |  | ITEM_CLASS | [5 empty] | 0112/2///61987#ABC475 - Other variable |  |  |  | Standard |  |  |  | 2018-03-28 | 2013-08-27 | 2013-08-27 | 2014-06-18 |  | SC65E – IEC 61987 | C00004 |  | 0112/2///61987#ABV501 | https://cdd.iec.ch/CDD/IEC61987/iec61987.nsf/Classes/0112-2---61987%23ABC419 | https://cdd.iec.ch/cdd/iec61987/iec61987.nsf/PropertiesAllVersions/0112-2---61987%23ABB226,https://cdd.iec.ch/cdd/iec61987/iec61987.nsf/PropertiesAllVersions/0112-2---61987%23ABB227,https://cdd.iec.ch/cdd/iec61987/iec61987.nsf/PropertiesAllVersions/0112-2---61987%23ABB228,https://cdd.iec.ch/cdd/iec61987/iec61987.nsf/PropertiesAllVersions/0112-2---61987%23ABA967,https://cdd.iec.ch/cdd/iec61987/iec61987.nsf/PropertiesAllVersions/0112-2---61987%23ABB580 | 0112-2---61987#ABB580,0112-2---61987#ABB226,0112-2---61987#ABB227,0112-2---61987#ABB228,0112-2---61987#ABA967
0112/2///61987#ABD832 | 001 | 02 | 0112/2///61987#ABD832#001 | Linear limit stop |  |  |  | properties characterizing a limit stop |  |  |  |  | ITEM_CLASS | [5 empty] | 0112/2///61987#ABD843 - Design conditions for actuators0112/2///61987#ABD961 - Parameters of pneumatic linear actuator0112/2///61987#ABD966 - Parameters of valve body assembly [2] |  |  |  | Standard |  |  |  | 2018-03-28 | 2013-09-02 | 2013-09-02 | 2014-06-18 |  | SC65E – IEC 61987 | C00009 |  | 0112/2///61987#ABV501 | https://cdd.iec.ch/CDD/IEC61987/iec61987.nsf/Classes/0112-2---61987%23ABD832 | https://cdd.iec.ch/cdd/iec61987/iec61987.nsf/PropertiesAllVersions/0112-2---61987%23ABD570,https://cdd.iec.ch/cdd/iec61987/iec61987.nsf/PropertiesAllVersions/0112-2---61987%23ABD687,https://cdd.iec.ch/cdd/iec61987/iec61987.nsf/PropertiesAllVersions/0112-2---61987%23ABD792 | 0112-2---61987#ABD570,0112-2---61987#ABD687,0112-2---61987#ABD792
0112/2///61987#ABA651 | 002 | 01 | 0112/2///61987#ABA651#002 | Mechanical tank gauge |  |  |  | level gauge that is mounted on the side or top of a tank which uses a mechanical linkage to a float to measure and indicate level |  |  |  |  | ITEM_CLASS |  |  |  |  | 0112/2///61987#ABF910 - reference to Operating LOP for level measuring equipment |  |  |  |  | Standard |  |  |  | 2018-03-28 | 2013-08-27 | 2016-05-24 | 2016-05-24 |  | SC65E – IEC 61987 | C00004 |  | 0112/2///61987#ABA649 | https://cdd.iec.ch/CDD/IEC61987/iec61987.nsf/Classes/0112-2---61987%23ABA651 |  | 0112-2---61987#ABF910
0112/2///61987#ABC466 | 006 | 01 | 0112/2///61987#ABC466#006 | Other certificate |  |  |  | properties characterizing certificates and associated standards relevant to the device but not within its scope of supply |  |  |  |  | ITEM_CLASS | [5 empty] | 0112/2///61987#ABC156 - Certificates and approvals0112/2///61987#ABD817 - Certificates and approvals [2]0112/2///61987#ABD818 - Certificates and approvals [3]0112/2///61987#ABE718 - Certificates and approvals [4]0112/2///61987#ABE720 - Certificates and approvals [5] |  |  |  | Standard |  |  |  | 2018-03-28 | 2013-08-27 | 2018-03-20 | 2018-03-20 |  | SC65E – IEC 61987 | C00004 |  | 0112/2///61987#ABV501 | https://cdd.iec.ch/CDD/IEC61987/iec61987.nsf/Classes/0112-2---61987%23ABC466 | https://cdd.iec.ch/cdd/iec61987/iec61987.nsf/PropertiesAllVersions/0112-2---61987%23ABA641,https://cdd.iec.ch/cdd/iec61987/iec61987.nsf/PropertiesAllVersions/0112-2---61987%23ABA613 | 0112-2---61987#ABA641,0112-2---61987#ABA613
0112/2///61987#ABG223 | 001 | 01 | 0112/2///61987#ABG223#001 | Performance [20] |  |  |  | properties characterizing the performance of the device with regard to measurement accuracy and dynamic behaviour |  |  | from IEC 61987-1, 5.6 |  | ITEM_CLASS | [5 empty] | 0112/2///61987#ABE756 - Device LOP for separate level transmitter/switching unit |  |  |  | Standard |  | IEC 61987 | IEC | 2018-03-28 | 2014-12-17 | 2018-03-20 | 2018-03-20 |  | SC65E – IEC 61987 | C00018 | 001-01 (2018-03-28 07:26:08 by BATCH 00000762) standard | 0112/2///61987#ABV501 | https://cdd.iec.ch/CDD/IEC61987/iec61987.nsf/Classes/0112-2---61987%23ABG223 | https://cdd.iec.ch/cdd/iec61987/iec61987.nsf/PropertiesAllVersions/0112-2---61987%23ABG795,https://cdd.iec.ch/cdd/iec61987/iec61987.nsf/PropertiesAllVersions/0112-2---61987%23ABB636,https://cdd.iec.ch/cdd/iec61987/iec61987.nsf/PropertiesAllVersions/0112-2---61987%23ABG824 | 0112-2---61987#ABG824,0112-2---61987#ABG795,0112-2---61987#ABB636
0112/2///61987#ABG257 | 001 | 01 | 0112/2///61987#ABG257#001 | Performance variable [17] |  |  |  | properties characterizing the performance of a device with respect to a particular process variable |  |  |  |  | ITEM_CLASS | [5 empty] | 0112/2///61987#ABG229 - Performance [26] |  |  |  | Standard |  | IEC 61987 | IEC | 2018-03-28 | 2014-12-17 | 2016-05-24 | 2016-05-24 |  | SC65E – IEC 61987 | C00019 | 001-01 (2018-03-28 07:26:08 by BATCH 00000762) standard | 0112/2///61987#ABV501 | https://cdd.iec.ch/CDD/IEC61987/iec61987.nsf/Classes/0112-2---61987%23ABG257 | https://cdd.iec.ch/cdd/iec61987/iec61987.nsf/PropertiesAllVersions/0112-2---61987%23ABB271,https://cdd.iec.ch/cdd/iec61987/iec61987.nsf/PropertiesAllVersions/0112-2---61987%23ABA577,https://cdd.iec.ch/cdd/iec61987/iec61987.nsf/PropertiesAllVersions/0112-2---61987%23ABG832,https://cdd.iec.ch/cdd/iec61987/iec61987.nsf/PropertiesAllVersions/0112-2---61987%23ABV214 | 0112-2---61987#ABB271,0112-2---61987#ABA577,0112-2---61987#ABG832,0112-2---61987#ABV214
0112/2///61987#ABC142 | 002 | 01 | 0112/2///61987#ABC142#002 | Binary input |  |  |  | properties characterizing an auxiliary binary input |  | 2 ABC142.2 |  |  | ITEM_CLASS | [5 empty] | 0112/2///61987#ABC056 - Type of auxiliary input [5]0112/2///61987#ABC656 - Type of auxiliary input [6]0112/2///61987#ABC054 - Type of auxiliary input [3]0112/2///61987#ABC055 - Type of auxiliary input [4]0112/2///61987#ABC053 - Type of auxiliary input [2]0112/2///61987#ABE395 - Type of auxiliary input [11]0112/2///61987#ABE686 - Type of auxiliary input [20]0112/2///61987#ABC659 - Type of auxiliary input [9]0112/2///61987#ABG070 - Type of auxiliary input [21]0112/2///61987#ABG061 - Type of auxiliary input [12]0112/2///61987#ABG062 - Type of auxiliary input [13]0112/2///61987#ABG063 - Type of auxiliary input [14]0112/2///61987#ABG064 - Type of auxiliary input [15]0112/2///61987#ABG071 - Type of auxiliary input [22]0112/2///61987#ABG065 - Type of auxiliary input [16] |  |  |  | Standard |  |  |  | 2018-03-28 | 2013-08-27 | 2013-08-27 | 2014-06-18 |  | SC65E – IEC 61987 | C00019 |  | 0112/2///61987#ABV501 | https://cdd.iec.ch/CDD/IEC61987/iec61987.nsf/Classes/0112-2---61987%23ABC142 | https://cdd.iec.ch/cdd/iec61987/iec61987.nsf/PropertiesAllVersions/0112-2---61987%23ABB513,https://cdd.iec.ch/cdd/iec61987/iec61987.nsf/PropertiesAllVersions/0112-2---61987%23ABA412,https://cdd.iec.ch/cdd/iec61987/iec61987.nsf/PropertiesAllVersions/0112-2---61987%23ABD220,https://cdd.iec.ch/cdd/iec61987/iec61987.nsf/PropertiesAllVersions/0112-2---61987%23ABA610,https://cdd.iec.ch/cdd/iec61987/iec61987.nsf/PropertiesAllVersions/0112-2---61987%23ABA943,https://cdd.iec.ch/cdd/iec61987/iec61987.nsf/PropertiesAllVersions/0112-2---61987%23ABA942,https://cdd.iec.ch/cdd/iec61987/iec61987.nsf/PropertiesAllVersions/0112-2---61987%23ABA941,https://cdd.iec.ch/cdd/iec61987/iec61987.nsf/PropertiesAllVersions/0112-2---61987%23ABA940,https://cdd.iec.ch/cdd/iec61987/iec61987.nsf/PropertiesAllVersions/0112-2---61987%23ABB516,https://cdd.iec.ch/cdd/iec61987/iec61987.nsf/PropertiesAllVersions/0112-2---61987%23ABB517,https://cdd.iec.ch/cdd/iec61987/iec61987.nsf/PropertiesAllVersions/0112-2---61987%23ABB157,https://cdd.iec.ch/cdd/iec61987/iec61987.nsf/PropertiesAllVersions/0112-2---61987%23ABB515,https://cdd.iec.ch/cdd/iec61987/iec61987.nsf/PropertiesAllVersions/0112-2---61987%23ABA414,https://cdd.iec.ch/cdd/iec61987/iec61987.nsf/PropertiesAllVersions/0112-2---61987%23ABB158,https://cdd.iec.ch/cdd/iec61987/iec61987.nsf/PropertiesAllVersions/0112-2---61987%23ABA630,https://cdd.iec.ch/cdd/iec61987/iec61987.nsf/PropertiesAllVersions/0112-2---61987%23ABA934,https://cdd.iec.ch/cdd/iec61987/iec61987.nsf/PropertiesAllVersions/0112-2---61987%23ABB756,https://cdd.iec.ch/cdd/iec61987/iec61987.nsf/PropertiesAllVersions/0112-2---61987%23ABA629,https://cdd.iec.ch/cdd/iec61987/iec61987.nsf/PropertiesAllVersions/0112-2---61987%23ABA368,https://cdd.iec.ch/cdd/iec61987/iec61987.nsf/PropertiesAllVersions/0112-2---61987%23ABA369,https://cdd.iec.ch/cdd/iec61987/iec61987.nsf/PropertiesAllVersions/0112-2---61987%23ABC843,https://cdd.iec.ch/cdd/iec61987/iec61987.nsf/PropertiesAllVersions/0112-2---61987%23ABC842,https://cdd.iec.ch/cdd/iec61987/iec61987.nsf/PropertiesAllVersions/0112-2---61987%23ABA390,https://cdd.iec.ch/cdd/iec61987/iec61987.nsf/PropertiesAllVersions/0112-2---61987%23ABC865,https://cdd.iec.ch/cdd/iec61987/iec61987.nsf/PropertiesAllVersions/0112-2---61987%23ABI463,https://cdd.iec.ch/cdd/iec61987/iec61987.nsf/PropertiesAllVersions/0112-2---61987%23ABB103,https://cdd.iec.ch/cdd/iec61987/iec61987.nsf/PropertiesAllVersions/0112-2---61987%23ABC850,https://cdd.iec.ch/cdd/iec61987/iec61987.nsf/PropertiesAllVersions/0112-2---61987%23ABA401,https://cdd.iec.ch/cdd/iec61987/iec61987.nsf/PropertiesAllVersions/0112-2---61987%23ABC778 | 0112-2---61987#ABA414,0112-2---61987#ABB158,0112-2---61987#ABC843,0112-2---61987#ABA941,0112-2---61987#ABA629,0112-2---61987#ABC778,0112-2---61987#ABB516,0112-2---61987#ABC842,0112-2---61987#ABA401,0112-2---61987#ABA368,0112-2---61987#ABB513,0112-2---61987#ABA942,0112-2---61987#ABA934,0112-2---61987#ABB756,0112-2---61987#ABA940,0112-2---61987#ABA390,0112-2---61987#ABC865,0112-2---61987#ABI463,0112-2---61987#ABA412,0112-2---61987#ABA943,0112-2---61987#ABB157,0112-2---61987#ABA369,0112-2---61987#ABB103,0112-2---61987#ABC850,0112-2---61987#ABD220,0112-2---61987#ABA610,0112-2---61987#ABB515,0112-2---61987#ABA630,0112-2---61987#ABB517
0112/2///61987#ABC462 | 005 | 01 | 0112/2///61987#ABC462#005 | Optical communication interface |  |  |  | properties characterizing an optical communication interface |  |  |  |  | ITEM_CLASS | [5 empty] | 0112/2///61987#ABC201 - Digital communication interface0112/2///61987#ABC511 - Physical layer |  |  |  | Standard |  |  |  | 2018-03-28 | 2013-08-27 | 2018-03-20 | 2018-03-20 |  | SC65E – IEC 61987 | C00004 |  | 0112/2///61987#ABV501 | https://cdd.iec.ch/CDD/IEC61987/iec61987.nsf/Classes/0112-2---61987%23ABC462 | https://cdd.iec.ch/cdd/iec61987/iec61987.nsf/PropertiesAllVersions/0112-2---61987%23ABB253,https://cdd.iec.ch/cdd/iec61987/iec61987.nsf/PropertiesAllVersions/0112-2---61987%23ABB254,https://cdd.iec.ch/cdd/iec61987/iec61987.nsf/PropertiesAllVersions/0112-2---61987%23ABB255,https://cdd.iec.ch/cdd/iec61987/iec61987.nsf/PropertiesAllVersions/0112-2---61987%23ABB256,https://cdd.iec.ch/cdd/iec61987/iec61987.nsf/PropertiesAllVersions/0112-2---61987%23ABB257,https://cdd.iec.ch/cdd/iec61987/iec61987.nsf/PropertiesAllVersions/0112-2---61987%23ABB258 | 0112-2---61987#ABB257,0112-2---61987#ABB258,0112-2---61987#ABB253,0112-2---61987#ABB254,0112-2---61987#ABB255,0112-2---61987#ABB256
0112/2///61987#ABD998 | 002 | 01 | 0112/2///61987#ABD998#002 | Rated operating conditions [9] |  |  |  | properties characterizing the conditions that must be fulfilled during operation in order that a device or assembly performs as designed |  |  |  |  | ITEM_CLASS | [5 empty] | 0112/2///61987#ABE319 - Device LOP for pneumatic linear actuator0112/2///61987#ABE320 - Device LOP for pneumatic rotary actuator |  |  | false | Standard |  | IEC 61987 | IEC | 2022-12-09 | 2017-12-07 | 2022-12-09 | 2022-12-09 |  | IEC/SC 65E | C00112 |  | 0112/2///61987#ABV501 | https://cdd.iec.ch/CDD/IEC61987/iec61987.nsf/Classes/0112-2---61987%23ABD998 | https://cdd.iec.ch/cdd/iec61987/iec61987.nsf/PropertiesAllVersions/0112-2---61987%23ABE141,https://cdd.iec.ch/cdd/iec61987/iec61987.nsf/PropertiesAllVersions/0112-2---61987%23ABE374 | 0112-2---61987#ABE141,0112-2---61987#ABE374
0112/2///61987#ABF419 | 001 | 01 | 0112/2///61987#ABF419#001 | Thermocouple |  |  |  | properties characterizing the thermocouple |  |  |  |  | ITEM_CLASS | [5 empty] | 0112/2///61987#ABF417 - Temperature sensor |  |  |  | Standard |  | IEC 61987 | IEC | 2018-03-28 | 2017-09-22 | 2017-09-22 | 2017-09-22 |  | SC65E – IEC 61987 | C00019 | 001-01 (2018-03-28 07:26:06 by BATCH 00000762) standard | 0112/2///61987#ABV501 | https://cdd.iec.ch/CDD/IEC61987/iec61987.nsf/Classes/0112-2---61987%23ABF419 | https://cdd.iec.ch/cdd/iec61987/iec61987.nsf/PropertiesAllVersions/0112-2---61987%23ABB092,https://cdd.iec.ch/cdd/iec61987/iec61987.nsf/PropertiesAllVersions/0112-2---61987%23ABF506,https://cdd.iec.ch/cdd/iec61987/iec61987.nsf/PropertiesAllVersions/0112-2---61987%23ABF505,https://cdd.iec.ch/cdd/iec61987/iec61987.nsf/PropertiesAllVersions/0112-2---61987%23ABF427,https://cdd.iec.ch/cdd/iec61987/iec61987.nsf/PropertiesAllVersions/0112-2---61987%23ABF301,https://cdd.iec.ch/cdd/iec61987/iec61987.nsf/PropertiesAllVersions/0112-2---61987%23ABF812,https://cdd.iec.ch/cdd/iec61987/iec61987.nsf/PropertiesAllVersions/0112-2---61987%23ABB512 | 0112-2---61987#ABF301,0112-2---61987#ABF812,0112-2---61987#ABB512,0112-2---61987#ABB092,0112-2---61987#ABF506,0112-2---61987#ABF505,0112-2---61987#ABF427
0112/2///61987#ABA668 | 003 | 01 | 0112/2///61987#ABA668#003 | Manometer |  |  |  | pressure gauge which uses a column of liquid, usually in a glass tube, to measure and indicate gauge pressure |  |  |  |  | ITEM_CLASS |  |  |  |  | 0112/2///61987#ABU134 - reference to Operating LOP for pressure measuring equipment |  |  |  |  | Standard |  |  |  | 2018-03-28 | 2013-08-27 | 2016-05-24 | 2016-05-24 |  | SC65E – IEC 61987 | C00004 |  | 0112/2///61987#ABA652 | https://cdd.iec.ch/CDD/IEC61987/iec61987.nsf/Classes/0112-2---61987%23ABA668 |  | 0112-2---61987#ABU134
0112/2///61987#ABF190 | 001 | 01 | 0112/2///61987#ABF190#001 | Material of vibration probe extension |  |  |  | properties characterizing the material of which the vibration probe extension is made |  |  |  |  | ITEM_CLASS | [5 empty] | 0112/2///61987#ABF188 - Extension of vibration probe |  |  |  | Standard |  | IEC 61987 | IEC | 2018-03-28 | 2018-03-28 | 2018-03-28 | 2018-03-28 |  | SC65E – IEC 61987 | C00018 | 001-01 (2018-03-28 07:26:05 by BATCH 00000762) standard | 0112/2///61987#ABV501 | https://cdd.iec.ch/CDD/IEC61987/iec61987.nsf/Classes/0112-2---61987%23ABF190 | https://cdd.iec.ch/cdd/iec61987/iec61987.nsf/PropertiesAllVersions/0112-2---61987%23ABB455,https://cdd.iec.ch/cdd/iec61987/iec61987.nsf/PropertiesAllVersions/0112-2---61987%23ABI460,https://cdd.iec.ch/cdd/iec61987/iec61987.nsf/PropertiesAllVersions/0112-2---61987%23ABA908,https://cdd.iec.ch/cdd/iec61987/iec61987.nsf/PropertiesAllVersions/0112-2---61987%23ABA907 | 0112-2---61987#ABB455,0112-2---61987#ABI460,0112-2---61987#ABA908,0112-2---61987#ABA907
0112/2///61987#ABH658 | 001 | 01 | 0112/2///61987#ABH658#001 | Output values of ullage |  |  |  | properties characterizing the readings of ullage output signals |  |  |  |  | ITEM_CLASS | [5 empty] | 0112/2///61987#ABH640 - Calibration point of ullage |  |  |  | Standard |  |  |  | 2019-03-08 | 2017-12-07 | 2019-03-08 | 2019-03-08 |  | SC65E – IEC 61987 | C00018 | 001-01 (2019-03-08 15:35:12 by BATCH 00000766) standard | 0112/2///61987#ABV501 | https://cdd.iec.ch/CDD/IEC61987/iec61987.nsf/Classes/0112-2---61987%23ABH658 | https://cdd.iec.ch/cdd/iec61987/iec61987.nsf/PropertiesAllVersions/0112-2---61987%23ABH566,https://cdd.iec.ch/cdd/iec61987/iec61987.nsf/PropertiesAllVersions/0112-2---61987%23ABH567,https://cdd.iec.ch/cdd/iec61987/iec61987.nsf/PropertiesAllVersions/0112-2---61987%23ABH568,https://cdd.iec.ch/cdd/iec61987/iec61987.nsf/PropertiesAllVersions/0112-2---61987%23ABH675,https://cdd.iec.ch/cdd/iec61987/iec61987.nsf/PropertiesAllVersions/0112-2---61987%23ABH676 | 0112-2---61987#ABH676,0112-2---61987#ABH566,0112-2---61987#ABH567,0112-2---61987#ABH568,0112-2---61987#ABH675
0112/2///61987#ABP015 | 001 | 01 | 0112/2///61987#ABP015#001 | Analog current input parameters [I/O module] |  |  |  | properties characterizing the configuration of the analog current input for an I/O module |  |  |  |  | ITEM_CLASS | [5 empty] | 0112/2///61987#ABP014 - Analog current input [I/O module] |  |  | false | Standard |  | IEC 61987 | IEC | 2023-01-23 | 2023-01-23 | 2023-01-23 | 2023-01-23 |  | IEC/SC 65E | C00128 | 001-01 (2023-01-23 14:53:33 by BATCH 00000807) standard | 0112/2///61987#ABV501 | https://cdd.iec.ch/CDD/IEC61987/iec61987.nsf/Classes/0112-2---61987%23ABP015 | https://cdd.iec.ch/cdd/iec61987/iec61987.nsf/PropertiesAllVersions/0112-2---61987%23ABA367,https://cdd.iec.ch/cdd/iec61987/iec61987.nsf/PropertiesAllVersions/0112-2---61987%23ABA368,https://cdd.iec.ch/cdd/iec61987/iec61987.nsf/PropertiesAllVersions/0112-2---61987%23ABA369,https://cdd.iec.ch/cdd/iec61987/iec61987.nsf/PropertiesAllVersions/0112-2---61987%23ABA370,https://cdd.iec.ch/cdd/iec61987/iec61987.nsf/PropertiesAllVersions/0112-2---61987%23ABA371,https://cdd.iec.ch/cdd/iec61987/iec61987.nsf/PropertiesAllVersions/0112-2---61987%23ABA373,https://cdd.iec.ch/cdd/iec61987/iec61987.nsf/PropertiesAllVersions/0112-2---61987%23ABA374,https://cdd.iec.ch/cdd/iec61987/iec61987.nsf/PropertiesAllVersions/0112-2---61987%23ABB260,https://cdd.iec.ch/cdd/iec61987/iec61987.nsf/PropertiesAllVersions/0112-2---61987%23ABP121,https://cdd.iec.ch/cdd/iec61987/iec61987.nsf/PropertiesAllVersions/0112-2---61987%23ABP077,https://cdd.iec.ch/cdd/iec61987/iec61987.nsf/PropertiesAllVersions/0112-2---61987%23ABP078,https://cdd.iec.ch/cdd/iec61987/iec61987.nsf/PropertiesAllVersions/0112-2---61987%23ABC806,https://cdd.iec.ch/cdd/iec61987/iec61987.nsf/PropertiesAllVersions/0112-2---61987%23ABA997,https://cdd.iec.ch/cdd/iec61987/iec61987.nsf/PropertiesAllVersions/0112-2---61987%23ABA444,https://cdd.iec.ch/cdd/iec61987/iec61987.nsf/PropertiesAllVersions/0112-2---61987%23ABP221,https://cdd.iec.ch/cdd/iec61987/iec61987.nsf/PropertiesAllVersions/0112-2---61987%23ABC843,https://cdd.iec.ch/cdd/iec61987/iec61987.nsf/PropertiesAllVersions/0112-2---61987%23ABC842,https://cdd.iec.ch/cdd/iec61987/iec61987.nsf/PropertiesAllVersions/0112-2---61987%23ABA390,https://cdd.iec.ch/cdd/iec61987/iec61987.nsf/PropertiesAllVersions/0112-2---61987%23ABC865,https://cdd.iec.ch/cdd/iec61987/iec61987.nsf/PropertiesAllVersions/0112-2---61987%23ABI463,https://cdd.iec.ch/cdd/iec61987/iec61987.nsf/PropertiesAllVersions/0112-2---61987%23ABB103,https://cdd.iec.ch/cdd/iec61987/iec61987.nsf/PropertiesAllVersions/0112-2---61987%23ABC850,https://cdd.iec.ch/cdd/iec61987/iec61987.nsf/PropertiesAllVersions/0112-2---61987%23ABA401,https://cdd.iec.ch/cdd/iec61987/iec61987.nsf/PropertiesAllVersions/0112-2---61987%23ABC778 | 0112-2---61987#ABA368,0112-2---61987#ABA369,0112-2---61987#ABA370,0112-2---61987#ABC806,0112-2---61987#ABA401,0112-2---61987#ABB260,0112-2---61987#ABP121,0112-2---61987#ABA997,0112-2---61987#ABA444,0112-2---61987#ABP221,0112-2---61987#ABB103,0112-2---61987#ABA367,0112-2---61987#ABA373,0112-2---61987#ABC842,0112-2---61987#ABA390,0112-2---61987#ABC778,0112-2---61987#ABI463,0112-2---61987#ABC850,0112-2---61987#ABA371,0112-2---61987#ABA374,0112-2---61987#ABP077,0112-2---61987#ABP078,0112-2---61987#ABC843,0112-2---61987#ABC865
0112/2///61987#ABD351 | 001 | 01 | 0112/2///61987#ABD351#001 | Plug valve |  |  |  | valve with rotary motion with a closure member that is cylindrical or conical, with an internal passage |  |  | IEC 60534-1 |  | ITEM_CLASS |  |  |  |  | 0112/2///61987#ABU515 - reference to Operating LOP for valve body assembly and process pressure regulator |  |  |  |  | Standard |  |  |  | 2018-03-28 | 2013-09-02 | 2016-05-02 | 2016-05-02 |  | SC65E – IEC 61987 | C00009 | 001-01 (2018-03-28 07:25:59 by BATCH 00000762) standard | 0112/2///61987#ABD347 | https://cdd.iec.ch/CDD/IEC61987/iec61987.nsf/Classes/0112-2---61987%23ABD351 | https://cdd.iec.ch/cdd/iec61987/iec61987.nsf/PropertiesAllVersions/0112-2---61987%23ABU523 | 0112-2---61987#ABU523
0112/2///61987#ABC135 | 005 | 01 | 0112/2///61987#ABC135#005 | Available power supply |  |  |  | properties characterizing a supply available for powering a device |  |  |  |  | ITEM_CLASS | [5 empty] | 0112/2///61987#ABC512 - Physical location0112/2///61987#ABD976 - Physical location [2]0112/2///61987#ABG480 - Physical location [4] |  |  |  | Standard |  |  |  | 2018-03-28 | 2013-08-27 | 2018-03-20 | 2018-03-20 |  | SC65E – IEC 61987 | C00004 |  | 0112/2///61987#ABV501 | https://cdd.iec.ch/CDD/IEC61987/iec61987.nsf/Classes/0112-2---61987%23ABC135 | https://cdd.iec.ch/cdd/iec61987/iec61987.nsf/PropertiesAllVersions/0112-2---61987%23ABB351,https://cdd.iec.ch/cdd/iec61987/iec61987.nsf/PropertiesAllVersions/0112-2---61987%23ABC845,https://cdd.iec.ch/cdd/iec61987/iec61987.nsf/PropertiesAllVersions/0112-2---61987%23ABB358,https://cdd.iec.ch/cdd/iec61987/iec61987.nsf/PropertiesAllVersions/0112-2---61987%23ABC846,https://cdd.iec.ch/cdd/iec61987/iec61987.nsf/PropertiesAllVersions/0112-2---61987%23ABD149 | 0112-2---61987#ABC846,0112-2---61987#ABD149,0112-2---61987#ABB351,0112-2---61987#ABC845,0112-2---61987#ABB358
0112/2///61987#ABC297 | 002 | 01 | 0112/2///61987#ABC297#002 | Input [8] |  |  |  | properties characterizing a measured variable, the size of which is to be acquired and indicated by the measurement as well as any auxiliary signal inputs |  |  | from IEC 61987-1, 5.4 |  | ITEM_CLASS | [5 empty] | 0112/2///61987#ABA024 - Device LOP for helix flow transmitter/gauge |  |  |  | Standard |  |  |  | 2018-03-28 | 2013-08-27 | 2016-05-24 | 2016-05-24 |  | SC65E – IEC 61987 | C00004 |  | 0112/2///61987#ABV501 | https://cdd.iec.ch/CDD/IEC61987/iec61987.nsf/Classes/0112-2---61987%23ABC297 | https://cdd.iec.ch/cdd/iec61987/iec61987.nsf/PropertiesAllVersions/0112-2---61987%23ABB065,https://cdd.iec.ch/cdd/iec61987/iec61987.nsf/PropertiesAllVersions/0112-2---61987%23ABD039,https://cdd.iec.ch/cdd/iec61987/iec61987.nsf/PropertiesAllVersions/0112-2---61987%23ABA340,https://cdd.iec.ch/cdd/iec61987/iec61987.nsf/PropertiesAllVersions/0112-2---61987%23ABC763 | 0112-2---61987#ABB065,0112-2---61987#ABD039,0112-2---61987#ABA340,0112-2---61987#ABC763
0112/2///61987#ABD814 | 003 | 01 | 0112/2///61987#ABD814#003 | Body of valve [1] |  |  |  | properties characterizing the body of a final control element |  |  |  |  | ITEM_CLASS | [5 empty] | 0112/2///61987#ABE014 - Structural design [globe valve]0112/2///61987#ABE015 - Structural design [plug valve]0112/2///61987#ABE016 - Structural design [diaphragm valve]0112/2///61987#ABE016 - Structural design [diaphragm/pinch valve]0112/2///61987#ABE018 - Structural design [valve body assembly]0112/2///61987#ABE020 - Structural design [gate valve]0112/2///61987#ABE021 - Structural design [butterfly valve]0112/2///61987#ABE022 - Structural design [ball valve]0112/2///61987#ABE025 - Structural design [eccentric plug valve] |  |  |  | Standard |  |  |  | 2020-02-28 | 2017-12-07 | 2020-02-28 | 2020-02-28 |  | SC65E – IEC 61987 | C00009 |  | 0112/2///61987#ABV501 | https://cdd.iec.ch/CDD/IEC61987/iec61987.nsf/Classes/0112-2---61987%23ABD814 | https://cdd.iec.ch/cdd/iec61987/iec61987.nsf/PropertiesAllVersions/0112-2---61987%23ABD668,https://cdd.iec.ch/cdd/iec61987/iec61987.nsf/PropertiesAllVersions/0112-2---61987%23ABU552,https://cdd.iec.ch/cdd/iec61987/iec61987.nsf/PropertiesAllVersions/0112-2---61987%23ABD779,https://cdd.iec.ch/cdd/iec61987/iec61987.nsf/PropertiesAllVersions/0112-2---61987%23ABB179,https://cdd.iec.ch/cdd/iec61987/iec61987.nsf/PropertiesAllVersions/0112-2---61987%23ABC976,https://cdd.iec.ch/cdd/iec61987/iec61987.nsf/PropertiesAllVersions/0112-2---61987%23ABB120,https://cdd.iec.ch/cdd/iec61987/iec61987.nsf/PropertiesAllVersions/0112-2---61987%23ABB453,https://cdd.iec.ch/cdd/iec61987/iec61987.nsf/PropertiesAllVersions/0112-2---61987%23ABD669,https://cdd.iec.ch/cdd/iec61987/iec61987.nsf/PropertiesAllVersions/0112-2---61987%23ABN979,https://cdd.iec.ch/cdd/iec61987/iec61987.nsf/PropertiesAllVersions/0112-2---61987%23ABC979,https://cdd.iec.ch/cdd/iec61987/iec61987.nsf/PropertiesAllVersions/0112-2---61987%23ABD589,https://cdd.iec.ch/cdd/iec61987/iec61987.nsf/PropertiesAllVersions/0112-2---61987%23ABD564,https://cdd.iec.ch/cdd/iec61987/iec61987.nsf/PropertiesAllVersions/0112-2---61987%23ABA184,https://cdd.iec.ch/cdd/iec61987/iec61987.nsf/PropertiesAllVersions/0112-2---61987%23ABA916,https://cdd.iec.ch/cdd/iec61987/iec61987.nsf/PropertiesAllVersions/0112-2---61987%23ABA917,https://cdd.iec.ch/cdd/iec61987/iec61987.nsf/PropertiesAllVersions/0112-2---61987%23ABB010,https://cdd.iec.ch/cdd/iec61987/iec61987.nsf/PropertiesAllVersions/0112-2---61987%23ABB969,https://cdd.iec.ch/cdd/iec61987/iec61987.nsf/PropertiesAllVersions/0112-2---61987%23ABA155,https://cdd.iec.ch/cdd/iec61987/iec61987.nsf/PropertiesAllVersions/0112-2---61987%23ABB950,https://cdd.iec.ch/cdd/iec61987/iec61987.nsf/PropertiesAllVersions/0112-2---61987%23ABA582,https://cdd.iec.ch/cdd/iec61987/iec61987.nsf/PropertiesAllVersions/0112-2---61987%23ABD703,https://cdd.iec.ch/cdd/iec61987/iec61987.nsf/PropertiesAllVersions/0112-2---61987%23ABD776,https://cdd.iec.ch/cdd/iec61987/iec61987.nsf/PropertiesAllVersions/0112-2---61987%23ABD731,https://cdd.iec.ch/cdd/iec61987/iec61987.nsf/PropertiesAllVersions/0112-2---61987%23ABE404,https://cdd.iec.ch/cdd/iec61987/iec61987.nsf/PropertiesAllVersions/0112-2---61987%23ABD675,https://cdd.iec.ch/cdd/iec61987/iec61987.nsf/PropertiesAllVersions/0112-2---61987%23ABE264,https://cdd.iec.ch/cdd/iec61987/iec61987.nsf/PropertiesAllVersions/0112-2---61987%23ABE410,https://cdd.iec.ch/cdd/iec61987/iec61987.nsf/PropertiesAllVersions/0112-2---61987%23ABE160,https://cdd.iec.ch/cdd/iec61987/iec61987.nsf/PropertiesAllVersions/0112-2---61987%23ABE390,https://cdd.iec.ch/cdd/iec61987/iec61987.nsf/PropertiesAllVersions/0112-2---61987%23ABE418,https://cdd.iec.ch/cdd/iec61987/iec61987.nsf/PropertiesAllVersions/0112-2---61987%23ABE388,https://cdd.iec.ch/cdd/iec61987/iec61987.nsf/PropertiesAllVersions/0112-2---61987%23ABE071,https://cdd.iec.ch/cdd/iec61987/iec61987.nsf/PropertiesAllVersions/0112-2---61987%23ABE197,https://cdd.iec.ch/cdd/iec61987/iec61987.nsf/PropertiesAllVersions/0112-2---61987%23ABE376,https://cdd.iec.ch/cdd/iec61987/iec61987.nsf/PropertiesAllVersions/0112-2---61987%23ABB521,https://cdd.iec.ch/cdd/iec61987/iec61987.nsf/PropertiesAllVersions/0112-2---61987%23ABA147,https://cdd.iec.ch/cdd/iec61987/iec61987.nsf/PropertiesAllVersions/0112-2---61987%23ABA633,https://cdd.iec.ch/cdd/iec61987/iec61987.nsf/PropertiesAllVersions/0112-2---61987%23ABB140,https://cdd.iec.ch/cdd/iec61987/iec61987.nsf/PropertiesAllVersions/0112-2---61987%23ABB457,https://cdd.iec.ch/cdd/iec61987/iec61987.nsf/PropertiesAllVersions/0112-2---61987%23ABC969,https://cdd.iec.ch/cdd/iec61987/iec61987.nsf/PropertiesAllVersions/0112-2---61987%23ABC012,https://cdd.iec.ch/cdd/iec61987/iec61987.nsf/PropertiesAllVersions/0112-2---61987%23ABC861 | 0112-2---61987#ABE410,0112-2---61987#ABE160,0112-2---61987#ABD668,0112-2---61987#ABD669,0112-2---61987#ABD589,0112-2---61987#ABA184,0112-2---61987#ABA917,0112-2---61987#ABD731,0112-2---61987#ABE071,0112-2---61987#ABD703,0112-2---61987#ABC969,0112-2---61987#ABC976,0112-2---61987#ABD564,0112-2---61987#ABA155,0112-2---61987#ABA582,0112-2---61987#ABD675,0112-2---61987#ABB120,0112-2---61987#ABB453,0112-2---61987#ABE404,0112-2---61987#ABE376,0112-2---61987#ABA633,0112-2---61987#ABB457,0112-2---61987#ABD776,0112-2---61987#ABC861,0112-2---61987#ABU552,0112-2---61987#ABB179,0112-2---61987#ABB010,0112-2---61987#ABC012,0112-2---61987#ABE197,0112-2---61987#ABB521,0112-2---61987#ABN979,0112-2---61987#ABC979,0112-2---61987#ABA916,0112-2---61987#ABB950,0112-2---61987#ABE418,0112-2---61987#ABE388,0112-2---61987#ABD779,0112-2---61987#ABB969,0112-2---61987#ABE264,0112-2---61987#ABE390,0112-2---61987#ABA147,0112-2---61987#ABB140
0112/2///61987#ABD986 | 001 | 02 | 0112/2///61987#ABD986#001 | Pressure-temperature design ratings [2] |  |  |  | properties characterizing process safety conditions |  |  |  |  | ITEM_CLASS | [5 empty] | 0112/2///61987#ABE000 - Rated Operating Conditions [11]0112/2///61987#ABE000 - Rated operating conditions [11] |  |  |  | Standard |  |  |  | 2018-03-28 | 2013-09-02 | 2013-09-02 | 2014-06-18 |  | SC65E – IEC 61987 | C00004 |  | 0112/2///61987#ABV501 | https://cdd.iec.ch/CDD/IEC61987/iec61987.nsf/Classes/0112-2---61987%23ABD986 | https://cdd.iec.ch/cdd/iec61987/iec61987.nsf/PropertiesAllVersions/0112-2---61987%23ABA591,https://cdd.iec.ch/cdd/iec61987/iec61987.nsf/PropertiesAllVersions/0112-2---61987%23ABB893,https://cdd.iec.ch/cdd/iec61987/iec61987.nsf/PropertiesAllVersions/0112-2---61987%23ABA133,https://cdd.iec.ch/cdd/iec61987/iec61987.nsf/PropertiesAllVersions/0112-2---61987%23ABA135,https://cdd.iec.ch/cdd/iec61987/iec61987.nsf/PropertiesAllVersions/0112-2---61987%23ABA136,https://cdd.iec.ch/cdd/iec61987/iec61987.nsf/PropertiesAllVersions/0112-2---61987%23ABC818 | 0112-2---61987#ABB893,0112-2---61987#ABA133,0112-2---61987#ABA135,0112-2---61987#ABA136,0112-2---61987#ABC818,0112-2---61987#ABA591
0112/2///61987#ABF569 | 001 | 01 | 0112/2///61987#ABF569#001 | Measuring range for mass fraction |  |  |  | properties characterizing a mass fraction measuring range |  |  |  |  | ITEM_CLASS | [5 empty] | 0112/2///61987#ABF570 - Mass fraction measurement |  |  |  | Standard |  | IEC 61987 | IEC | 2018-03-28 | 2018-03-28 | 2018-03-28 | 2018-03-28 |  | SC65E – IEC 61987 | C00017 | 001-01 (2018-03-28 07:26:06 by BATCH 00000762) standard | 0112/2///61987#ABV501 | https://cdd.iec.ch/CDD/IEC61987/iec61987.nsf/Classes/0112-2---61987%23ABF569 | https://cdd.iec.ch/cdd/iec61987/iec61987.nsf/PropertiesAllVersions/0112-2---61987%23ABF571,https://cdd.iec.ch/cdd/iec61987/iec61987.nsf/PropertiesAllVersions/0112-2---61987%23ABF572,https://cdd.iec.ch/cdd/iec61987/iec61987.nsf/PropertiesAllVersions/0112-2---61987%23ABF568,https://cdd.iec.ch/cdd/iec61987/iec61987.nsf/PropertiesAllVersions/0112-2---61987%23ABA967 | 0112-2---61987#ABA967,0112-2---61987#ABF571,0112-2---61987#ABF572,0112-2---61987#ABF568
0112/2///61987#ABH504 | 001 | 01 | 0112/2///61987#ABH504#001 | Remark |  |  |  | properties characterizing a remark |  |  |  |  | ITEM_CLASS | [5 empty] | 0112/2///61987#ABH517 - Device documents supplied |  |  |  | Standard |  |  |  | 2019-03-08 | 2017-12-07 | 2019-03-08 | 2019-03-08 |  | SC65E – IEC 61987 | C00018 | 001-01 (2019-03-08 15:35:11 by BATCH 00000766) standard | 0112/2///61987#ABV501 | https://cdd.iec.ch/CDD/IEC61987/iec61987.nsf/Classes/0112-2---61987%23ABH504 | https://cdd.iec.ch/cdd/iec61987/iec61987.nsf/PropertiesAllVersions/0112-2---61987%23ABA126 | 0112-2---61987#ABA126
0112/2///61987#ABG229 | 001 | 01 | 0112/2///61987#ABG229#001 | Performance [26] |  |  |  | properties characterizing the performance of the device with regard to measurement accuracy and dynamic behaviour |  |  | from IEC 61987-1, 5.6 |  | ITEM_CLASS | [5 empty] | 0112/2///61987#ABE759 - Device LOP for temperature gauge |  |  |  | Standard |  | IEC 61987 | IEC | 2018-03-28 | 2014-12-17 | 2016-05-24 | 2016-05-24 |  | SC65E – IEC 61987 | C00019 | 001-01 (2018-03-28 07:26:08 by BATCH 00000762) standard | 0112/2///61987#ABV501 | https://cdd.iec.ch/CDD/IEC61987/iec61987.nsf/Classes/0112-2---61987%23ABG229 | https://cdd.iec.ch/cdd/iec61987/iec61987.nsf/PropertiesAllVersions/0112-2---61987%23ABG800,https://cdd.iec.ch/cdd/iec61987/iec61987.nsf/PropertiesAllVersions/0112-2---61987%23ABB636,https://cdd.iec.ch/cdd/iec61987/iec61987.nsf/PropertiesAllVersions/0112-2---61987%23ABG817,https://cdd.iec.ch/cdd/iec61987/iec61987.nsf/PropertiesAllVersions/0112-2---61987%23ABF821,https://cdd.iec.ch/cdd/iec61987/iec61987.nsf/PropertiesAllVersions/0112-2---61987%23ABD131 | 0112-2---61987#ABG800,0112-2---61987#ABB636,0112-2---61987#ABG817,0112-2---61987#ABF821,0112-2---61987#ABD131
0112/2///61987#ABA721 | 002 | 01 | 0112/2///61987#ABA721#002 | Free-space radar level switch |  |  |  | wave level switch that uses the travelling time of a radar beam to detect a level regime |  |  |  |  | ITEM_CLASS |  |  |  |  | 0112/2///61987#ABF910 - reference to Operating LOP for level measuring equipment |  |  |  |  | Standard |  |  |  | 2018-03-28 | 2013-08-27 | 2016-05-24 | 2016-05-24 |  | SC65E – IEC 61987 | C00004 |  | 0112/2///61987#ABA720 | https://cdd.iec.ch/CDD/IEC61987/iec61987.nsf/Classes/0112-2---61987%23ABA721
0112/2///61987#ABO035 | 001 | 01 | 0112/2///61987#ABO035#001 | Output module |  |  |  | I/O module that facilitates the connection of signals to a target device from another device | The target device connected to an output module, is often an actuator or indicator. |  |  |  | ITEM_CLASS |  |  |  |  | 0112/2///61987#ABP230 - reference to Device LOP for I/O modules0112/2///61987#ABP285 - reference to Operating LOP for infrastructure devices |  |  |  | true | Standard |  | IEC 61987-31 | IEC | 2022-10-26 | 2022-10-26 | 2022-10-26 | 2022-10-26 |  | IEC/SC 65E | C00127 | 001-01 (2022-10-26 07:15:16 by BATCH 00000802) standard | 0112/2///61987#ABO028 | https://cdd.iec.ch/CDD/IEC61987/iec61987.nsf/Classes/0112-2---61987%23ABO035 |  | 0112-2---61987#ABP230
0112/2///61987#ABH517 | 001 | 01 | 0112/2///61987#ABH517#001 | Device documents supplied |  |  |  | properties characterizing documents supplied with the device and further remarks |  |  |  |  | ITEM_CLASS | [9 empty] | Standard |  |  |  | 2019-03-08 | 2017-12-07 | 2019-03-08 | 2019-03-08 |  | SC65E – IEC 61987 | C00018 | 001-01 (2019-03-08 15:35:12 by BATCH 00000766) standard | 0112/2///61987#ABH525 | https://cdd.iec.ch/CDD/IEC61987/iec61987.nsf/Classes/0112-2---61987%23ABH517 | https://cdd.iec.ch/cdd/iec61987/iec61987.nsf/PropertiesAllVersions/0112-2---61987%23ABH505,https://cdd.iec.ch/cdd/iec61987/iec61987.nsf/PropertiesAllVersions/0112-2---61987%23ABH511,https://cdd.iec.ch/cdd/iec61987/iec61987.nsf/PropertiesAllVersions/0112-2---61987%23ABH506,https://cdd.iec.ch/cdd/iec61987/iec61987.nsf/PropertiesAllVersions/0112-2---61987%23ABH516,https://cdd.iec.ch/cdd/iec61987/iec61987.nsf/PropertiesAllVersions/0112-2---61987%23ABH508,https://cdd.iec.ch/cdd/iec61987/iec61987.nsf/PropertiesAllVersions/0112-2---61987%23ABH512,https://cdd.iec.ch/cdd/iec61987/iec61987.nsf/PropertiesAllVersions/0112-2---61987%23ABH507,https://cdd.iec.ch/cdd/iec61987/iec61987.nsf/PropertiesAllVersions/0112-2---61987%23ABH513,https://cdd.iec.ch/cdd/iec61987/iec61987.nsf/PropertiesAllVersions/0112-2---61987%23ABH509,https://cdd.iec.ch/cdd/iec61987/iec61987.nsf/PropertiesAllVersions/0112-2---61987%23ABH514 | 0112-2---61987#ABH508,0112-2---61987#ABH512,0112-2---61987#ABH513,0112-2---61987#ABH509,0112-2---61987#ABH514,0112-2---61987#ABH505,0112-2---61987#ABH506,0112-2---61987#ABH516,0112-2---61987#ABH507,0112-2---61987#ABH511
0112/2///61987#ABE729 | 001 | 01 | 0112/2///61987#ABE729#001 | Device LOP for sight level gauge |  |  |  | list of properties characterizing a sight level gauge |  |  |  |  | ITEM_CLASS | [5 empty] | 0112/2///61987#ABE451 - Sight level gauge |  |  |  | Standard |  | IEC 61987 | IEC | 2018-03-28 | 2014-12-17 | 2018-03-20 | 2018-03-20 |  | SC65E – IEC 61987 | C00018 | 001-01 (2018-03-28 07:26:04 by BATCH 00000762) standard | 0112/2///61987#ABV504 | https://cdd.iec.ch/CDD/IEC61987/iec61987.nsf/Classes/0112-2---61987%23ABE729 | https://cdd.iec.ch/cdd/iec61987/iec61987.nsf/PropertiesAllVersions/0112-2---61987%23ABC899,https://cdd.iec.ch/cdd/iec61987/iec61987.nsf/PropertiesAllVersions/0112-2---61987%23ABC730,https://cdd.iec.ch/cdd/iec61987/iec61987.nsf/PropertiesAllVersions/0112-2---61987%23ABU857,https://cdd.iec.ch/cdd/iec61987/iec61987.nsf/PropertiesAllVersions/0112-2---61987%23ABG880,https://cdd.iec.ch/cdd/iec61987/iec61987.nsf/PropertiesAllVersions/0112-2---61987%23ABG943,https://cdd.iec.ch/cdd/iec61987/iec61987.nsf/PropertiesAllVersions/0112-2---61987%23ABD153,https://cdd.iec.ch/cdd/iec61987/iec61987.nsf/PropertiesAllVersions/0112-2---61987%23ABC786,https://cdd.iec.ch/cdd/iec61987/iec61987.nsf/PropertiesAllVersions/0112-2---61987%23ABC795,https://cdd.iec.ch/cdd/iec61987/iec61987.nsf/PropertiesAllVersions/0112-2---61987%23ABA293,https://cdd.iec.ch/cdd/iec61987/iec61987.nsf/PropertiesAllVersions/0112-2---61987%23ABC710 | 0112-2---61987#ABC730,0112-2---61987#ABU857,0112-2---61987#ABD153,0112-2---61987#ABC786,0112-2---61987#ABA293,0112-2---61987#ABC710,0112-2---61987#ABC899,0112-2---61987#ABG943,0112-2---61987#ABC795,0112-2---61987#ABG880
0112/2///61987#ABC230 | 006 | 01 | 0112/2///61987#ABC230#006 | Environmental protection approval |  |  |  | properties characterizing certificates and approvals pertaining to usage in environmental protection applications |  |  |  |  | ITEM_CLASS | [5 empty] | 0112/2///61987#ABC102 - Approval for use in special applications0112/2///61987#ABD804 - Approval for use in special applications [2]0112/2///61987#ABE722 - Approval for use in special applications [4]0112/2///61987#ABE724 - Approval for use in special applications [5] |  |  |  | Standard |  |  |  | 2018-03-28 | 2013-08-27 | 2018-03-20 | 2018-03-20 |  | SC65E – IEC 61987 | C00004 |  | 0112/2///61987#ABV501 | https://cdd.iec.ch/CDD/IEC61987/iec61987.nsf/Classes/0112-2---61987%23ABC230 | https://cdd.iec.ch/cdd/iec61987/iec61987.nsf/PropertiesAllVersions/0112-2---61987%23ABA246,https://cdd.iec.ch/cdd/iec61987/iec61987.nsf/PropertiesAllVersions/0112-2---61987%23ABA248 | 0112-2---61987#ABA246,0112-2---61987#ABA248
0112/2///61987#ABD981 | 001 | 02 | 0112/2///61987#ABD981#001 | Pneumatic/hydraulic output parameters for positioner |  |  |  | properties characterizing the configuration of a pneumatic or hydraulic output of the positioner |  |  |  |  | ITEM_CLASS | [5 empty] | 0112/2///61987#ABD980 - Pneumatic/hydraulic output for positioner |  |  |  | Standard |  |  |  | 2018-03-28 | 2013-09-02 | 2013-09-02 | 2014-06-18 |  | SC65E – IEC 61987 | C00009 |  | 0112/2///61987#ABV501 | https://cdd.iec.ch/CDD/IEC61987/iec61987.nsf/Classes/0112-2---61987%23ABD981 | https://cdd.iec.ch/cdd/iec61987/iec61987.nsf/PropertiesAllVersions/0112-2---61987%23ABD683,https://cdd.iec.ch/cdd/iec61987/iec61987.nsf/PropertiesAllVersions/0112-2---61987%23ABD682,https://cdd.iec.ch/cdd/iec61987/iec61987.nsf/PropertiesAllVersions/0112-2---61987%23ABD704 | 0112-2---61987#ABD683,0112-2---61987#ABD682,0112-2---61987#ABD704
0112/2///61987#ABF561 | 001 | 01 | 0112/2///61987#ABF561#001 | Maximum measuring range for density |  |  |  | properties characterizing the highest density measuring range for which the measuring device can be adjusted |  |  |  |  | ITEM_CLASS | [5 empty] | 0112/2///61987#ABG359 - Density measurement [2] |  |  |  | Standard |  | IEC 61987 | IEC | 2018-03-28 | 2018-03-22 | 2018-03-22 | 2018-03-22 |  | SC65E – IEC 61987 | C00017 | 001-01 (2018-03-28 07:26:06 by BATCH 00000762) standard | 0112/2///61987#ABV501 | https://cdd.iec.ch/CDD/IEC61987/iec61987.nsf/Classes/0112-2---61987%23ABF561 | https://cdd.iec.ch/cdd/iec61987/iec61987.nsf/PropertiesAllVersions/0112-2---61987%23ABB220,https://cdd.iec.ch/cdd/iec61987/iec61987.nsf/PropertiesAllVersions/0112-2---61987%23ABB221,https://cdd.iec.ch/cdd/iec61987/iec61987.nsf/PropertiesAllVersions/0112-2---61987%23ABB559,https://cdd.iec.ch/cdd/iec61987/iec61987.nsf/PropertiesAllVersions/0112-2---61987%23ABA967 | 0112-2---61987#ABA967,0112-2---61987#ABB220,0112-2---61987#ABB221,0112-2---61987#ABB559
0112/2///61987#ABA658 | 003 | 01 | 0112/2///61987#ABA658#003 | Diaphragm differential pressure gauge |  |  |  | differential pressure gauge that uses the movement of a diaphragm to measure and indicate differential pressure |  |  |  |  | ITEM_CLASS |  |  |  |  | 0112/2///61987#ABU134 - reference to Operating LOP for pressure measuring equipment0112/2///61987#ABU425 - reference to Device LOP for differential pressure gauge |  |  |  |  | Standard |  |  |  | 2018-03-28 | 2013-08-27 | 2016-05-24 | 2016-05-24 |  | SC65E – IEC 61987 | C00004 |  | 0112/2///61987#ABA655 | https://cdd.iec.ch/CDD/IEC61987/iec61987.nsf/Classes/0112-2---61987%23ABA658 |  | 0112-2---61987#ABU425
0112/2///61987#ABO085 | 001 | 01 | 0112/2///61987#ABO085#001 | Data logger |  |  |  | electrical recorder that makes written tabulations and/or records in a form suitable for computer input |  |  | IEC 61968-2, 2.63 (mod) |  | ITEM_CLASS |  |  |  |  | 0112/2///61987#ABP285 - reference to Operating LOP for infrastructure devices |  |  |  | true | Standard |  | IEC 61987-31 | IEC | 2022-10-26 | 2022-10-26 | 2022-10-26 | 2022-10-26 |  | IEC/SC 65E | C00127 | 001-01 (2022-10-26 07:15:17 by BATCH 00000802) standard | 0112/2///61987#ABO078 | https://cdd.iec.ch/CDD/IEC61987/iec61987.nsf/Classes/0112-2---61987%23ABO085
0112/2///61987#ABC571 | 002 | 01 | 0112/2///61987#ABC571#002 | Reference conditions of the device [2] |  |  |  | properties characterizing the reference conditions under which the performance of a device was tested |  |  |  |  | ITEM_CLASS | [5 empty] | 0112/2///61987#ABC495 - Performance [5] |  |  |  | Standard |  |  |  | 2018-03-28 | 2013-08-27 | 2016-05-24 | 2016-05-24 |  | SC65E – IEC 61987 | C00004 |  | 0112/2///61987#ABV501 | https://cdd.iec.ch/CDD/IEC61987/iec61987.nsf/Classes/0112-2---61987%23ABC571 | https://cdd.iec.ch/cdd/iec61987/iec61987.nsf/PropertiesAllVersions/0112-2---61987%23ABD193,https://cdd.iec.ch/cdd/iec61987/iec61987.nsf/PropertiesAllVersions/0112-2---61987%23ABD198 | 0112-2---61987#ABD193,0112-2---61987#ABD198
0112/2///61987#ABE615 | 001 | 01 | 0112/2///61987#ABE615#001 | Material of restriction orifice/diffuser |  |  |  | properties characterizing the material of which a restriction orifice or a diffuser is made |  |  |  |  | ITEM_CLASS | [5 empty] | 0112/2///61987#ABE614 - Structural design of a restriction orifice/diffuser |  |  |  | Standard |  | IEC 61987 | IEC | 2018-03-28 | 2018-03-28 | 2018-03-28 | 2018-03-28 |  | SC65E – IEC 61987 | C00016 | 001-01 (2018-03-28 07:26:03 by BATCH 00000762) standard | 0112/2///61987#ABV501 | https://cdd.iec.ch/CDD/IEC61987/iec61987.nsf/Classes/0112-2---61987%23ABE615 | https://cdd.iec.ch/cdd/iec61987/iec61987.nsf/PropertiesAllVersions/0112-2---61987%23ABB455,https://cdd.iec.ch/cdd/iec61987/iec61987.nsf/PropertiesAllVersions/0112-2---61987%23ABI460,https://cdd.iec.ch/cdd/iec61987/iec61987.nsf/PropertiesAllVersions/0112-2---61987%23ABA908,https://cdd.iec.ch/cdd/iec61987/iec61987.nsf/PropertiesAllVersions/0112-2---61987%23ABA907 | 0112-2---61987#ABB455,0112-2---61987#ABI460,0112-2---61987#ABA908,0112-2---61987#ABA907
0112/2///61987#ABH630 | 001 | 01 | 0112/2///61987#ABH630#001 | Calibration point of normalized volume flow |  |  |  | properties characterizing the calibration of output values of a single normalized volume flow input value |  |  |  |  | ITEM_CLASS | [5 empty] | 0112/2///61987#ABH612 - Calibration of normalized volume flow |  |  |  | Standard |  |  |  | 2019-03-08 | 2017-12-07 | 2019-03-08 | 2019-03-08 |  | SC65E – IEC 61987 | C00018 | 001-01 (2019-03-08 15:35:12 by BATCH 00000766) standard | 0112/2///61987#ABV501 | https://cdd.iec.ch/CDD/IEC61987/iec61987.nsf/Classes/0112-2---61987%23ABH630 | https://cdd.iec.ch/cdd/iec61987/iec61987.nsf/PropertiesAllVersions/0112-2---61987%23ABH564,https://cdd.iec.ch/cdd/iec61987/iec61987.nsf/PropertiesAllVersions/0112-2---61987%23ABH543,https://cdd.iec.ch/cdd/iec61987/iec61987.nsf/PropertiesAllVersions/0112-2---61987%23ABH760 | 0112-2---61987#ABH564,0112-2---61987#ABH543,0112-2---61987#ABH760
0112/2///61987#ABC450 | 004 | 01 | 0112/2///61987#ABC450#004 | Normal environmental design conditions |  |  |  | properties characterizing the range of environmental conditions for which a device must be designed to operate within specified performance limits |  |  |  |  | ITEM_CLASS | [5 empty] | 0112/2///61987#ABC228 - Environmental design conditions |  |  |  | Standard |  |  |  | 2018-03-28 | 2013-08-27 | 2018-03-20 | 2018-03-20 |  | SC65E – IEC 61987 | C00004 |  | 0112/2///61987#ABV501 | https://cdd.iec.ch/CDD/IEC61987/iec61987.nsf/Classes/0112-2---61987%23ABC450 | https://cdd.iec.ch/cdd/iec61987/iec61987.nsf/PropertiesAllVersions/0112-2---61987%23ABA617,https://cdd.iec.ch/cdd/iec61987/iec61987.nsf/PropertiesAllVersions/0112-2---61987%23ABC712,https://cdd.iec.ch/cdd/iec61987/iec61987.nsf/PropertiesAllVersions/0112-2---61987%23ABA964,https://cdd.iec.ch/cdd/iec61987/iec61987.nsf/PropertiesAllVersions/0112-2---61987%23ABB282,https://cdd.iec.ch/cdd/iec61987/iec61987.nsf/PropertiesAllVersions/0112-2---61987%23ABB162,https://cdd.iec.ch/cdd/iec61987/iec61987.nsf/PropertiesAllVersions/0112-2---61987%23ABA571,https://cdd.iec.ch/cdd/iec61987/iec61987.nsf/PropertiesAllVersions/0112-2---61987%23ABA410,https://cdd.iec.ch/cdd/iec61987/iec61987.nsf/PropertiesAllVersions/0112-2---61987%23ABA089,https://cdd.iec.ch/cdd/iec61987/iec61987.nsf/PropertiesAllVersions/0112-2---61987%23ABA091,https://cdd.iec.ch/cdd/iec61987/iec61987.nsf/PropertiesAllVersions/0112-2---61987%23ABC852,https://cdd.iec.ch/cdd/iec61987/iec61987.nsf/PropertiesAllVersions/0112-2---61987%23ABD396,https://cdd.iec.ch/cdd/iec61987/iec61987.nsf/PropertiesAllVersions/0112-2---61987%23ABD398,https://cdd.iec.ch/cdd/iec61987/iec61987.nsf/PropertiesAllVersions/0112-2---61987%23ABA572,https://cdd.iec.ch/cdd/iec61987/iec61987.nsf/PropertiesAllVersions/0112-2---61987%23ABA108,https://cdd.iec.ch/cdd/iec61987/iec61987.nsf/PropertiesAllVersions/0112-2---61987%23ABA963,https://cdd.iec.ch/cdd/iec61987/iec61987.nsf/PropertiesAllVersions/0112-2---61987%23ABA109 | 0112-2---61987#ABA572,0112-2---61987#ABA109,0112-2---61987#ABC712,0112-2---61987#ABA571,0112-2---61987#ABA410,0112-2---61987#ABA091,0112-2---61987#ABA108,0112-2---61987#ABA964,0112-2---61987#ABB282,0112-2---61987#ABC852,0112-2---61987#ABD396,0112-2---61987#ABA963,0112-2---61987#ABA617,0112-2---61987#ABB162,0112-2---61987#ABA089,0112-2---61987#ABD398
0112/2///61987#ABC551 | 001 | 02 | 0112/2///61987#ABC551#001 | Pulse input |  |  |  | properties characterizing an auxiliary pulse input |  | 2 ABC551.2 |  |  | ITEM_CLASS | [5 empty] | 0112/2///61987#ABC056 - Type of auxiliary input [5]0112/2///61987#ABC054 - Type of auxiliary input [3]0112/2///61987#ABC657 - Type of auxiliary input [7]0112/2///61987#ABC053 - Type of auxiliary input [2] |  |  |  | Standard |  |  |  | 2018-03-28 | 2013-08-27 | 2013-08-27 | 2014-06-18 |  | SC65E – IEC 61987 | C00004 |  | 0112/2///61987#ABV501 | https://cdd.iec.ch/CDD/IEC61987/iec61987.nsf/Classes/0112-2---61987%23ABC551 | https://cdd.iec.ch/cdd/iec61987/iec61987.nsf/PropertiesAllVersions/0112-2---61987%23ABU191,https://cdd.iec.ch/cdd/iec61987/iec61987.nsf/PropertiesAllVersions/0112-2---61987%23ABD185 | 0112-2---61987#ABU191,0112-2---61987#ABD185
0112/2///61987#ABH655 | 001 | 01 | 0112/2///61987#ABH655#001 | Output values of temperature |  |  |  | properties characterizing the readings of temperature output signals |  |  |  |  | ITEM_CLASS | [5 empty] | 0112/2///61987#ABH637 - Calibration point of temperature |  |  |  | Standard |  |  |  | 2019-03-08 | 2017-12-07 | 2019-03-08 | 2019-03-08 |  | SC65E – IEC 61987 | C00018 | 001-01 (2019-03-08 15:35:12 by BATCH 00000766) standard | 0112/2///61987#ABV501 | https://cdd.iec.ch/CDD/IEC61987/iec61987.nsf/Classes/0112-2---61987%23ABH655 | https://cdd.iec.ch/cdd/iec61987/iec61987.nsf/PropertiesAllVersions/0112-2---61987%23ABH566,https://cdd.iec.ch/cdd/iec61987/iec61987.nsf/PropertiesAllVersions/0112-2---61987%23ABH567,https://cdd.iec.ch/cdd/iec61987/iec61987.nsf/PropertiesAllVersions/0112-2---61987%23ABH568,https://cdd.iec.ch/cdd/iec61987/iec61987.nsf/PropertiesAllVersions/0112-2---61987%23ABH581,https://cdd.iec.ch/cdd/iec61987/iec61987.nsf/PropertiesAllVersions/0112-2---61987%23ABH582 | 0112-2---61987#ABH566,0112-2---61987#ABH567,0112-2---61987#ABH568,0112-2---61987#ABH581,0112-2---61987#ABH582
0112/2///61987#ABA696 | 002 | 01 | 0112/2///61987#ABA696#002 | Piston-type differential pressure sight indicator |  |  |  | pressure sight indicator that uses the pressure induced movement of a floating piston/magnet to give a qualitative indication of differential pressure |  |  |  |  | ITEM_CLASS | [9 empty] | Standard |  |  |  | 2018-03-28 | 2013-08-27 | 2016-05-24 | 2016-05-24 |  | SC65E – IEC 61987 | C00004 |  | 0112/2///61987#ABA694 | https://cdd.iec.ch/CDD/IEC61987/iec61987.nsf/Classes/0112-2---61987%23ABA696
0112/2///61987#ABC567 | 002 | 01 | 0112/2///61987#ABC567#002 | Elliptical throat flow transmitter |  |  |  | differential pressure flow transmitter that uses an elliptically tapered constriction in a flow tube as primary element |  |  |  |  | ITEM_CLASS |  |  |  |  | 0112/2///61987#ABU125 - reference to Operating LOP for flow measuring equipment |  |  |  |  | Standard |  |  |  | 2018-03-28 | 2013-09-27 | 2016-05-24 | 2016-05-24 |  | SC65E – IEC 61987 | C00004 |  | 0112/2///61987#ABA767 | https://cdd.iec.ch/CDD/IEC61987/iec61987.nsf/Classes/0112-2---61987%23ABC567
0112/2///61987#ABA830 | 002 | 01 | 0112/2///61987#ABA830#002 | Power transmitter |  |  |  | transmitter that outputs a signal representative of an electrical power |  |  |  |  | ITEM_CLASS | [9 empty] | Standard |  |  |  | 2018-03-28 | 2013-08-27 | 2016-05-24 | 2016-05-24 |  | SC65E – IEC 61987 | C00004 |  | 0112/2///61987#ABA751 | https://cdd.iec.ch/CDD/IEC61987/iec61987.nsf/Classes/0112-2---61987%23ABA830
0112/2///61987#ABC189 | 005 | 01 | 0112/2///61987#ABC189#005 | Device diagnostic |  |  |  | properties characterizing the internal diagnostic functions provided by a device |  |  |  |  | ITEM_CLASS | [5 empty] | 0112/2///61987#ABC194 - Diagnosis0112/2///61987#ABE716 - Diagnosis [2] |  |  |  | Standard |  |  |  | 2018-03-28 | 2013-08-27 | 2018-03-20 | 2018-03-20 |  | SC65E – IEC 61987 | C00004 |  | 0112/2///61987#ABV501 | https://cdd.iec.ch/CDD/IEC61987/iec61987.nsf/Classes/0112-2---61987%23ABC189 | https://cdd.iec.ch/cdd/iec61987/iec61987.nsf/PropertiesAllVersions/0112-2---61987%23ABB597,https://cdd.iec.ch/cdd/iec61987/iec61987.nsf/PropertiesAllVersions/0112-2---61987%23ABJ602,https://cdd.iec.ch/cdd/iec61987/iec61987.nsf/PropertiesAllVersions/0112-2---61987%23ABB598,https://cdd.iec.ch/cdd/iec61987/iec61987.nsf/PropertiesAllVersions/0112-2---61987%23ABB599 | 0112-2---61987#ABB597,0112-2---61987#ABJ602,0112-2---61987#ABB598,0112-2---61987#ABB599
0112/2///61987#ABD908 | 001 | 02 | 0112/2///61987#ABD908#001 | Material of gasket |  |  |  | properties characterizing the material of which a body gasket is made |  |  |  |  | ITEM_CLASS | [5 empty] | 0112/2///61987#ABD882 - Gasket of body |  |  |  | Standard |  |  |  | 2018-03-28 | 2013-09-02 | 2013-09-02 | 2014-06-18 |  | SC65E – IEC 61987 | C00009 |  | 0112/2///61987#ABV501 | https://cdd.iec.ch/CDD/IEC61987/iec61987.nsf/Classes/0112-2---61987%23ABD908 | https://cdd.iec.ch/cdd/iec61987/iec61987.nsf/PropertiesAllVersions/0112-2---61987%23ABB455,https://cdd.iec.ch/cdd/iec61987/iec61987.nsf/PropertiesAllVersions/0112-2---61987%23ABI460,https://cdd.iec.ch/cdd/iec61987/iec61987.nsf/PropertiesAllVersions/0112-2---61987%23ABA908,https://cdd.iec.ch/cdd/iec61987/iec61987.nsf/PropertiesAllVersions/0112-2---61987%23ABA907 | 0112-2---61987#ABB455,0112-2---61987#ABI460,0112-2---61987#ABA908,0112-2---61987#ABA907
0112/2///61987#ABE407 | 001 | 02 | 0112/2///61987#ABE407#001 | Surface treatment of sealing edge |  |  |  | properties characterizing a surface treatment of a sealing edge within a final control element |  |  |  |  | ITEM_CLASS | [5 empty] | 0112/2///61987#ABE008 - Seat0112/2///61987#ABE403 - Closure member |  |  |  | Standard |  |  |  | 2018-03-28 |  |  | 2014-06-18 |  | SC65E – IEC 61987 | C00009 |  | 0112/2///61987#ABV501 | https://cdd.iec.ch/CDD/IEC61987/iec61987.nsf/Classes/0112-2---61987%23ABE407 | https://cdd.iec.ch/cdd/iec61987/iec61987.nsf/PropertiesAllVersions/0112-2---61987%23ABD767,https://cdd.iec.ch/cdd/iec61987/iec61987.nsf/PropertiesAllVersions/0112-2---61987%23ABE416 | 0112-2---61987#ABD767,0112-2---61987#ABE416
0112/2///61987#ABN687 | 002 | 01 | 0112/2///61987#ABN687#002 | Specific density measurement variables |  |  |  | properties characterizing dynamic data which are the result of a density measurement with a certain meaning |  |  |  |  | ITEM_CLASS | [5 empty] | 0112/2///61987#ABN682 - Continuous measurement variables |  |  | false | Standard |  | IEC 61987 | IEC | 2022-12-09 |  | 2022-12-09 | 2022-12-09 |  | IEC/SC 65E | C00112 |  | 0112/2///61987#ABV501 | https://cdd.iec.ch/CDD/IEC61987/iec61987.nsf/Classes/0112-2---61987%23ABN687 | https://cdd.iec.ch/cdd/iec61987/iec61987.nsf/PropertiesAllVersions/0112-2---61987%23ABA946,https://cdd.iec.ch/cdd/iec61987/iec61987.nsf/PropertiesAllVersions/0112-2---61987%23ABA557 | 0112-2---61987#ABA946,0112-2---61987#ABA557
0112/2///61987#ABA866 | 002 | 01 | 0112/2///61987#ABA866#002 | Relay |  |  |  | device or instrument component that is operated by a change in state and makes or breaks a flow in another circuit |  |  |  |  | ITEM_CLASS | [9 empty] | Standard |  |  |  | 2018-03-28 | 2013-08-27 | 2016-05-24 | 2016-05-24 |  | SC65E – IEC 61987 | C00004 |  | 0112/2///61987#ABA845 | https://cdd.iec.ch/CDD/IEC61987/iec61987.nsf/Classes/0112-2---61987%23ABA866
0112/2///61987#ABC257 | 006 | 01 | 0112/2///61987#ABC257#006 | Functional safety and reliability |  |  |  | properties characterizing the ability of an item to perform a required function under given conditions for a given period of time |  |  |  |  | ITEM_CLASS | [5 empty] | 0112/2///61987#ABC181 - Dependability |  |  | false | Standard |  | IEC 61987 | IEC | 2023-01-23 | 2017-12-07 | 2023-01-23 | 2023-01-23 |  | IEC/SC 65E | C00128 |  | 0112/2///61987#ABV501 | https://cdd.iec.ch/CDD/IEC61987/iec61987.nsf/Classes/0112-2---61987%23ABC257 | https://cdd.iec.ch/cdd/iec61987/iec61987.nsf/PropertiesAllVersions/0112-2---61987%23ABA311,https://cdd.iec.ch/cdd/iec61987/iec61987.nsf/PropertiesAllVersions/0112-2---61987%23ABA313,https://cdd.iec.ch/cdd/iec61987/iec61987.nsf/PropertiesAllVersions/0112-2---61987%23ABB016,https://cdd.iec.ch/cdd/iec61987/iec61987.nsf/PropertiesAllVersions/0112-2---61987%23ABB202,https://cdd.iec.ch/cdd/iec61987/iec61987.nsf/PropertiesAllVersions/0112-2---61987%23ABA315,https://cdd.iec.ch/cdd/iec61987/iec61987.nsf/PropertiesAllVersions/0112-2---61987%23ABB167,https://cdd.iec.ch/cdd/iec61987/iec61987.nsf/PropertiesAllVersions/0112-2---61987%23ABB168,https://cdd.iec.ch/cdd/iec61987/iec61987.nsf/PropertiesAllVersions/0112-2---61987%23ABB169,https://cdd.iec.ch/cdd/iec61987/iec61987.nsf/PropertiesAllVersions/0112-2---61987%23ABB193,https://cdd.iec.ch/cdd/iec61987/iec61987.nsf/PropertiesAllVersions/0112-2---61987%23ABB170,https://cdd.iec.ch/cdd/iec61987/iec61987.nsf/PropertiesAllVersions/0112-2---61987%23ABB192,https://cdd.iec.ch/cdd/iec61987/iec61987.nsf/PropertiesAllVersions/0112-2---61987%23ABB908,https://cdd.iec.ch/cdd/iec61987/iec61987.nsf/PropertiesAllVersions/0112-2---61987%23ABB909,https://cdd.iec.ch/cdd/iec61987/iec61987.nsf/PropertiesAllVersions/0112-2---61987%23ABB910,https://cdd.iec.ch/cdd/iec61987/iec61987.nsf/PropertiesAllVersions/0112-2---61987%23ABB911,https://cdd.iec.ch/cdd/iec61987/iec61987.nsf/PropertiesAllVersions/0112-2---61987%23ABB017,https://cdd.iec.ch/cdd/iec61987/iec61987.nsf/PropertiesAllVersions/0112-2---61987%23ABB018,https://cdd.iec.ch/cdd/iec61987/iec61987.nsf/PropertiesAllVersions/0112-2---61987%23ABB019,https://cdd.iec.ch/cdd/iec61987/iec61987.nsf/PropertiesAllVersions/0112-2---61987%23ABP134,https://cdd.iec.ch/cdd/iec61987/iec61987.nsf/PropertiesAllVersions/0112-2---61987%23ABA316 | 0112-2---61987#ABB018,0112-2---61987#ABA311,0112-2---61987#ABB202,0112-2---61987#ABB168,0112-2---61987#ABB192,0112-2---61987#ABB908,0112-2---61987#ABB910,0112-2---61987#ABB911,0112-2---61987#ABA315,0112-2---61987#ABB193,0112-2---61987#ABB169,0112-2---61987#ABB017,0112-2---61987#ABB019,0112-2---61987#ABP134,0112-2---61987#ABA313,0112-2---61987#ABB016,0112-2---61987#ABB167,0112-2---61987#ABB170,0112-2---61987#ABB909,0112-2---61987#ABA316
0112/2///61987#ABE032 | 001 | 02 | 0112/2///61987#ABE032#001 | Structural design of a pneumatic linear actuator |  |  |  | properties characterizing the constructional details of a pneumatic linear actuator |  |  |  |  | ITEM_CLASS | [5 empty] | 0112/2///61987#ABE017 - Structural design [pneumatic linear actuator] |  |  |  | Standard |  |  |  | 2018-03-28 | 2013-09-02 | 2013-09-02 | 2014-06-18 |  | SC65E – IEC 61987 | C00009 |  | 0112/2///61987#ABV501 | https://cdd.iec.ch/CDD/IEC61987/iec61987.nsf/Classes/0112-2---61987%23ABE032 | https://cdd.iec.ch/cdd/iec61987/iec61987.nsf/PropertiesAllVersions/0112-2---61987%23ABD762,https://cdd.iec.ch/cdd/iec61987/iec61987.nsf/PropertiesAllVersions/0112-2---61987%23ABD725,https://cdd.iec.ch/cdd/iec61987/iec61987.nsf/PropertiesAllVersions/0112-2---61987%23ABA631,https://cdd.iec.ch/cdd/iec61987/iec61987.nsf/PropertiesAllVersions/0112-2---61987%23ABD615,https://cdd.iec.ch/cdd/iec61987/iec61987.nsf/PropertiesAllVersions/0112-2---61987%23ABE382,https://cdd.iec.ch/cdd/iec61987/iec61987.nsf/PropertiesAllVersions/0112-2---61987%23ABD577,https://cdd.iec.ch/cdd/iec61987/iec61987.nsf/PropertiesAllVersions/0112-2---61987%23ABE430,https://cdd.iec.ch/cdd/iec61987/iec61987.nsf/PropertiesAllVersions/0112-2---61987%23ABD794,https://cdd.iec.ch/cdd/iec61987/iec61987.nsf/PropertiesAllVersions/0112-2---61987%23ABD693,https://cdd.iec.ch/cdd/iec61987/iec61987.nsf/PropertiesAllVersions/0112-2---61987%23ABD665,https://cdd.iec.ch/cdd/iec61987/iec61987.nsf/PropertiesAllVersions/0112-2---61987%23ABE431,https://cdd.iec.ch/cdd/iec61987/iec61987.nsf/PropertiesAllVersions/0112-2---61987%23ABD791,https://cdd.iec.ch/cdd/iec61987/iec61987.nsf/PropertiesAllVersions/0112-2---61987%23ABD561,https://cdd.iec.ch/cdd/iec61987/iec61987.nsf/PropertiesAllVersions/0112-2---61987%23ABD590,https://cdd.iec.ch/cdd/iec61987/iec61987.nsf/PropertiesAllVersions/0112-2---61987%23ABD591,https://cdd.iec.ch/cdd/iec61987/iec61987.nsf/PropertiesAllVersions/0112-2---61987%23ABE435,https://cdd.iec.ch/cdd/iec61987/iec61987.nsf/PropertiesAllVersions/0112-2---61987%23ABE437,https://cdd.iec.ch/cdd/iec61987/iec61987.nsf/PropertiesAllVersions/0112-2---61987%23ABD741,https://cdd.iec.ch/cdd/iec61987/iec61987.nsf/PropertiesAllVersions/0112-2---61987%23ABD752,https://cdd.iec.ch/cdd/iec61987/iec61987.nsf/PropertiesAllVersions/0112-2---61987%23ABD740,https://cdd.iec.ch/cdd/iec61987/iec61987.nsf/PropertiesAllVersions/0112-2---61987%23ABD556,https://cdd.iec.ch/cdd/iec61987/iec61987.nsf/PropertiesAllVersions/0112-2---61987%23ABD771,https://cdd.iec.ch/cdd/iec61987/iec61987.nsf/PropertiesAllVersions/0112-2---61987%23ABE442,https://cdd.iec.ch/cdd/iec61987/iec61987.nsf/PropertiesAllVersions/0112-2---61987%23ABU525 | 0112-2---61987#ABD752,0112-2---61987#ABE442,0112-2---61987#ABU525,0112-2---61987#ABD615,0112-2---61987#ABD693,0112-2---61987#ABE435,0112-2---61987#ABD794,0112-2---61987#ABD791,0112-2---61987#ABD591,0112-2---61987#ABD556,0112-2---61987#ABD771,0112-2---61987#ABD725,0112-2---61987#ABE382,0112-2---61987#ABD577,0112-2---61987#ABE431,0112-2---61987#ABD561,0112-2---61987#ABD590,0112-2---61987#ABE437,0112-2---61987#ABD762,0112-2---61987#ABE430,0112-2---61987#ABD665,0112-2---61987#ABA631,0112-2---61987#ABD741,0112-2---61987#ABD740
0112/2///61987#ABG089 | 001 | 01 | 0112/2///61987#ABG089#001 | Assigned variable [9] |  |  |  | properties characterizing the configuration of the analog input or output |  | Polymorphic element: ABG089, Id: 6 |  |  | ITEM_CLASS | [5 empty] | 0112/2///61987#ABG173 - Analog current output [9]0112/2///61987#ABG182 - Analog voltage output [9]0112/2///61987#ABG199 - Frequency output [17]0112/2///61987#ABG211 - Manufacturer-specific output [18] |  |  |  | Standard |  | IEC 61987 | IEC | 2018-03-28 | 2018-03-28 | 2018-03-28 | 2018-03-28 |  | SC65E – IEC 61987 | C00018 | 001-01 (2018-03-28 07:26:07 by BATCH 00000762) standard | 0112/2///61987#ABV501 | https://cdd.iec.ch/CDD/IEC61987/iec61987.nsf/Classes/0112-2---61987%23ABG089 | https://cdd.iec.ch/cdd/iec61987/iec61987.nsf/PropertiesAllVersions/0112-2---61987%23ABU945,https://cdd.iec.ch/cdd/iec61987/iec61987.nsf/PropertiesAllVersions/0112-2---61987%23ABV029,https://cdd.iec.ch/cdd/iec61987/iec61987.nsf/PropertiesAllVersions/0112-2---61987%23ABU988,https://cdd.iec.ch/cdd/iec61987/iec61987.nsf/PropertiesAllVersions/0112-2---61987%23ABU979,https://cdd.iec.ch/cdd/iec61987/iec61987.nsf/PropertiesAllVersions/0112-2---61987%23ABU980,https://cdd.iec.ch/cdd/iec61987/iec61987.nsf/PropertiesAllVersions/0112-2---61987%23ABU981,https://cdd.iec.ch/cdd/iec61987/iec61987.nsf/PropertiesAllVersions/0112-2---61987%23ABU989,https://cdd.iec.ch/cdd/iec61987/iec61987.nsf/PropertiesAllVersions/0112-2---61987%23ABU990,https://cdd.iec.ch/cdd/iec61987/iec61987.nsf/PropertiesAllVersions/0112-2---61987%23ABU991,https://cdd.iec.ch/cdd/iec61987/iec61987.nsf/PropertiesAllVersions/0112-2---61987%23ABU992,https://cdd.iec.ch/cdd/iec61987/iec61987.nsf/PropertiesAllVersions/0112-2---61987%23ABU993,https://cdd.iec.ch/cdd/iec61987/iec61987.nsf/PropertiesAllVersions/0112-2---61987%23ABU994,https://cdd.iec.ch/cdd/iec61987/iec61987.nsf/PropertiesAllVersions/0112-2---61987%23ABU995,https://cdd.iec.ch/cdd/iec61987/iec61987.nsf/PropertiesAllVersions/0112-2---61987%23ABV030 | 0112-2---61987#ABU994,0112-2---61987#ABU988,0112-2---61987#ABU980,0112-2---61987#ABU989,0112-2---61987#ABU990,0112-2---61987#ABU995,0112-2---61987#ABV030,0112-2---61987#ABU979,0112-2---61987#ABU981,0112-2---61987#ABU992,0112-2---61987#ABU993,0112-2---61987#ABU945,0112-2---61987#ABV029,0112-2---61987#ABU991
0112/2///61987#ABH918 | 001 | 01 | 0112/2///61987#ABH918#001 | HART data link parameters |  |  |  | properties characterizing HART data link parameters |  |  |  |  | ITEM_CLASS | [5 empty] | 0112/2///61987#ABH911 - HART configuration parameter |  |  |  | Standard |  |  |  | 2018-03-28 | 2018-03-28 | 2018-03-28 | 2018-03-28 |  | SC65E – IEC 61987 | C00018 | 001-01 (2018-03-28 07:26:12 by BATCH 00000762) standard | 0112/2///61987#ABV501 | https://cdd.iec.ch/CDD/IEC61987/iec61987.nsf/Classes/0112-2---61987%23ABH918 | https://cdd.iec.ch/cdd/iec61987/iec61987.nsf/PropertiesAllVersions/0112-2---61987%23ABI056,https://cdd.iec.ch/cdd/iec61987/iec61987.nsf/PropertiesAllVersions/0112-2---61987%23ABI057,https://cdd.iec.ch/cdd/iec61987/iec61987.nsf/PropertiesAllVersions/0112-2---61987%23ABI058,https://cdd.iec.ch/cdd/iec61987/iec61987.nsf/PropertiesAllVersions/0112-2---61987%23ABI059 | 0112-2---61987#ABI056,0112-2---61987#ABI057,0112-2---61987#ABI058,0112-2---61987#ABI059
0112/2///61987#ABO046 | 001 | 01 | 0112/2///61987#ABO046#001 | Bridge |  |  |  | network component connecting communication networks of the same type which may have different access types | In OSI-conforming communication networks, a bridge operates at the data link layer (= layer 2). A bridge reduces the load in large networks, since only those data packets that are intended for participants in a network segment are forwarded to this particular network segment. |  | IEV 732-01-19 (mod) |  | ITEM_CLASS |  |  |  |  | 0112/2///61987#ABP285 - reference to Operating LOP for infrastructure devices |  |  |  | true | Standard |  | IEC 61987-31 | IEC | 2022-10-26 | 2022-10-26 | 2022-10-26 | 2022-10-26 |  | IEC/SC 65E | C00127 | 001-01 (2022-10-26 07:15:16 by BATCH 00000802) standard | 0112/2///61987#ABO045 | https://cdd.iec.ch/CDD/IEC61987/iec61987.nsf/Classes/0112-2---61987%23ABO046
0112/2///61987#ABG239 | 001 | 01 | 0112/2///61987#ABG239#001 | Reference conditions of the device [10] |  |  |  | properties characterizing the reference conditions under which the performance of a device was tested |  |  |  |  | ITEM_CLASS | [5 empty] | 0112/2///61987#ABG228 - Performance [25] |  |  |  | Standard |  | IEC 61987 | IEC | 2018-03-28 | 2014-12-17 | 2016-05-24 | 2016-05-24 |  | SC65E – IEC 61987 | C00019 | 001-01 (2018-03-28 07:26:08 by BATCH 00000762) standard | 0112/2///61987#ABV501 | https://cdd.iec.ch/CDD/IEC61987/iec61987.nsf/Classes/0112-2---61987%23ABG239 | https://cdd.iec.ch/cdd/iec61987/iec61987.nsf/PropertiesAllVersions/0112-2---61987%23ABD193,https://cdd.iec.ch/cdd/iec61987/iec61987.nsf/PropertiesAllVersions/0112-2---61987%23ABG803,https://cdd.iec.ch/cdd/iec61987/iec61987.nsf/PropertiesAllVersions/0112-2---61987%23ABG807 | 0112-2---61987#ABG803,0112-2---61987#ABG807,0112-2---61987#ABD193
0112/2///61987#ABG460 | 001 | 01 | 0112/2///61987#ABG460#001 | Aqueous phase [density] |  |  |  | properties characterizing an aqueous phase of a fluid |  | Polymorphic element: ABG460, Id: 2 |  |  | ITEM_CLASS | [5 empty] | 0112/2///61987#ABG458 - Phase [density] |  |  |  | Standard |  | IEC 61987 | IEC | 2018-03-28 | 2018-03-28 | 2018-03-28 | 2018-03-28 |  | SC65E – IEC 61987 | C00017 | 001-01 (2018-03-28 07:26:11 by BATCH 00000762) standard | 0112/2///61987#ABV501 | https://cdd.iec.ch/CDD/IEC61987/iec61987.nsf/Classes/0112-2---61987%23ABG460 | https://cdd.iec.ch/cdd/iec61987/iec61987.nsf/PropertiesAllVersions/0112-2---61987%23ABB296,https://cdd.iec.ch/cdd/iec61987/iec61987.nsf/PropertiesAllVersions/0112-2---61987%23ABB011,https://cdd.iec.ch/cdd/iec61987/iec61987.nsf/PropertiesAllVersions/0112-2---61987%23ABB304,https://cdd.iec.ch/cdd/iec61987/iec61987.nsf/PropertiesAllVersions/0112-2---61987%23ABB290,https://cdd.iec.ch/cdd/iec61987/iec61987.nsf/PropertiesAllVersions/0112-2---61987%23ABB291,https://cdd.iec.ch/cdd/iec61987/iec61987.nsf/PropertiesAllVersions/0112-2---61987%23ABB292,https://cdd.iec.ch/cdd/iec61987/iec61987.nsf/PropertiesAllVersions/0112-2---61987%23ABA946,https://cdd.iec.ch/cdd/iec61987/iec61987.nsf/PropertiesAllVersions/0112-2---61987%23ABA557,https://cdd.iec.ch/cdd/iec61987/iec61987.nsf/PropertiesAllVersions/0112-2---61987%23ABB297,https://cdd.iec.ch/cdd/iec61987/iec61987.nsf/PropertiesAllVersions/0112-2---61987%23ABB298,https://cdd.iec.ch/cdd/iec61987/iec61987.nsf/PropertiesAllVersions/0112-2---61987%23ABB299,https://cdd.iec.ch/cdd/iec61987/iec61987.nsf/PropertiesAllVersions/0112-2---61987%23ABB067,https://cdd.iec.ch/cdd/iec61987/iec61987.nsf/PropertiesAllVersions/0112-2---61987%23ABB300,https://cdd.iec.ch/cdd/iec61987/iec61987.nsf/PropertiesAllVersions/0112-2---61987%23ABB180,https://cdd.iec.ch/cdd/iec61987/iec61987.nsf/PropertiesAllVersions/0112-2---61987%23ABB301,https://cdd.iec.ch/cdd/iec61987/iec61987.nsf/PropertiesAllVersions/0112-2---61987%23ABA561,https://cdd.iec.ch/cdd/iec61987/iec61987.nsf/PropertiesAllVersions/0112-2---61987%23ABA626,https://cdd.iec.ch/cdd/iec61987/iec61987.nsf/PropertiesAllVersions/0112-2---61987%23ABA560,https://cdd.iec.ch/cdd/iec61987/iec61987.nsf/PropertiesAllVersions/0112-2---61987%23ABB094,https://cdd.iec.ch/cdd/iec61987/iec61987.nsf/PropertiesAllVersions/0112-2---61987%23ABB066,https://cdd.iec.ch/cdd/iec61987/iec61987.nsf/PropertiesAllVersions/0112-2---61987%23ABB302,https://cdd.iec.ch/cdd/iec61987/iec61987.nsf/PropertiesAllVersions/0112-2---61987%23ABA949,https://cdd.iec.ch/cdd/iec61987/iec61987.nsf/PropertiesAllVersions/0112-2---61987%23ABB163,https://cdd.iec.ch/cdd/iec61987/iec61987.nsf/PropertiesAllVersions/0112-2---61987%23ABD099 | 0112-2---61987#ABB180,0112-2---61987#ABB302,0112-2---61987#ABA949,0112-2---61987#ABD099,0112-2---61987#ABB297,0112-2---61987#ABB290,0112-2---61987#ABA557,0112-2---61987#ABB067,0112-2---61987#ABB301,0112-2---61987#ABB094,0112-2---61987#ABB163,0112-2---61987#ABB296,0112-2---61987#ABB304,0112-2---61987#ABB291,0112-2---61987#ABA946,0112-2---61987#ABB299,0112-2---61987#ABA560,0112-2---61987#ABB066,0112-2---61987#ABB011,0112-2---61987#ABB298,0112-2---61987#ABB300,0112-2---61987#ABA561,0112-2---61987#ABA626,0112-2---61987#ABB292
0112/2///61987#ABC067 | 003 | 01 | 0112/2///61987#ABC067#003 | Accuracy expressed as a percentage [1] |  |  |  | properties characterizing the accuracy of a measured value or a signal expressed as a percentage of reading, span or full range etc. |  |  |  |  | ITEM_CLASS | [5 empty] | 0112/2///61987#ABC490 - Percentage performance for pressure |  |  | false | Standard |  | IEC 61987 | IEC | 2022-12-09 | 2017-12-07 | 2022-12-09 | 2022-12-09 |  | IEC/SC 65E | C00112 |  | 0112/2///61987#ABV501 | https://cdd.iec.ch/CDD/IEC61987/iec61987.nsf/Classes/0112-2---61987%23ABC067 | https://cdd.iec.ch/cdd/iec61987/iec61987.nsf/PropertiesAllVersions/0112-2---61987%23ABD459,https://cdd.iec.ch/cdd/iec61987/iec61987.nsf/PropertiesAllVersions/0112-2---61987%23ABD460,https://cdd.iec.ch/cdd/iec61987/iec61987.nsf/PropertiesAllVersions/0112-2---61987%23ABD535,https://cdd.iec.ch/cdd/iec61987/iec61987.nsf/PropertiesAllVersions/0112-2---61987%23ABB653,https://cdd.iec.ch/cdd/iec61987/iec61987.nsf/PropertiesAllVersions/0112-2---61987%23ABB654,https://cdd.iec.ch/cdd/iec61987/iec61987.nsf/PropertiesAllVersions/0112-2---61987%23ABB652,https://cdd.iec.ch/cdd/iec61987/iec61987.nsf/PropertiesAllVersions/0112-2---61987%23ABB005,https://cdd.iec.ch/cdd/iec61987/iec61987.nsf/PropertiesAllVersions/0112-2---61987%23ABA568,https://cdd.iec.ch/cdd/iec61987/iec61987.nsf/PropertiesAllVersions/0112-2---61987%23ABB779,https://cdd.iec.ch/cdd/iec61987/iec61987.nsf/PropertiesAllVersions/0112-2---61987%23ABB801,https://cdd.iec.ch/cdd/iec61987/iec61987.nsf/PropertiesAllVersions/0112-2---61987%23ABB802,https://cdd.iec.ch/cdd/iec61987/iec61987.nsf/PropertiesAllVersions/0112-2---61987%23ABB803,https://cdd.iec.ch/cdd/iec61987/iec61987.nsf/PropertiesAllVersions/0112-2---61987%23ABB804,https://cdd.iec.ch/cdd/iec61987/iec61987.nsf/PropertiesAllVersions/0112-2---61987%23ABB805,https://cdd.iec.ch/cdd/iec61987/iec61987.nsf/PropertiesAllVersions/0112-2---61987%23ABB806,https://cdd.iec.ch/cdd/iec61987/iec61987.nsf/PropertiesAllVersions/0112-2---61987%23ABB942,https://cdd.iec.ch/cdd/iec61987/iec61987.nsf/PropertiesAllVersions/0112-2---61987%23ABB846,https://cdd.iec.ch/cdd/iec61987/iec61987.nsf/PropertiesAllVersions/0112-2---61987%23ABB661,https://cdd.iec.ch/cdd/iec61987/iec61987.nsf/PropertiesAllVersions/0112-2---61987%23ABB662,https://cdd.iec.ch/cdd/iec61987/iec61987.nsf/PropertiesAllVersions/0112-2---61987%23ABB663,https://cdd.iec.ch/cdd/iec61987/iec61987.nsf/PropertiesAllVersions/0112-2---61987%23ABB519,https://cdd.iec.ch/cdd/iec61987/iec61987.nsf/PropertiesAllVersions/0112-2---61987%23ABB774,https://cdd.iec.ch/cdd/iec61987/iec61987.nsf/PropertiesAllVersions/0112-2---61987%23ABB847,https://cdd.iec.ch/cdd/iec61987/iec61987.nsf/PropertiesAllVersions/0112-2---61987%23ABC015,https://cdd.iec.ch/cdd/iec61987/iec61987.nsf/PropertiesAllVersions/0112-2---61987%23ABC016,https://cdd.iec.ch/cdd/iec61987/iec61987.nsf/PropertiesAllVersions/0112-2---61987%23ABB894,https://cdd.iec.ch/cdd/iec61987/iec61987.nsf/PropertiesAllVersions/0112-2---61987%23ABB895,https://cdd.iec.ch/cdd/iec61987/iec61987.nsf/PropertiesAllVersions/0112-2---61987%23ABB896,https://cdd.iec.ch/cdd/iec61987/iec61987.nsf/PropertiesAllVersions/0112-2---61987%23ABB897,https://cdd.iec.ch/cdd/iec61987/iec61987.nsf/PropertiesAllVersions/0112-2---61987%23ABB943,https://cdd.iec.ch/cdd/iec61987/iec61987.nsf/PropertiesAllVersions/0112-2---61987%23ABC017,https://cdd.iec.ch/cdd/iec61987/iec61987.nsf/PropertiesAllVersions/0112-2---61987%23ABC018,https://cdd.iec.ch/cdd/iec61987/iec61987.nsf/PropertiesAllVersions/0112-2---61987%23ABB898,https://cdd.iec.ch/cdd/iec61987/iec61987.nsf/PropertiesAllVersions/0112-2---61987%23ABB899,https://cdd.iec.ch/cdd/iec61987/iec61987.nsf/PropertiesAllVersions/0112-2---61987%23ABB900,https://cdd.iec.ch/cdd/iec61987/iec61987.nsf/PropertiesAllVersions/0112-2---61987%23ABB901,https://cdd.iec.ch/cdd/iec61987/iec61987.nsf/PropertiesAllVersions/0112-2---61987%23ABC907 | 0112-2---61987#ABC017,0112-2---61987#ABB900,0112-2---61987#ABB897,0112-2---61987#ABB901,0112-2---61987#ABC907,0112-2---61987#ABA568,0112-2---61987#ABB804,0112-2---61987#ABB805,0112-2---61987#ABB663,0112-2---61987#ABB894,0112-2---61987#ABB896,0112-2---61987#ABB898,0112-2---61987#ABD459,0112-2---61987#ABB005,0112-2---61987#ABB801,0112-2---61987#ABC016,0112-2---61987#ABC018,0112-2---61987#ABB653,0112-2---61987#ABB652,0112-2---61987#ABB806,0112-2---61987#ABB847,0112-2---61987#ABC015,0112-2---61987#ABB943,0112-2---61987#ABB899,0112-2---61987#ABD535,0112-2---61987#ABB662,0112-2---61987#ABB519,0112-2---61987#ABB774,0112-2---61987#ABB895,0112-2---61987#ABB654,0112-2---61987#ABB803,0112-2---61987#ABB942,0112-2---61987#ABB846,0112-2---61987#ABD460,0112-2---61987#ABB779,0112-2---61987#ABB802,0112-2---61987#ABB661
0112/2///61987#ABH344 | 001 | 01 | 0112/2///61987#ABH344#001 | Normal process design conditions [7] |  |  |  | properties characterizing the normal range of process conditions for which a device shall be designed and operate within its specifications |  |  |  |  | ITEM_CLASS | [5 empty] | 0112/2///61987#ABG472 - Process design conditions [level] |  |  |  | Standard |  | IEC 61987 | IEC | 2018-03-28 |  | 2018-03-20 | 2018-03-20 |  | SC65E – IEC 61987 | C00019 | 001-01 (2018-03-28 07:26:12 by BATCH 00000762) standard | 0112/2///61987#ABV501 | https://cdd.iec.ch/CDD/IEC61987/iec61987.nsf/Classes/0112-2---61987%23ABH344 | https://cdd.iec.ch/cdd/iec61987/iec61987.nsf/PropertiesAllVersions/0112-2---61987%23ABA954,https://cdd.iec.ch/cdd/iec61987/iec61987.nsf/PropertiesAllVersions/0112-2---61987%23ABB184,https://cdd.iec.ch/cdd/iec61987/iec61987.nsf/PropertiesAllVersions/0112-2---61987%23ABA955,https://cdd.iec.ch/cdd/iec61987/iec61987.nsf/PropertiesAllVersions/0112-2---61987%23ABB185,https://cdd.iec.ch/cdd/iec61987/iec61987.nsf/PropertiesAllVersions/0112-2---61987%23ABA918,https://cdd.iec.ch/cdd/iec61987/iec61987.nsf/PropertiesAllVersions/0112-2---61987%23ABA919,https://cdd.iec.ch/cdd/iec61987/iec61987.nsf/PropertiesAllVersions/0112-2---61987%23ABA598,https://cdd.iec.ch/cdd/iec61987/iec61987.nsf/PropertiesAllVersions/0112-2---61987%23ABH070,https://cdd.iec.ch/cdd/iec61987/iec61987.nsf/PropertiesAllVersions/0112-2---61987%23ABH283,https://cdd.iec.ch/cdd/iec61987/iec61987.nsf/PropertiesAllVersions/0112-2---61987%23ABH083,https://cdd.iec.ch/cdd/iec61987/iec61987.nsf/PropertiesAllVersions/0112-2---61987%23ABH084,https://cdd.iec.ch/cdd/iec61987/iec61987.nsf/PropertiesAllVersions/0112-2---61987%23ABH085,https://cdd.iec.ch/cdd/iec61987/iec61987.nsf/PropertiesAllVersions/0112-2---61987%23ABH086,https://cdd.iec.ch/cdd/iec61987/iec61987.nsf/PropertiesAllVersions/0112-2---61987%23ABB298,https://cdd.iec.ch/cdd/iec61987/iec61987.nsf/PropertiesAllVersions/0112-2---61987%23ABB299,https://cdd.iec.ch/cdd/iec61987/iec61987.nsf/PropertiesAllVersions/0112-2---61987%23ABD429 | 0112-2---61987#ABH083,0112-2---61987#ABD429,0112-2---61987#ABA954,0112-2---61987#ABA918,0112-2---61987#ABH070,0112-2---61987#ABH283,0112-2---61987#ABH084,0112-2---61987#ABB298,0112-2---61987#ABB299,0112-2---61987#ABB184,0112-2---61987#ABA919,0112-2---61987#ABA598,0112-2---61987#ABH085,0112-2---61987#ABH086,0112-2---61987#ABA955,0112-2---61987#ABB185
0112/2///61987#ABH623 | 001 | 01 | 0112/2///61987#ABH623#001 | Calibration of mass |  |  |  | properties characterizing the calibration of mass output values of a device |  |  |  |  | ITEM_CLASS | [5 empty] | 0112/2///61987#ABH561 - Calibration |  |  |  | Standard |  |  |  | 2019-03-08 | 2017-12-07 | 2019-03-08 | 2019-03-08 |  | SC65E – IEC 61987 | C00018 | 001-01 (2019-03-08 15:35:12 by BATCH 00000766) standard | 0112/2///61987#ABV501 | https://cdd.iec.ch/CDD/IEC61987/iec61987.nsf/Classes/0112-2---61987%23ABH623 | https://cdd.iec.ch/cdd/iec61987/iec61987.nsf/PropertiesAllVersions/0112-2---61987%23ABH594,https://cdd.iec.ch/cdd/iec61987/iec61987.nsf/PropertiesAllVersions/0112-2---61987%23ABH753 | 0112-2---61987#ABH594,0112-2---61987#ABH753
0112/2///61987#ABP008 | 001 | 01 | 0112/2///61987#ABP008#001 | Absolute performance for power factor [I/O module] |  |  |  | properties characterizing the accuracy of a power factor measurement of an I/O module, expressed in engineering units |  |  |  |  | ITEM_CLASS | [5 empty] | 0112/2///61987#ABP057 - Performance variable [input module] |  |  | false | Standard |  | IEC 61987 | IEC | 2023-01-23 | 2023-01-23 | 2023-01-23 | 2023-01-23 |  | IEC/SC 65E | C00128 | 001-01 (2023-01-23 14:53:33 by BATCH 00000807) standard | 0112/2///61987#ABV501 | https://cdd.iec.ch/CDD/IEC61987/iec61987.nsf/Classes/0112-2---61987%23ABP008 | https://cdd.iec.ch/cdd/iec61987/iec61987.nsf/PropertiesAllVersions/0112-2---61987%23ABP094,https://cdd.iec.ch/cdd/iec61987/iec61987.nsf/PropertiesAllVersions/0112-2---61987%23ABD535,https://cdd.iec.ch/cdd/iec61987/iec61987.nsf/PropertiesAllVersions/0112-2---61987%23ABP146,https://cdd.iec.ch/cdd/iec61987/iec61987.nsf/PropertiesAllVersions/0112-2---61987%23ABP111,https://cdd.iec.ch/cdd/iec61987/iec61987.nsf/PropertiesAllVersions/0112-2---61987%23ABP185,https://cdd.iec.ch/cdd/iec61987/iec61987.nsf/PropertiesAllVersions/0112-2---61987%23ABP160,https://cdd.iec.ch/cdd/iec61987/iec61987.nsf/PropertiesAllVersions/0112-2---61987%23ABB519,https://cdd.iec.ch/cdd/iec61987/iec61987.nsf/PropertiesAllVersions/0112-2---61987%23ABB774,https://cdd.iec.ch/cdd/iec61987/iec61987.nsf/PropertiesAllVersions/0112-2---61987%23ABP243,https://cdd.iec.ch/cdd/iec61987/iec61987.nsf/PropertiesAllVersions/0112-2---61987%23ABC840 | 0112-2---61987#ABB519,0112-2---61987#ABP243,0112-2---61987#ABC840,0112-2---61987#ABP185,0112-2---61987#ABP160,0112-2---61987#ABB774,0112-2---61987#ABP094,0112-2---61987#ABD535,0112-2---61987#ABP146,0112-2---61987#ABP111
0112/2///61987#ABP036 | 001 | 01 | 0112/2///61987#ABP036#001 | Influence of external quantities expressed for apparent power [I/O module] |  |  |  | properties characterizing the influence of external quantities for apparent power measurement of I/O modules that are not the subject of the measurement but whose change affects the relationship between the indication and the result of the measurement |  |  |  |  | ITEM_CLASS | [5 empty] | 0112/2///61987#ABP005 - Absolute performance for apparent power [I/O module] |  |  | false | Standard |  | IEC 61987 | IEC | 2023-01-23 | 2023-01-23 | 2023-01-23 | 2023-01-23 |  | IEC/SC 65E | C00128 | 001-01 (2023-01-23 14:53:33 by BATCH 00000807) standard | 0112/2///61987#ABV501 | https://cdd.iec.ch/CDD/IEC61987/iec61987.nsf/Classes/0112-2---61987%23ABP036 | https://cdd.iec.ch/cdd/iec61987/iec61987.nsf/PropertiesAllVersions/0112-2---61987%23ABP102,https://cdd.iec.ch/cdd/iec61987/iec61987.nsf/PropertiesAllVersions/0112-2---61987%23ABP124 | 0112-2---61987#ABP102,0112-2---61987#ABP124
0112/2///61987#ABA843 | 002 | 01 | 0112/2///61987#ABA843#002 | Strain gauge weight transmitter |  |  |  | weight transmitter that uses the strain in an elastic material to measure a weight |  |  |  |  | ITEM_CLASS | [9 empty] | Standard |  |  |  | 2018-03-28 | 2013-08-27 | 2016-05-24 | 2016-05-24 |  | SC65E – IEC 61987 | C00019 |  | 0112/2///61987#ABA842 | https://cdd.iec.ch/CDD/IEC61987/iec61987.nsf/Classes/0112-2---61987%23ABA843
0112/2///61987#ABE863 | 001 | 01 | 0112/2///61987#ABE863#001 | Accuracy for a subrange of degree of filling |  |  |  | properties characterizing the accuracy of a degree of filling measurement for a subrange of ideal span |  |  |  |  | ITEM_CLASS | [5 empty] | 0112/2///61987#ABE856 - Absolute performance for degree of filling |  |  |  | Standard |  | IEC 61987 | IEC | 2018-03-28 | 2018-03-28 | 2018-03-28 | 2018-03-28 |  | SC65E – IEC 61987 | C00018 | 001-01 (2018-03-28 07:26:04 by BATCH 00000762) standard | 0112/2///61987#ABV501 | https://cdd.iec.ch/CDD/IEC61987/iec61987.nsf/Classes/0112-2---61987%23ABE863 | https://cdd.iec.ch/cdd/iec61987/iec61987.nsf/PropertiesAllVersions/0112-2---61987%23ABE864,https://cdd.iec.ch/cdd/iec61987/iec61987.nsf/PropertiesAllVersions/0112-2---61987%23ABE865,https://cdd.iec.ch/cdd/iec61987/iec61987.nsf/PropertiesAllVersions/0112-2---61987%23ABE857,https://cdd.iec.ch/cdd/iec61987/iec61987.nsf/PropertiesAllVersions/0112-2---61987%23ABE858,https://cdd.iec.ch/cdd/iec61987/iec61987.nsf/PropertiesAllVersions/0112-2---61987%23ABE859 | 0112-2---61987#ABE858,0112-2---61987#ABE859,0112-2---61987#ABE864,0112-2---61987#ABE865,0112-2---61987#ABE857
0112/2///61987#ABJ622 | 001 | 01 | 0112/2///61987#ABJ622#001 | TRACK_IN |  |  |  | parameter with properties indicating the forced output value to track a block input |  |  |  |  | ITEM_CLASS | [5 empty] | 0112/2///61987#ABJ620 - INPUT |  |  |  | Standard |  |  |  | 2019-03-08 | 2017-12-07 | 2019-03-08 | 2019-03-08 |  | SC65E – IEC 61987 | C00018 | 001-01 (2019-03-08 15:35:13 by BATCH 00000766) standard | 0112/2///61987#ABV501 | https://cdd.iec.ch/CDD/IEC61987/iec61987.nsf/Classes/0112-2---61987%23ABJ622 | https://cdd.iec.ch/cdd/iec61987/iec61987.nsf/PropertiesAllVersions/0112-2---61987%23ABJ689,https://cdd.iec.ch/cdd/iec61987/iec61987.nsf/PropertiesAllVersions/0112-2---61987%23ABJ651 | 0112-2---61987#ABJ689,0112-2---61987#ABJ651
0112/2///61987#ABE357 | 001 | 01 | 0112/2///61987#ABE357#001 | Line camera |  |  |  | line temperature measuring device with a multi-element line detector that samples radiation simultaneously along a line by electronic means | Line cameras use a line detector with several elements. The integration time is the same for all detector elements, i.e. the measurement takes place simultaneously for the entire line. |  |  |  | ITEM_CLASS |  |  |  |  | 0112/2///61987#ABF896 - reference to Operating LOP for temperature measuring equipment |  |  |  |  | Standard |  |  |  | 2018-03-28 |  | 2016-05-24 | 2016-05-24 |  | SC65E – IEC 61987 | C00004 | 001-01 (2018-03-28 07:26:02 by BATCH 00000762) standard | 0112/2///61987#ABE355 | https://cdd.iec.ch/CDD/IEC61987/iec61987.nsf/Classes/0112-2---61987%23ABE357
0112/2///61987#ABO005 | 001 | 01 | 0112/2///61987#ABO005#001 | Analog-to-frequency converter | Modulator/oscillator |  |  | electrical signal converter that converts an analog input signal to a frequency output signal |  |  |  |  | ITEM_CLASS |  |  |  |  | 0112/2///61987#ABP285 - reference to Operating LOP for infrastructure devices |  |  |  | true | Standard |  | IEC 61987-31 | IEC | 2022-10-26 | 2022-10-26 | 2022-10-26 | 2022-10-26 |  | IEC/SC 65E | C00127 | 001-01 (2022-10-26 07:15:16 by BATCH 00000802) standard | 0112/2///61987#ABO003 | https://cdd.iec.ch/CDD/IEC61987/iec61987.nsf/Classes/0112-2---61987%23ABO005
0112/2///61987#ABC080 | 006 | 01 | 0112/2///61987#ABC080#006 | Additional component |  |  |  | properties characterizing an additional component of a device |  |  |  |  | ITEM_CLASS | [5 empty] | 0112/2///61987#ABA005 - Device LOP for flow transmitter0112/2///61987#ABA006 - Device LOP for coriolis mass flow transmitter0112/2///61987#ABA007 - Device LOP for swirl flow transmitter0112/2///61987#ABA008 - Device LOP for electromagnetic flow transmitter0112/2///61987#ABA009 - Device LOP for electromagnetic insertion flow transmitter0112/2///61987#ABA010 - Device LOP for orifice/differential pressure flow transmitter0112/2///61987#ABA013 - Device LOP for (oval) gear flow transmitter/gauge0112/2///61987#ABA014 - Device LOP for piston flow transmitter/gauge0112/2///61987#ABA016 - Device LOP for thermal mass flow transmitter0112/2///61987#ABA018 - Device LOP for turbine/propeller/Woltmann flow transmitter/gauge0112/2///61987#ABA019 - Device LOP for ultrasonic flow transmitter0112/2///61987#ABA020 - Device LOP for variable area flow transmitter/gauge0112/2///61987#ABA022 - Device LOP for vortex flow transmitter0112/2///61987#ABA023 - Device LOP for positive displacement flow transmitter/gauge0112/2///61987#ABA024 - Device LOP for helix flow transmitter/gauge0112/2///61987#ABA025 - Device LOP for remote/separate transmitter0112/2///61987#ABA029 - Device LOP for absolute/gauge pressure transmitter0112/2///61987#ABA031 - Device LOP for differential pressure transmitter0112/2///61987#ABA032 - Device LOP for absolute/gauge pressure gauge0112/2///61987#ABA034 - Device LOP for differential pressure gauge0112/2///61987#ABA035 - Device LOP for remote seal0112/2///61987#ABA037 - Device LOP for manifold0112/2///61987#ABA037 - Device LOP for pressure measurement manifold0112/2///61987#ABE310 - Device LOP for valve body assembly0112/2///61987#ABE311 - Device LOP for globe valve0112/2///61987#ABE312 - Device LOP for gate valve0112/2///61987#ABE313 - Device LOP for diaphragm valve0112/2///61987#ABE313 - Device LOP for diaphragm/pinch valve0112/2///61987#ABE314 - Device LOP for butterfly valve0112/2///61987#ABE315 - Device LOP for eccentric plug valve0112/2///61987#ABE316 - Device LOP for plug valve0112/2///61987#ABE317 - Device LOP for ball valve0112/2///61987#ABE318 - Device LOP for pressure reducing regulator or back pressure/excess pressure regulator0112/2///61987#ABE319 - Device LOP for pneumatic linear actuator0112/2///61987#ABE320 - Device LOP for pneumatic rotary actuator0112/2///61987#ABE321 - Device LOP for positioner0112/2///61987#ABE630 - Device LOP for limit switch0112/2///61987#ABE631 - Device LOP for solenoid valve0112/2///61987#ABE632 - Device LOP for filter regulator0112/2///61987#ABE633 - Device LOP for restriction orifice/diffuser0112/2///61987#ABE634 - Device LOP for I/P converter0112/2///61987#ABE728 - Device LOP for magnetic level gauge0112/2///61987#ABE729 - Device LOP for sight level gauge0112/2///61987#ABE730 - Device LOP for rotary paddle switch0112/2///61987#ABE731 - Device LOP for thermal level switch0112/2///61987#ABE732 - Device LOP for vibrating level switch0112/2///61987#ABE733 - Device LOP for optical level switch0112/2///61987#ABE735 - Device LOP for level transmitter0112/2///61987#ABE736 - Device LOP for displacer level transmitter/switch0112/2///61987#ABE737 - Device LOP for capacitance level transmitter/switch0112/2///61987#ABE738 - Device LOP for conductance level transmitter/switch0112/2///61987#ABE739 - Device LOP for float level transmitter/switch0112/2///61987#ABE740 - Device LOP for hydrostatic pressure level transmitter0112/2///61987#ABE741 - Device LOP for plumb bob level transmitter0112/2///61987#ABE742 - Device LOP for free-space radar level transmitter0112/2///61987#ABE743 - Device LOP for guided-wave radar level transmitter/switch0112/2///61987#ABE744 - Device LOP for ultrasonic level transmitter0112/2///61987#ABE745 - Device LOP for ultrasonic level switch0112/2///61987#ABE746 - Device LOP for nuclear level transmitter/switch0112/2///61987#ABE747 - Device LOP for laser level transmitter0112/2///61987#ABE748 - Device LOP for servo level transmitter0112/2///61987#ABE749 - Device LOP for microwave level switch0112/2///61987#ABE750 - Device LOP for sight level indicator0112/2///61987#ABE751 - Device LOP for stilling well0112/2///61987#ABE752 - Device LOP for window0112/2///61987#ABE753 - Device LOP for bypass/measuring chamber0112/2///61987#ABE755 - Device LOP for level switch0112/2///61987#ABE756 - Device LOP for separate level transmitter/switching unit0112/2///61987#ABE759 - Device LOP for temperature gauge0112/2///61987#ABE760 - Device LOP for contact temperature transmitter0112/2///61987#ABE761 - Device LOP for radiation thermometer0112/2///61987#ABE762 - Device LOP for temperature connection head0112/2///61987#ABE763 - Device LOP for insert/element0112/2///61987#ABE764 - Device LOP for separate temperature transmitter0112/2///61987#ABE765 - Device LOP for thermowell0112/2///61987#ABE766 - Device LOP for thermowell extension0112/2///61987#ABE767 - Device LOP for temperature transmitter0112/2///61987#ABF858 - Device LOP for buoyancy density transmitter0112/2///61987#ABF859 - Device LOP for refractive index density transmitter0112/2///61987#ABF860 - Device LOP for vibrating tube density transmitter0112/2///61987#ABF861 - Device LOP for radiometric density transmitter0112/2///61987#ABF862 - Device LOP for vibrating fork/rod density transmitter0112/2///61987#ABF863 - Device LOP for ultrasonic density transmitter0112/2///61987#ABF864 - Device LOP for microwave density transmitter0112/2///61987#ABF865 - Device LOP for density transmitter0112/2///61987#ABF866 - Device LOP for separate density transmitter0112/2///61987#ABV520 - Device LOP for position transmitter |  |  |  | Standard |  |  |  | 2018-03-28 | 2013-08-27 | 2018-03-20 | 2018-03-20 |  | SC65E – IEC 61987 | C00004 |  | 0112/2///61987#ABV501 | https://cdd.iec.ch/CDD/IEC61987/iec61987.nsf/Classes/0112-2---61987%23ABC080 | https://cdd.iec.ch/cdd/iec61987/iec61987.nsf/PropertiesAllVersions/0112-2---61987%23ABB385,https://cdd.iec.ch/cdd/iec61987/iec61987.nsf/PropertiesAllVersions/0112-2---61987%23ABB504,https://cdd.iec.ch/cdd/iec61987/iec61987.nsf/PropertiesAllVersions/0112-2---61987%23ABA299 | 0112-2---61987#ABB385,0112-2---61987#ABB504,0112-2---61987#ABA299
0112/2///61987#ABD933 | 001 | 02 | 0112/2///61987#ABD933#001 | Mechanical and electrical construction [butterfly valve] |  |  |  | properties characterizing the constructional details of the device and its parts |  |  | IEC 61987-1, 5.8 |  | ITEM_CLASS | [5 empty] | 0112/2///61987#ABE314 - Device LOP for butterfly valve |  |  |  | Standard |  |  |  | 2018-03-28 | 2013-09-02 | 2013-09-02 | 2014-06-18 |  | SC65E – IEC 61987 | C00009 |  | 0112/2///61987#ABV501 | https://cdd.iec.ch/CDD/IEC61987/iec61987.nsf/Classes/0112-2---61987%23ABD933 | https://cdd.iec.ch/cdd/iec61987/iec61987.nsf/PropertiesAllVersions/0112-2---61987%23ABE392,https://cdd.iec.ch/cdd/iec61987/iec61987.nsf/PropertiesAllVersions/0112-2---61987%23ABE277,https://cdd.iec.ch/cdd/iec61987/iec61987.nsf/PropertiesAllVersions/0112-2---61987%23ABB139,https://cdd.iec.ch/cdd/iec61987/iec61987.nsf/PropertiesAllVersions/0112-2---61987%23ABE112,https://cdd.iec.ch/cdd/iec61987/iec61987.nsf/PropertiesAllVersions/0112-2---61987%23ABE075 | 0112-2---61987#ABE075,0112-2---61987#ABE392,0112-2---61987#ABE277,0112-2---61987#ABB139,0112-2---61987#ABE112
0112/2///61987#ABE662 | 001 | 01 | 0112/2///61987#ABE662#001 | Process case [flow modification accessory] |  |  |  | properties characterizing a set of process case variables |  |  |  |  | ITEM_CLASS | [5 empty] | 0112/2///61987#ABE656 - Operating LOP for flow modification accessory |  |  |  | Standard |  |  |  | 2018-03-28 |  | 2018-03-20 | 2018-03-20 |  | SC65E – IEC 61987 | C00016 | 001-01 (2018-03-28 07:26:03 by BATCH 00000762) standard | 0112/2///61987#ABV501 | https://cdd.iec.ch/CDD/IEC61987/iec61987.nsf/Classes/0112-2---61987%23ABE662 | https://cdd.iec.ch/cdd/iec61987/iec61987.nsf/PropertiesAllVersions/0112-2---61987%23ABB165,https://cdd.iec.ch/cdd/iec61987/iec61987.nsf/PropertiesAllVersions/0112-2---61987%23ABE661,https://cdd.iec.ch/cdd/iec61987/iec61987.nsf/PropertiesAllVersions/0112-2---61987%23ABB322,https://cdd.iec.ch/cdd/iec61987/iec61987.nsf/PropertiesAllVersions/0112-2---61987%23ABD102 | 0112-2---61987#ABB165,0112-2---61987#ABE661,0112-2---61987#ABB322,0112-2---61987#ABD102
0112/2///61987#ABF003 | 001 | 01 | 0112/2///61987#ABF003#001 | Performance of non-contact temperature transmitter/radiation temperature transmitter |  |  |  | properties characterizing the accuracy of a non-contact temperature transmitter or radiation temperature transmitter |  |  |  |  | ITEM_CLASS | [5 empty] | 0112/2///61987#ABG226 - Performance [23] |  |  |  | Standard |  | IEC 61987 | IEC | 2018-03-28 | 2014-12-17 | 2016-05-24 | 2016-05-24 |  | SC65E – IEC 61987 | C00019 | 001-01 (2018-03-28 07:26:05 by BATCH 00000762) standard | 0112/2///61987#ABV501 | https://cdd.iec.ch/CDD/IEC61987/iec61987.nsf/Classes/0112-2---61987%23ABF003 | https://cdd.iec.ch/cdd/iec61987/iec61987.nsf/PropertiesAllVersions/0112-2---61987%23ABF227,https://cdd.iec.ch/cdd/iec61987/iec61987.nsf/PropertiesAllVersions/0112-2---61987%23ABF229,https://cdd.iec.ch/cdd/iec61987/iec61987.nsf/PropertiesAllVersions/0112-2---61987%23ABF230,https://cdd.iec.ch/cdd/iec61987/iec61987.nsf/PropertiesAllVersions/0112-2---61987%23ABF231,https://cdd.iec.ch/cdd/iec61987/iec61987.nsf/PropertiesAllVersions/0112-2---61987%23ABF232,https://cdd.iec.ch/cdd/iec61987/iec61987.nsf/PropertiesAllVersions/0112-2---61987%23ABF233,https://cdd.iec.ch/cdd/iec61987/iec61987.nsf/PropertiesAllVersions/0112-2---61987%23ABF234,https://cdd.iec.ch/cdd/iec61987/iec61987.nsf/PropertiesAllVersions/0112-2---61987%23ABF235 | 0112-2---61987#ABF235,0112-2---61987#ABF227,0112-2---61987#ABF229,0112-2---61987#ABF230,0112-2---61987#ABF231,0112-2---61987#ABF232,0112-2---61987#ABF233,0112-2---61987#ABF234
0112/2///61987#ABC627 | 002 | 01 | 0112/2///61987#ABC627#002 | Structural design of a helix flow transmitter or gauge |  |  |  | properties characterizing the constructional details of a positive displacement flow transmitter or gauge that uses helical rotors to divide and meter the flow |  |  |  |  | ITEM_CLASS | [5 empty] | 0112/2///61987#ABC617 - Structural design [helix flow transmitter/gauge] |  |  |  | Standard |  |  |  | 2018-03-28 | 2013-08-27 | 2016-05-24 | 2016-05-24 |  | SC65E – IEC 61987 | C00004 |  | 0112/2///61987#ABV501 | https://cdd.iec.ch/CDD/IEC61987/iec61987.nsf/Classes/0112-2---61987%23ABC627 | https://cdd.iec.ch/cdd/iec61987/iec61987.nsf/PropertiesAllVersions/0112-2---61987%23ABB401,https://cdd.iec.ch/cdd/iec61987/iec61987.nsf/PropertiesAllVersions/0112-2---61987%23ABB405,https://cdd.iec.ch/cdd/iec61987/iec61987.nsf/PropertiesAllVersions/0112-2---61987%23ABB061,https://cdd.iec.ch/cdd/iec61987/iec61987.nsf/PropertiesAllVersions/0112-2---61987%23ABB406,https://cdd.iec.ch/cdd/iec61987/iec61987.nsf/PropertiesAllVersions/0112-2---61987%23ABB135,https://cdd.iec.ch/cdd/iec61987/iec61987.nsf/PropertiesAllVersions/0112-2---61987%23ABD180,https://cdd.iec.ch/cdd/iec61987/iec61987.nsf/PropertiesAllVersions/0112-2---61987%23ABB404,https://cdd.iec.ch/cdd/iec61987/iec61987.nsf/PropertiesAllVersions/0112-2---61987%23ABB400,https://cdd.iec.ch/cdd/iec61987/iec61987.nsf/PropertiesAllVersions/0112-2---61987%23ABC985,https://cdd.iec.ch/cdd/iec61987/iec61987.nsf/PropertiesAllVersions/0112-2---61987%23ABC972,https://cdd.iec.ch/cdd/iec61987/iec61987.nsf/PropertiesAllVersions/0112-2---61987%23ABC974,https://cdd.iec.ch/cdd/iec61987/iec61987.nsf/PropertiesAllVersions/0112-2---61987%23ABD024,https://cdd.iec.ch/cdd/iec61987/iec61987.nsf/PropertiesAllVersions/0112-2---61987%23ABB407,https://cdd.iec.ch/cdd/iec61987/iec61987.nsf/PropertiesAllVersions/0112-2---61987%23ABB403,https://cdd.iec.ch/cdd/iec61987/iec61987.nsf/PropertiesAllVersions/0112-2---61987%23ABB402,https://cdd.iec.ch/cdd/iec61987/iec61987.nsf/PropertiesAllVersions/0112-2---61987%23ABA936 | 0112-2---61987#ABD180,0112-2---61987#ABB402,0112-2---61987#ABB400,0112-2---61987#ABA936,0112-2---61987#ABB401,0112-2---61987#ABC974,0112-2---61987#ABD024,0112-2---61987#ABB403,0112-2---61987#ABC985,0112-2---61987#ABC972,0112-2---61987#ABB407,0112-2---61987#ABB405,0112-2---61987#ABB061,0112-2---61987#ABB406,0112-2---61987#ABB135,0112-2---61987#ABB404
0112/2///61987#ABF451 | 001 | 01 | 0112/2///61987#ABF451#001 | Material of drum housing |  |  |  | properties characterizing the material of which a drum housing is made |  |  |  |  | ITEM_CLASS | [5 empty] | 0112/2///61987#ABF432 - Structural design of a servo level transmitter |  |  |  | Standard |  | IEC 61987 | IEC | 2018-03-28 | 2018-03-28 | 2018-03-28 | 2018-03-28 |  | SC65E – IEC 61987 | C00018 | 001-01 (2018-03-28 07:26:06 by BATCH 00000762) standard | 0112/2///61987#ABV501 | https://cdd.iec.ch/CDD/IEC61987/iec61987.nsf/Classes/0112-2---61987%23ABF451 | https://cdd.iec.ch/cdd/iec61987/iec61987.nsf/PropertiesAllVersions/0112-2---61987%23ABB455,https://cdd.iec.ch/cdd/iec61987/iec61987.nsf/PropertiesAllVersions/0112-2---61987%23ABI460,https://cdd.iec.ch/cdd/iec61987/iec61987.nsf/PropertiesAllVersions/0112-2---61987%23ABA908,https://cdd.iec.ch/cdd/iec61987/iec61987.nsf/PropertiesAllVersions/0112-2---61987%23ABA907 | 0112-2---61987#ABB455,0112-2---61987#ABI460,0112-2---61987#ABA908,0112-2---61987#ABA907
0112/2///61987#ABG147 | 001 | 01 | 0112/2///61987#ABG147#001 | Type of output [17] |  |  |  | administration block for polymorphism acting as proxy for the selected output type |  | Polymorphic element: ABG147, Id: 2 |  |  | ITEM_CLASS | [5 empty] | 0112/2///61987#ABG132 - Output [17] |  |  |  | Standard |  | IEC 61987 | IEC | 2018-03-28 | 2014-12-17 | 2018-03-20 | 2018-03-20 |  | SC65E – IEC 61987 | C00018 | 001-01 (2018-03-28 07:26:07 by BATCH 00000762) standard | 0112/2///61987#ABV501 | https://cdd.iec.ch/CDD/IEC61987/iec61987.nsf/Classes/0112-2---61987%23ABG147 | https://cdd.iec.ch/cdd/iec61987/iec61987.nsf/PropertiesAllVersions/0112-2---61987%23ABU881,https://cdd.iec.ch/cdd/iec61987/iec61987.nsf/PropertiesAllVersions/0112-2---61987%23ABU909,https://cdd.iec.ch/cdd/iec61987/iec61987.nsf/PropertiesAllVersions/0112-2---61987%23ABU910,https://cdd.iec.ch/cdd/iec61987/iec61987.nsf/PropertiesAllVersions/0112-2---61987%23ABU911,https://cdd.iec.ch/cdd/iec61987/iec61987.nsf/PropertiesAllVersions/0112-2---61987%23ABV013,https://cdd.iec.ch/cdd/iec61987/iec61987.nsf/PropertiesAllVersions/0112-2---61987%23ABV014,https://cdd.iec.ch/cdd/iec61987/iec61987.nsf/PropertiesAllVersions/0112-2---61987%23ABV015,https://cdd.iec.ch/cdd/iec61987/iec61987.nsf/PropertiesAllVersions/0112-2---61987%23ABV016,https://cdd.iec.ch/cdd/iec61987/iec61987.nsf/PropertiesAllVersions/0112-2---61987%23ABU912,https://cdd.iec.ch/cdd/iec61987/iec61987.nsf/PropertiesAllVersions/0112-2---61987%23ABU888 | 0112-2---61987#ABV016,0112-2---61987#ABU912,0112-2---61987#ABU881,0112-2---61987#ABU909,0112-2---61987#ABU910,0112-2---61987#ABV013,0112-2---61987#ABV014,0112-2---61987#ABV015,0112-2---61987#ABU911,0112-2---61987#ABU888
0112/2///61987#ABG332 | 002 | 01 | 0112/2///61987#ABG332#002 | Installation conditions [13] |  |  |  | properties characterizing the installation conditions necessary to obtain the specified performance of the device |  |  |  |  | ITEM_CLASS | [5 empty] | 0112/2///61987#ABG322 - Rated operating conditions [17] |  |  | false | Standard |  | IEC 61987 | IEC | 2022-12-09 | 2017-12-07 | 2022-12-09 | 2022-12-09 |  | IEC/SC 65E | C00112 |  | 0112/2///61987#ABV501 | https://cdd.iec.ch/CDD/IEC61987/iec61987.nsf/Classes/0112-2---61987%23ABG332 | https://cdd.iec.ch/cdd/iec61987/iec61987.nsf/PropertiesAllVersions/0112-2---61987%23ABG894,https://cdd.iec.ch/cdd/iec61987/iec61987.nsf/PropertiesAllVersions/0112-2---61987%23ABD228 | 0112-2---61987#ABG894,0112-2---61987#ABD228
0112/2///61987#ABC279 | 001 | 02 | 0112/2///61987#ABC279#001 | Influence of external quantities expressed for mass flow |  |  |  | properties characterizing the influence of external quantities for mass flow measurement devices that are not the subject of the measurement but whose change affects the relationship between the indication and the result of the measurement |  |  |  |  | ITEM_CLASS | [5 empty] | 0112/2///61987#ABC061 - Absolute performance for mass flow |  |  |  | Standard |  |  |  | 2018-03-28 | 2013-08-27 | 2013-08-27 | 2014-06-18 |  | SC65E – IEC 61987 | C00004 |  | 0112/2///61987#ABV501 | https://cdd.iec.ch/CDD/IEC61987/iec61987.nsf/Classes/0112-2---61987%23ABC279 | https://cdd.iec.ch/cdd/iec61987/iec61987.nsf/PropertiesAllVersions/0112-2---61987%23ABB813,https://cdd.iec.ch/cdd/iec61987/iec61987.nsf/PropertiesAllVersions/0112-2---61987%23ABB814,https://cdd.iec.ch/cdd/iec61987/iec61987.nsf/PropertiesAllVersions/0112-2---61987%23ABB815,https://cdd.iec.ch/cdd/iec61987/iec61987.nsf/PropertiesAllVersions/0112-2---61987%23ABB816,https://cdd.iec.ch/cdd/iec61987/iec61987.nsf/PropertiesAllVersions/0112-2---61987%23ABB817,https://cdd.iec.ch/cdd/iec61987/iec61987.nsf/PropertiesAllVersions/0112-2---61987%23ABB818 | 0112-2---61987#ABB813,0112-2---61987#ABB814,0112-2---61987#ABB815,0112-2---61987#ABB816,0112-2---61987#ABB817,0112-2---61987#ABB818
0112/2///61987#ABD942 | 001 | 02 | 0112/2///61987#ABD942#001 | Mounting bracket for signal devices |  |  |  | properties characterizing a bracket at an actuator for mounting signal devices |  |  |  |  | ITEM_CLASS | [5 empty] | 0112/2///61987#ABD811 - Body of actuator0112/2///61987#ABE606 - Structural design of a solenoid valve |  |  |  | Standard |  |  |  | 2018-03-28 | 2013-09-02 | 2013-09-02 | 2014-06-18 |  | SC65E – IEC 61987 | C00009 |  | 0112/2///61987#ABV501 | https://cdd.iec.ch/CDD/IEC61987/iec61987.nsf/Classes/0112-2---61987%23ABD942 | https://cdd.iec.ch/cdd/iec61987/iec61987.nsf/PropertiesAllVersions/0112-2---61987%23ABD759,https://cdd.iec.ch/cdd/iec61987/iec61987.nsf/PropertiesAllVersions/0112-2---61987%23ABD700 | 0112-2---61987#ABD759,0112-2---61987#ABD700
0112/2///61987#ABE584 | 002 | 01 | 0112/2///61987#ABE584#002 | Installation conditions [10] |  |  |  | properties characterizing the installation conditions necessary to obtain the specified performance of the device |  |  |  |  | ITEM_CLASS | [5 empty] | 0112/2///61987#ABE583 - Rated operating conditions [12]0112/2///61987#ABE586 - Rated operating conditions [13] |  |  | false | Standard |  | IEC 61987 | IEC | 2022-12-09 | 2017-12-07 | 2022-12-09 | 2022-12-09 |  | IEC/SC 65E | C00112 |  | 0112/2///61987#ABV501 | https://cdd.iec.ch/CDD/IEC61987/iec61987.nsf/Classes/0112-2---61987%23ABE584 | https://cdd.iec.ch/cdd/iec61987/iec61987.nsf/PropertiesAllVersions/0112-2---61987%23ABE085,https://cdd.iec.ch/cdd/iec61987/iec61987.nsf/PropertiesAllVersions/0112-2---61987%23ABD228 | 0112-2---61987#ABE085,0112-2---61987#ABD228
0112/2///61987#ABE684 | 001 | 01 | 0112/2///61987#ABE684#001 | Auxiliary input [20] |  |  |  | properties characterizing a device auxiliary input that acquires measured values from external instrumentation |  |  |  |  | ITEM_CLASS | [5 empty] | 0112/2///61987#ABE569 - Input [14] |  |  |  | Standard |  |  |  | 2018-03-28 | 2014-09-14 | 2018-03-20 | 2018-03-20 |  | SC65E – IEC 61987 | C00016 | 001-01 (2018-03-28 07:26:03 by BATCH 00000762) standard | 0112/2///61987#ABV501 | https://cdd.iec.ch/CDD/IEC61987/iec61987.nsf/Classes/0112-2---61987%23ABE684 | https://cdd.iec.ch/cdd/iec61987/iec61987.nsf/PropertiesAllVersions/0112-2---61987%23ABB271,https://cdd.iec.ch/cdd/iec61987/iec61987.nsf/PropertiesAllVersions/0112-2---61987%23ABA577,https://cdd.iec.ch/cdd/iec61987/iec61987.nsf/PropertiesAllVersions/0112-2---61987%23ABB095,https://cdd.iec.ch/cdd/iec61987/iec61987.nsf/PropertiesAllVersions/0112-2---61987%23ABA342,https://cdd.iec.ch/cdd/iec61987/iec61987.nsf/PropertiesAllVersions/0112-2---61987%23ABE687 | 0112-2---61987#ABA342,0112-2---61987#ABE687,0112-2---61987#ABB271,0112-2---61987#ABA577,0112-2---61987#ABB095
0112/2///61987#ABF633 | 001 | 01 | 0112/2///61987#ABF633#001 | Structural design of a vibrating tube density transmitter |  |  |  | properties characterizing the constructional details of a vibrating tube density transmitter |  |  |  |  | ITEM_CLASS | [5 empty] | 0112/2///61987#ABG444 - Structural design [vibrating tube density transmitter] |  |  |  | Standard |  | IEC 61987 | IEC | 2018-03-28 | 2014-12-17 | 2018-03-20 | 2018-03-20 |  | SC65E – IEC 61987 | C00017 | 001-01 (2018-03-28 07:26:06 by BATCH 00000762) standard | 0112/2///61987#ABV501 | https://cdd.iec.ch/CDD/IEC61987/iec61987.nsf/Classes/0112-2---61987%23ABF633 | https://cdd.iec.ch/cdd/iec61987/iec61987.nsf/PropertiesAllVersions/0112-2---61987%23ABH358,https://cdd.iec.ch/cdd/iec61987/iec61987.nsf/PropertiesAllVersions/0112-2---61987%23ABH367,https://cdd.iec.ch/cdd/iec61987/iec61987.nsf/PropertiesAllVersions/0112-2---61987%23ABH395 | 0112-2---61987#ABH358,0112-2---61987#ABH367,0112-2---61987#ABH395
0112/2///61987#ABI796 | 001 | 01 | 0112/2///61987#ABI796#001 | UPDATE_EVENT |  |  |  | parameter with properties characterizing an alert generated by any change in static data |  |  |  |  | ITEM_CLASS | [5 empty] | 0112/2///61987#ABI711 - Standard parameters |  |  |  | Standard |  |  |  | 2019-03-08 | 2017-12-07 | 2019-03-08 | 2019-03-08 |  | SC65E – IEC 61987 | C00018 | 001-01 (2019-03-08 15:35:13 by BATCH 00000766) standard | 0112/2///61987#ABV501 | https://cdd.iec.ch/CDD/IEC61987/iec61987.nsf/Classes/0112-2---61987%23ABI796 | https://cdd.iec.ch/cdd/iec61987/iec61987.nsf/PropertiesAllVersions/0112-2---61987%23ABI661,https://cdd.iec.ch/cdd/iec61987/iec61987.nsf/PropertiesAllVersions/0112-2---61987%23ABI662,https://cdd.iec.ch/cdd/iec61987/iec61987.nsf/PropertiesAllVersions/0112-2---61987%23ABJ041,https://cdd.iec.ch/cdd/iec61987/iec61987.nsf/PropertiesAllVersions/0112-2---61987%23ABJ042,https://cdd.iec.ch/cdd/iec61987/iec61987.nsf/PropertiesAllVersions/0112-2---61987%23ABJ043 | 0112-2---61987#ABI662,0112-2---61987#ABJ041,0112-2---61987#ABJ042,0112-2---61987#ABJ043,0112-2---61987#ABI661
0112/2///61987#ABN684 | 002 | 01 | 0112/2///61987#ABN684#002 | Specific flow rate measurement variables |  |  |  | properties characterizing dynamic data which are the result of a flow rate measurement with a certain meaning |  |  |  |  | ITEM_CLASS | [5 empty] | 0112/2///61987#ABN682 - Continuous measurement variables |  |  | false | Standard |  | IEC 61987 | IEC | 2022-12-09 |  | 2022-12-09 | 2022-12-09 |  | IEC/SC 65E | C00112 |  | 0112/2///61987#ABV501 | https://cdd.iec.ch/CDD/IEC61987/iec61987.nsf/Classes/0112-2---61987%23ABN684 | https://cdd.iec.ch/cdd/iec61987/iec61987.nsf/PropertiesAllVersions/0112-2---61987%23ABB290,https://cdd.iec.ch/cdd/iec61987/iec61987.nsf/PropertiesAllVersions/0112-2---61987%23ABB291,https://cdd.iec.ch/cdd/iec61987/iec61987.nsf/PropertiesAllVersions/0112-2---61987%23ABB292,https://cdd.iec.ch/cdd/iec61987/iec61987.nsf/PropertiesAllVersions/0112-2---61987%23ABA948 | 0112-2---61987#ABB290,0112-2---61987#ABB291,0112-2---61987#ABB292,0112-2---61987#ABA948
0112/2///61987#ABD340 | 001 | 01 | 0112/2///61987#ABD340#001 | Final control element |  |  |  | artifact that responds quantitatively to a control signal and performs the actual control action |  |  |  |  | ITEM_CLASS | [9 empty] | Standard |  |  |  | 2018-03-28 | 2013-09-02 | 2016-05-02 | 2016-05-02 |  | SC65E – IEC 61987 | C00009 | 001-01 (2018-03-28 07:25:59 by BATCH 00000762) standard | 0112/2///61987#ABV000 | https://cdd.iec.ch/CDD/IEC61987/iec61987.nsf/Classes/0112-2---61987%23ABD340
0112/2///61987#ABO012 | 001 | 01 | 0112/2///61987#ABO012#001 | Pneumatic/hydraulic signal converter |  |  |  | converter that manipulates a pneumatic/hydraulic signal |  |  |  |  | ITEM_CLASS |  |  |  |  | 0112/2///61987#ABP285 - reference to Operating LOP for infrastructure devices |  |  |  | false | Standard |  | IEC 61987-31 | IEC | 2022-10-26 | 2022-10-26 | 2022-10-26 | 2022-10-26 |  | IEC/SC 65E | C00127 | 001-01 (2022-10-26 07:15:16 by BATCH 00000802) standard | 0112/2///61987#ABO002 | https://cdd.iec.ch/CDD/IEC61987/iec61987.nsf/Classes/0112-2---61987%23ABO012
0112/2///61987#ABC331 | 001 | 02 | 0112/2///61987#ABC331#001 | Manufacturer-specific input [1] |  |  |  | properties characterizing an auxiliary manufacturer-specific input |  | 2 ABC331.2 |  |  | ITEM_CLASS | [5 empty] | 0112/2///61987#ABC053 - Type of auxiliary input [2] |  |  |  | Standard |  |  |  | 2018-03-28 | 2013-08-27 | 2013-08-27 | 2014-06-18 |  | SC65E – IEC 61987 | C00019 |  | 0112/2///61987#ABV501 | https://cdd.iec.ch/CDD/IEC61987/iec61987.nsf/Classes/0112-2---61987%23ABC331 | https://cdd.iec.ch/cdd/iec61987/iec61987.nsf/PropertiesAllVersions/0112-2---61987%23ABB619,https://cdd.iec.ch/cdd/iec61987/iec61987.nsf/PropertiesAllVersions/0112-2---61987%23ABH442,https://cdd.iec.ch/cdd/iec61987/iec61987.nsf/PropertiesAllVersions/0112-2---61987%23ABH443,https://cdd.iec.ch/cdd/iec61987/iec61987.nsf/PropertiesAllVersions/0112-2---61987%23ABU190,https://cdd.iec.ch/cdd/iec61987/iec61987.nsf/PropertiesAllVersions/0112-2---61987%23ABC930,https://cdd.iec.ch/cdd/iec61987/iec61987.nsf/PropertiesAllVersions/0112-2---61987%23ABC965 | 0112-2---61987#ABC965,0112-2---61987#ABB619,0112-2---61987#ABH442,0112-2---61987#ABH443,0112-2---61987#ABU190,0112-2---61987#ABC930
0112/2///61987#ABF367 | 001 | 01 | 0112/2///61987#ABF367#001 | Material of displacer |  |  |  | properties characterizing the material of which a displacer is made |  |  |  |  | ITEM_CLASS | [5 empty] | 0112/2///61987#ABF360 - Displacer0112/2///61987#ABF452 - Servo displacer |  |  |  | Standard |  | IEC 61987 | IEC | 2018-03-28 | 2018-03-28 | 2018-03-28 | 2018-03-28 |  | SC65E – IEC 61987 | C00018 | 001-01 (2018-03-28 07:26:06 by BATCH 00000762) standard | 0112/2///61987#ABV501 | https://cdd.iec.ch/CDD/IEC61987/iec61987.nsf/Classes/0112-2---61987%23ABF367 | https://cdd.iec.ch/cdd/iec61987/iec61987.nsf/PropertiesAllVersions/0112-2---61987%23ABB455,https://cdd.iec.ch/cdd/iec61987/iec61987.nsf/PropertiesAllVersions/0112-2---61987%23ABI460,https://cdd.iec.ch/cdd/iec61987/iec61987.nsf/PropertiesAllVersions/0112-2---61987%23ABA908,https://cdd.iec.ch/cdd/iec61987/iec61987.nsf/PropertiesAllVersions/0112-2---61987%23ABA907 | 0112-2---61987#ABB455,0112-2---61987#ABI460,0112-2---61987#ABA908,0112-2---61987#ABA907
0112/2///61987#ABF418 | 001 | 01 | 0112/2///61987#ABF418#001 | RTD |  |  |  | properties characterizing the resistance temperature detector |  |  |  |  | ITEM_CLASS | [5 empty] | 0112/2///61987#ABF417 - Temperature sensor |  |  |  | Standard |  | IEC 61987 | IEC | 2018-03-28 | 2017-09-22 | 2017-09-22 | 2017-09-22 |  | SC65E – IEC 61987 | C00019 | 001-01 (2018-03-28 07:26:06 by BATCH 00000762) standard | 0112/2///61987#ABV501 | https://cdd.iec.ch/CDD/IEC61987/iec61987.nsf/Classes/0112-2---61987%23ABF418 | https://cdd.iec.ch/cdd/iec61987/iec61987.nsf/PropertiesAllVersions/0112-2---61987%23ABB091,https://cdd.iec.ch/cdd/iec61987/iec61987.nsf/PropertiesAllVersions/0112-2---61987%23ABB088,https://cdd.iec.ch/cdd/iec61987/iec61987.nsf/PropertiesAllVersions/0112-2---61987%23ABH384,https://cdd.iec.ch/cdd/iec61987/iec61987.nsf/PropertiesAllVersions/0112-2---61987%23ABH385,https://cdd.iec.ch/cdd/iec61987/iec61987.nsf/PropertiesAllVersions/0112-2---61987%23ABF498,https://cdd.iec.ch/cdd/iec61987/iec61987.nsf/PropertiesAllVersions/0112-2---61987%23ABF822,https://cdd.iec.ch/cdd/iec61987/iec61987.nsf/PropertiesAllVersions/0112-2---61987%23ABF504,https://cdd.iec.ch/cdd/iec61987/iec61987.nsf/PropertiesAllVersions/0112-2---61987%23ABA409 | 0112-2---61987#ABH384,0112-2---61987#ABH385,0112-2---61987#ABF498,0112-2---61987#ABF822,0112-2---61987#ABF504,0112-2---61987#ABA409,0112-2---61987#ABB091,0112-2---61987#ABB088
0112/2///61987#ABH631 | 001 | 01 | 0112/2///61987#ABH631#001 | Calibration point of flow velocity |  |  |  | properties characterizing the calibration of output values of a single flow velocity input value |  |  |  |  | ITEM_CLASS | [5 empty] | 0112/2///61987#ABH613 - Calibration of flow velocity |  |  |  | Standard |  |  |  | 2019-03-08 | 2017-12-07 | 2019-03-08 | 2019-03-08 |  | SC65E – IEC 61987 | C00018 | 001-01 (2019-03-08 15:35:12 by BATCH 00000766) standard | 0112/2///61987#ABV501 | https://cdd.iec.ch/CDD/IEC61987/iec61987.nsf/Classes/0112-2---61987%23ABH631 | https://cdd.iec.ch/cdd/iec61987/iec61987.nsf/PropertiesAllVersions/0112-2---61987%23ABH564,https://cdd.iec.ch/cdd/iec61987/iec61987.nsf/PropertiesAllVersions/0112-2---61987%23ABH665,https://cdd.iec.ch/cdd/iec61987/iec61987.nsf/PropertiesAllVersions/0112-2---61987%23ABH761 | 0112-2---61987#ABH761,0112-2---61987#ABH564,0112-2---61987#ABH665
0112/2///61987#ABH071 | 001 | 01 | 0112/2///61987#ABH071#001 | Fluid phase design conditions |  |  |  | properties characterizing the normal range of process conditions, separated for individual phases, for which a device is to be designed and operate within its specifications |  |  |  |  | ITEM_CLASS | [5 empty] | 0112/2///61987#ABG475 - Normal process design conditions [4]0112/2///61987#ABH344 - Normal process design conditions [7] |  |  |  | Standard |  | IEC 61987 | IEC | 2018-03-28 | 2018-03-28 | 2018-03-28 | 2018-03-28 |  | SC65E – IEC 61987 | C00018 | 001-01 (2018-03-28 07:26:12 by BATCH 00000762) standard | 0112/2///61987#ABV501 | https://cdd.iec.ch/CDD/IEC61987/iec61987.nsf/Classes/0112-2---61987%23ABH071 | https://cdd.iec.ch/cdd/iec61987/iec61987.nsf/PropertiesAllVersions/0112-2---61987%23ABD753,https://cdd.iec.ch/cdd/iec61987/iec61987.nsf/PropertiesAllVersions/0112-2---61987%23ABH060,https://cdd.iec.ch/cdd/iec61987/iec61987.nsf/PropertiesAllVersions/0112-2---61987%23ABH072,https://cdd.iec.ch/cdd/iec61987/iec61987.nsf/PropertiesAllVersions/0112-2---61987%23ABH073,https://cdd.iec.ch/cdd/iec61987/iec61987.nsf/PropertiesAllVersions/0112-2---61987%23ABB055,https://cdd.iec.ch/cdd/iec61987/iec61987.nsf/PropertiesAllVersions/0112-2---61987%23ABB056,https://cdd.iec.ch/cdd/iec61987/iec61987.nsf/PropertiesAllVersions/0112-2---61987%23ABH074,https://cdd.iec.ch/cdd/iec61987/iec61987.nsf/PropertiesAllVersions/0112-2---61987%23ABH075,https://cdd.iec.ch/cdd/iec61987/iec61987.nsf/PropertiesAllVersions/0112-2---61987%23ABB298,https://cdd.iec.ch/cdd/iec61987/iec61987.nsf/PropertiesAllVersions/0112-2---61987%23ABB299,https://cdd.iec.ch/cdd/iec61987/iec61987.nsf/PropertiesAllVersions/0112-2---61987%23ABH076,https://cdd.iec.ch/cdd/iec61987/iec61987.nsf/PropertiesAllVersions/0112-2---61987%23ABH077,https://cdd.iec.ch/cdd/iec61987/iec61987.nsf/PropertiesAllVersions/0112-2---61987%23ABA110,https://cdd.iec.ch/cdd/iec61987/iec61987.nsf/PropertiesAllVersions/0112-2---61987%23ABA111,https://cdd.iec.ch/cdd/iec61987/iec61987.nsf/PropertiesAllVersions/0112-2---61987%23ABH066,https://cdd.iec.ch/cdd/iec61987/iec61987.nsf/PropertiesAllVersions/0112-2---61987%23ABB434,https://cdd.iec.ch/cdd/iec61987/iec61987.nsf/PropertiesAllVersions/0112-2---61987%23ABB435,https://cdd.iec.ch/cdd/iec61987/iec61987.nsf/PropertiesAllVersions/0112-2---61987%23ABH078,https://cdd.iec.ch/cdd/iec61987/iec61987.nsf/PropertiesAllVersions/0112-2---61987%23ABH079,https://cdd.iec.ch/cdd/iec61987/iec61987.nsf/PropertiesAllVersions/0112-2---61987%23ABH080,https://cdd.iec.ch/cdd/iec61987/iec61987.nsf/PropertiesAllVersions/0112-2---61987%23ABD426,https://cdd.iec.ch/cdd/iec61987/iec61987.nsf/PropertiesAllVersions/0112-2---61987%23ABD427,https://cdd.iec.ch/cdd/iec61987/iec61987.nsf/PropertiesAllVersions/0112-2---61987%23ABB027,https://cdd.iec.ch/cdd/iec61987/iec61987.nsf/PropertiesAllVersions/0112-2---61987%23ABB233,https://cdd.iec.ch/cdd/iec61987/iec61987.nsf/PropertiesAllVersions/0112-2---61987%23ABD422,https://cdd.iec.ch/cdd/iec61987/iec61987.nsf/PropertiesAllVersions/0112-2---61987%23ABD428,https://cdd.iec.ch/cdd/iec61987/iec61987.nsf/PropertiesAllVersions/0112-2---61987%23ABH063,https://cdd.iec.ch/cdd/iec61987/iec61987.nsf/PropertiesAllVersions/0112-2---61987%23ABB035,https://cdd.iec.ch/cdd/iec61987/iec61987.nsf/PropertiesAllVersions/0112-2---61987%23ABB259,https://cdd.iec.ch/cdd/iec61987/iec61987.nsf/PropertiesAllVersions/0112-2---61987%23ABH081,https://cdd.iec.ch/cdd/iec61987/iec61987.nsf/PropertiesAllVersions/0112-2---61987%23ABH082,https://cdd.iec.ch/cdd/iec61987/iec61987.nsf/PropertiesAllVersions/0112-2---61987%23ABA112,https://cdd.iec.ch/cdd/iec61987/iec61987.nsf/PropertiesAllVersions/0112-2---61987%23ABA114 | 0112-2---61987#ABA111,0112-2---61987#ABH063,0112-2---61987#ABB056,0112-2---61987#ABH075,0112-2---61987#ABD422,0112-2---61987#ABA114,0112-2---61987#ABH076,0112-2---61987#ABH077,0112-2---61987#ABH074,0112-2---61987#ABH078,0112-2---61987#ABD427,0112-2---61987#ABB233,0112-2---61987#ABH072,0112-2---61987#ABH073,0112-2---61987#ABB299,0112-2---61987#ABB435,0112-2---61987#ABB027,0112-2---61987#ABH082,0112-2---61987#ABB055,0112-2---61987#ABB298,0112-2---61987#ABH081,0112-2---61987#ABD753,0112-2---61987#ABH066,0112-2---61987#ABB035,0112-2---61987#ABH079,0112-2---61987#ABD428,0112-2---61987#ABB434,0112-2---61987#ABB259,0112-2---61987#ABH060,0112-2---61987#ABA110,0112-2---61987#ABA112,0112-2---61987#ABH080,0112-2---61987#ABD426
0112/2///61987#ABA793 | 003 | 01 | 0112/2///61987#ABA793#003 | Electromagnetic insertion flow transmitter |  |  |  | velocity flow transmitter that uses electromagnetic principles to measure flow at a point inside the process |  |  |  |  | ITEM_CLASS |  |  |  |  | 0112/2///61987#ABU125 - reference to Operating LOP for flow measuring equipment |  |  |  |  | Standard |  |  |  | 2018-03-28 | 2013-08-27 | 2016-05-24 | 2016-05-24 |  | SC65E – IEC 61987 | C00004 |  | 0112/2///61987#ABA790 | https://cdd.iec.ch/CDD/IEC61987/iec61987.nsf/Classes/0112-2---61987%23ABA793 | https://cdd.iec.ch/cdd/iec61987/iec61987.nsf/PropertiesAllVersions/0112-2---61987%23ABU242 | 0112-2---61987#ABU242
0112/2///61987#ABC252 | 002 | 01 | 0112/2///61987#ABC252#002 | Frequency output [3] |  |  |  | properties characterizing the parameters of the frequency output |  | 8 ABC252.8 |  |  | ITEM_CLASS | [5 empty] | 0112/2///61987#ABC669 - Type of output [6] |  |  |  | Standard |  |  |  | 2018-03-28 | 2013-08-27 | 2016-05-24 | 2016-05-24 |  | SC65E – IEC 61987 | C00004 |  | 0112/2///61987#ABV501 | https://cdd.iec.ch/CDD/IEC61987/iec61987.nsf/Classes/0112-2---61987%23ABC252 | https://cdd.iec.ch/cdd/iec61987/iec61987.nsf/PropertiesAllVersions/0112-2---61987%23ABU385,https://cdd.iec.ch/cdd/iec61987/iec61987.nsf/PropertiesAllVersions/0112-2---61987%23ABD185 | 0112-2---61987#ABU385,0112-2---61987#ABD185
0112/2///61987#ABD471 | 001 | 02 | 0112/2///61987#ABD471#001 | Dial |  |  |  | properties characterizing a dial |  |  |  |  | ITEM_CLASS | [5 empty] | 0112/2///61987#ABC195 - Dial indicator0112/2///61987#ABD848 - Dial indicator [3] |  |  |  | Standard |  |  |  | 2018-03-28 | 2013-09-27 | 2014-03-13 | 2014-06-18 |  | SC65E – IEC 61987 | C00014 |  | 0112/2///61987#ABV501 | https://cdd.iec.ch/CDD/IEC61987/iec61987.nsf/Classes/0112-2---61987%23ABD471 | https://cdd.iec.ch/cdd/iec61987/iec61987.nsf/PropertiesAllVersions/0112-2---61987%23ABA199,https://cdd.iec.ch/cdd/iec61987/iec61987.nsf/PropertiesAllVersions/0112-2---61987%23ABC902,https://cdd.iec.ch/cdd/iec61987/iec61987.nsf/PropertiesAllVersions/0112-2---61987%23ABA583,https://cdd.iec.ch/cdd/iec61987/iec61987.nsf/PropertiesAllVersions/0112-2---61987%23ABA584,https://cdd.iec.ch/cdd/iec61987/iec61987.nsf/PropertiesAllVersions/0112-2---61987%23ABB888,https://cdd.iec.ch/cdd/iec61987/iec61987.nsf/PropertiesAllVersions/0112-2---61987%23ABA206,https://cdd.iec.ch/cdd/iec61987/iec61987.nsf/PropertiesAllVersions/0112-2---61987%23ABB086 | 0112-2---61987#ABA584,0112-2---61987#ABB888,0112-2---61987#ABA206,0112-2---61987#ABB086,0112-2---61987#ABA199,0112-2---61987#ABC902,0112-2---61987#ABA583
0112/2///61987#ABD969 | 001 | 02 | 0112/2///61987#ABD969#001 | Partial stroke test |  |  |  | properties characterizing a partial stroke test |  |  |  |  | ITEM_CLASS | [5 empty] | 0112/2///61987#ABD963 - Parameters of positioner |  |  |  | Standard |  |  |  | 2018-03-28 | 2013-09-02 | 2013-09-02 | 2014-06-18 |  | SC65E – IEC 61987 | C00009 |  | 0112/2///61987#ABV501 | https://cdd.iec.ch/CDD/IEC61987/iec61987.nsf/Classes/0112-2---61987%23ABD969 | https://cdd.iec.ch/cdd/iec61987/iec61987.nsf/PropertiesAllVersions/0112-2---61987%23ABD760,https://cdd.iec.ch/cdd/iec61987/iec61987.nsf/PropertiesAllVersions/0112-2---61987%23ABD717,https://cdd.iec.ch/cdd/iec61987/iec61987.nsf/PropertiesAllVersions/0112-2---61987%23ABD733,https://cdd.iec.ch/cdd/iec61987/iec61987.nsf/PropertiesAllVersions/0112-2---61987%23ABD756,https://cdd.iec.ch/cdd/iec61987/iec61987.nsf/PropertiesAllVersions/0112-2---61987%23ABD646 | 0112-2---61987#ABD760,0112-2---61987#ABD717,0112-2---61987#ABD733,0112-2---61987#ABD756,0112-2---61987#ABD646
0112/2///61987#ABG126 | 001 | 01 | 0112/2///61987#ABG126#001 | Manufacturer-specific input [6] |  |  |  | properties characterizing an auxiliary manufacturer-specific input |  |  |  |  | ITEM_CLASS | [5 empty] | 0112/2///61987#ABG066 - Type of auxiliary input [17] |  |  |  | Standard |  | IEC 61987 | IEC | 2018-03-28 | 2014-12-17 | 2017-09-18 | 2017-09-18 |  | SC65E – IEC 61987 | C00019 | 001-01 (2018-03-28 07:26:07 by BATCH 00000762) standard | 0112/2///61987#ABV501 | https://cdd.iec.ch/CDD/IEC61987/iec61987.nsf/Classes/0112-2---61987%23ABG126 | https://cdd.iec.ch/cdd/iec61987/iec61987.nsf/PropertiesAllVersions/0112-2---61987%23ABB619,https://cdd.iec.ch/cdd/iec61987/iec61987.nsf/PropertiesAllVersions/0112-2---61987%23ABH442,https://cdd.iec.ch/cdd/iec61987/iec61987.nsf/PropertiesAllVersions/0112-2---61987%23ABH443,https://cdd.iec.ch/cdd/iec61987/iec61987.nsf/PropertiesAllVersions/0112-2---61987%23ABC930,https://cdd.iec.ch/cdd/iec61987/iec61987.nsf/PropertiesAllVersions/0112-2---61987%23ABC965 | 0112-2---61987#ABB619,0112-2---61987#ABH442,0112-2---61987#ABH443,0112-2---61987#ABC930,0112-2---61987#ABC965
0112/2///61987#ABG459 | 001 | 01 | 0112/2///61987#ABG459#001 | Aqueous phase [level] |  |  |  | properties characterizing an aqueous phase of a fluid |  | Polymorphic element: ABG459, Id: 2 |  |  | ITEM_CLASS | [5 empty] | 0112/2///61987#ABG457 - Phase [level] |  |  |  | Standard |  | IEC 61987 | IEC | 2018-03-28 | 2018-03-28 | 2018-03-28 | 2018-03-28 |  | SC65E – IEC 61987 | C00018 | 001-01 (2018-03-28 07:26:11 by BATCH 00000762) standard | 0112/2///61987#ABV501 | https://cdd.iec.ch/CDD/IEC61987/iec61987.nsf/Classes/0112-2---61987%23ABG459 | https://cdd.iec.ch/cdd/iec61987/iec61987.nsf/PropertiesAllVersions/0112-2---61987%23ABH060,https://cdd.iec.ch/cdd/iec61987/iec61987.nsf/PropertiesAllVersions/0112-2---61987%23ABH061,https://cdd.iec.ch/cdd/iec61987/iec61987.nsf/PropertiesAllVersions/0112-2---61987%23ABH328,https://cdd.iec.ch/cdd/iec61987/iec61987.nsf/PropertiesAllVersions/0112-2---61987%23ABH327,https://cdd.iec.ch/cdd/iec61987/iec61987.nsf/PropertiesAllVersions/0112-2---61987%23ABA946,https://cdd.iec.ch/cdd/iec61987/iec61987.nsf/PropertiesAllVersions/0112-2---61987%23ABA557,https://cdd.iec.ch/cdd/iec61987/iec61987.nsf/PropertiesAllVersions/0112-2---61987%23ABB297,https://cdd.iec.ch/cdd/iec61987/iec61987.nsf/PropertiesAllVersions/0112-2---61987%23ABB298,https://cdd.iec.ch/cdd/iec61987/iec61987.nsf/PropertiesAllVersions/0112-2---61987%23ABB299,https://cdd.iec.ch/cdd/iec61987/iec61987.nsf/PropertiesAllVersions/0112-2---61987%23ABB067,https://cdd.iec.ch/cdd/iec61987/iec61987.nsf/PropertiesAllVersions/0112-2---61987%23ABB300,https://cdd.iec.ch/cdd/iec61987/iec61987.nsf/PropertiesAllVersions/0112-2---61987%23ABB180,https://cdd.iec.ch/cdd/iec61987/iec61987.nsf/PropertiesAllVersions/0112-2---61987%23ABB301,https://cdd.iec.ch/cdd/iec61987/iec61987.nsf/PropertiesAllVersions/0112-2---61987%23ABA561,https://cdd.iec.ch/cdd/iec61987/iec61987.nsf/PropertiesAllVersions/0112-2---61987%23ABA626,https://cdd.iec.ch/cdd/iec61987/iec61987.nsf/PropertiesAllVersions/0112-2---61987%23ABA560,https://cdd.iec.ch/cdd/iec61987/iec61987.nsf/PropertiesAllVersions/0112-2---61987%23ABH062,https://cdd.iec.ch/cdd/iec61987/iec61987.nsf/PropertiesAllVersions/0112-2---61987%23ABH063,https://cdd.iec.ch/cdd/iec61987/iec61987.nsf/PropertiesAllVersions/0112-2---61987%23ABA582,https://cdd.iec.ch/cdd/iec61987/iec61987.nsf/PropertiesAllVersions/0112-2---61987%23ABB094,https://cdd.iec.ch/cdd/iec61987/iec61987.nsf/PropertiesAllVersions/0112-2---61987%23ABH064,https://cdd.iec.ch/cdd/iec61987/iec61987.nsf/PropertiesAllVersions/0112-2---61987%23ABB066,https://cdd.iec.ch/cdd/iec61987/iec61987.nsf/PropertiesAllVersions/0112-2---61987%23ABH065,https://cdd.iec.ch/cdd/iec61987/iec61987.nsf/PropertiesAllVersions/0112-2---61987%23ABH066,https://cdd.iec.ch/cdd/iec61987/iec61987.nsf/PropertiesAllVersions/0112-2---61987%23ABB163,https://cdd.iec.ch/cdd/iec61987/iec61987.nsf/PropertiesAllVersions/0112-2---61987%23ABD099 | 0112-2---61987#ABB297,0112-2---61987#ABB298,0112-2---61987#ABB300,0112-2---61987#ABB180,0112-2---61987#ABA626,0112-2---61987#ABH065,0112-2---61987#ABA946,0112-2---61987#ABA557,0112-2---61987#ABB067,0112-2---61987#ABA561,0112-2---61987#ABA560,0112-2---61987#ABA582,0112-2---61987#ABD099,0112-2---61987#ABH060,0112-2---61987#ABH061,0112-2---61987#ABH328,0112-2---61987#ABH063,0112-2---61987#ABH066,0112-2---61987#ABB163,0112-2---61987#ABB066,0112-2---61987#ABH327,0112-2---61987#ABB299,0112-2---61987#ABB301,0112-2---61987#ABH062,0112-2---61987#ABB094,0112-2---61987#ABH064
0112/2///61987#ABG469 | 001 | 01 | 0112/2///61987#ABG469#001 | Operating conditions for device design [density] |  |  |  | properties characterizing the nominal conditions at a measuring point |  |  |  |  | ITEM_CLASS | [5 empty] | 0112/2///61987#ABF868 - Operating LOP for density measuring equipment |  |  |  | Standard |  | IEC 61987 | IEC | 2018-03-28 | 2014-12-17 | 2018-03-20 | 2018-03-20 |  | SC65E – IEC 61987 | C00017 | 001-01 (2018-03-28 07:26:11 by BATCH 00000762) standard | 0112/2///61987#ABV501 | https://cdd.iec.ch/CDD/IEC61987/iec61987.nsf/Classes/0112-2---61987%23ABG469 | https://cdd.iec.ch/cdd/iec61987/iec61987.nsf/PropertiesAllVersions/0112-2---61987%23ABD393,https://cdd.iec.ch/cdd/iec61987/iec61987.nsf/PropertiesAllVersions/0112-2---61987%23ABD394,https://cdd.iec.ch/cdd/iec61987/iec61987.nsf/PropertiesAllVersions/0112-2---61987%23ABD395,https://cdd.iec.ch/cdd/iec61987/iec61987.nsf/PropertiesAllVersions/0112-2---61987%23ABB087,https://cdd.iec.ch/cdd/iec61987/iec61987.nsf/PropertiesAllVersions/0112-2---61987%23ABH030,https://cdd.iec.ch/cdd/iec61987/iec61987.nsf/PropertiesAllVersions/0112-2---61987%23ABC858,https://cdd.iec.ch/cdd/iec61987/iec61987.nsf/PropertiesAllVersions/0112-2---61987%23ABH034,https://cdd.iec.ch/cdd/iec61987/iec61987.nsf/PropertiesAllVersions/0112-2---61987%23ABD162 | 0112-2---61987#ABB087,0112-2---61987#ABH030,0112-2---61987#ABC858,0112-2---61987#ABH034,0112-2---61987#ABD162,0112-2---61987#ABD393,0112-2---61987#ABD394,0112-2---61987#ABD395
0112/2///61987#ABA644 | 003 | 01 | 0112/2///61987#ABA644#003 | Flow gauge |  |  |  | gauge that measures and indicates a flow rate or flow volume |  |  |  |  | ITEM_CLASS | [9 empty] | Standard |  |  |  | 2018-03-28 | 2013-08-27 | 2016-05-24 | 2016-05-24 |  | SC65E – IEC 61987 | C00004 |  | 0112/2///61987#ABA643 | https://cdd.iec.ch/CDD/IEC61987/iec61987.nsf/Classes/0112-2---61987%23ABA644 | https://cdd.iec.ch/cdd/iec61987/iec61987.nsf/PropertiesAllVersions/0112-2---61987%23ABU125 | 0112-2---61987#ABU125
0112/2///61987#ABA824 | 002 | 01 | 0112/2///61987#ABA824#002 | Free-space radar level transmitter |  |  |  | wave level transmitter that uses the travelling time of a radar beam to measure level |  |  |  |  | ITEM_CLASS |  |  |  |  | 0112/2///61987#ABF910 - reference to Operating LOP for level measuring equipment |  |  |  |  | Standard |  |  |  | 2018-03-28 | 2013-08-27 | 2018-03-20 | 2018-03-20 |  | SC65E – IEC 61987 | C00018 |  | 0112/2///61987#ABA823 | https://cdd.iec.ch/CDD/IEC61987/iec61987.nsf/Classes/0112-2---61987%23ABA824 | https://cdd.iec.ch/cdd/iec61987/iec61987.nsf/PropertiesAllVersions/0112-2---61987%23ABF869 | 0112-2---61987#ABF869
0112/2///61987#ABC141 | 007 | 01 | 0112/2///61987#ABC141#007 | Binary transistor/triac output |  |  |  | properties characterizing a binary transistor/triac output |  |  |  |  | ITEM_CLASS | [5 empty] | 0112/2///61987#ABC665 - Type of output [2]0112/2///61987#ABC666 - Type of output [3]0112/2///61987#ABC667 - Type of output [4]0112/2///61987#ABC668 - Type of output [5]0112/2///61987#ABC669 - Type of output [6]0112/2///61987#ABC670 - Type of output [7]0112/2///61987#ABP052 - Output [I/O module]0112/2///61987#ABE042 - Type of output [8]0112/2///61987#ABE573 - Type of output [9]0112/2///61987#ABE579 - Type of output [11]0112/2///61987#ABG153 - Type of output [23]0112/2///61987#ABG142 - Type of output [12]0112/2///61987#ABG143 - Type of output [13]0112/2///61987#ABG144 - Type of output [14]0112/2///61987#ABG145 - Type of output [15]0112/2///61987#ABG146 - Type of output [16]0112/2///61987#ABG147 - Type of output [17]0112/2///61987#ABG154 - Type of output [24]0112/2///61987#ABG155 - Type of output [25]0112/2///61987#ABG156 - Type of output [26]0112/2///61987#ABG148 - Type of output [18]0112/2///61987#ABG149 - Type of output [19]0112/2///61987#ABG150 - Type of output [20] |  |  | false | Standard |  | IEC 61987 | IEC | 2023-01-23 | 2017-12-07 | 2023-01-23 | 2023-01-23 |  | IEC/SC 65E | C00128 |  | 0112/2///61987#ABV501 | https://cdd.iec.ch/CDD/IEC61987/iec61987.nsf/Classes/0112-2---61987%23ABC141 | https://cdd.iec.ch/cdd/iec61987/iec61987.nsf/PropertiesAllVersions/0112-2---61987%23ABB513,https://cdd.iec.ch/cdd/iec61987/iec61987.nsf/PropertiesAllVersions/0112-2---61987%23ABA610,https://cdd.iec.ch/cdd/iec61987/iec61987.nsf/PropertiesAllVersions/0112-2---61987%23ABA412,https://cdd.iec.ch/cdd/iec61987/iec61987.nsf/PropertiesAllVersions/0112-2---61987%23ABD220,https://cdd.iec.ch/cdd/iec61987/iec61987.nsf/PropertiesAllVersions/0112-2---61987%23ABA943,https://cdd.iec.ch/cdd/iec61987/iec61987.nsf/PropertiesAllVersions/0112-2---61987%23ABA942,https://cdd.iec.ch/cdd/iec61987/iec61987.nsf/PropertiesAllVersions/0112-2---61987%23ABA941,https://cdd.iec.ch/cdd/iec61987/iec61987.nsf/PropertiesAllVersions/0112-2---61987%23ABA940,https://cdd.iec.ch/cdd/iec61987/iec61987.nsf/PropertiesAllVersions/0112-2---61987%23ABP128,https://cdd.iec.ch/cdd/iec61987/iec61987.nsf/PropertiesAllVersions/0112-2---61987%23ABA368,https://cdd.iec.ch/cdd/iec61987/iec61987.nsf/PropertiesAllVersions/0112-2---61987%23ABA369,https://cdd.iec.ch/cdd/iec61987/iec61987.nsf/PropertiesAllVersions/0112-2---61987%23ABA629,https://cdd.iec.ch/cdd/iec61987/iec61987.nsf/PropertiesAllVersions/0112-2---61987%23ABP079,https://cdd.iec.ch/cdd/iec61987/iec61987.nsf/PropertiesAllVersions/0112-2---61987%23ABP281,https://cdd.iec.ch/cdd/iec61987/iec61987.nsf/PropertiesAllVersions/0112-2---61987%23ABP081,https://cdd.iec.ch/cdd/iec61987/iec61987.nsf/PropertiesAllVersions/0112-2---61987%23ABP282,https://cdd.iec.ch/cdd/iec61987/iec61987.nsf/PropertiesAllVersions/0112-2---61987%23ABH369,https://cdd.iec.ch/cdd/iec61987/iec61987.nsf/PropertiesAllVersions/0112-2---61987%23ABA457,https://cdd.iec.ch/cdd/iec61987/iec61987.nsf/PropertiesAllVersions/0112-2---61987%23ABP142,https://cdd.iec.ch/cdd/iec61987/iec61987.nsf/PropertiesAllVersions/0112-2---61987%23ABP141,https://cdd.iec.ch/cdd/iec61987/iec61987.nsf/PropertiesAllVersions/0112-2---61987%23ABH398,https://cdd.iec.ch/cdd/iec61987/iec61987.nsf/PropertiesAllVersions/0112-2---61987%23ABP237,https://cdd.iec.ch/cdd/iec61987/iec61987.nsf/PropertiesAllVersions/0112-2---61987%23ABA387,https://cdd.iec.ch/cdd/iec61987/iec61987.nsf/PropertiesAllVersions/0112-2---61987%23ABC891,https://cdd.iec.ch/cdd/iec61987/iec61987.nsf/PropertiesAllVersions/0112-2---61987%23ABA390,https://cdd.iec.ch/cdd/iec61987/iec61987.nsf/PropertiesAllVersions/0112-2---61987%23ABC865,https://cdd.iec.ch/cdd/iec61987/iec61987.nsf/PropertiesAllVersions/0112-2---61987%23ABI463,https://cdd.iec.ch/cdd/iec61987/iec61987.nsf/PropertiesAllVersions/0112-2---61987%23ABB103,https://cdd.iec.ch/cdd/iec61987/iec61987.nsf/PropertiesAllVersions/0112-2---61987%23ABC850,https://cdd.iec.ch/cdd/iec61987/iec61987.nsf/PropertiesAllVersions/0112-2---61987%23ABA401,https://cdd.iec.ch/cdd/iec61987/iec61987.nsf/PropertiesAllVersions/0112-2---61987%23ABC778 | 0112-2---61987#ABA387,0112-2---61987#ABA390,0112-2---61987#ABI463,0112-2---61987#ABA401,0112-2---61987#ABA368,0112-2---61987#ABP237,0112-2---61987#ABP142,0112-2---61987#ABA941,0112-2---61987#ABP282,0112-2---61987#ABC850,0112-2---61987#ABP081,0112-2---61987#ABC891,0112-2---61987#ABA369,0112-2---61987#ABC865,0112-2---61987#ABA610,0112-2---61987#ABA940,0112-2---61987#ABP079,0112-2---61987#ABA457,0112-2---61987#ABH398,0112-2---61987#ABB103,0112-2---61987#ABA412,0112-2---61987#ABP128,0112-2---61987#ABH369,0112-2---61987#ABP141,0112-2---61987#ABC778,0112-2---61987#ABB513,0112-2---61987#ABA629,0112-2---61987#ABA943,0112-2---61987#ABA942,0112-2---61987#ABD220,0112-2---61987#ABP281
0112/2///61987#ABG343 | 002 | 01 | 0112/2///61987#ABG343#002 | Normal process conditions [5] |  |  |  | properties characterizing the range of process conditions within which a device is designed to operate within specified performance limits |  |  |  |  | ITEM_CLASS | [5 empty] | 0112/2///61987#ABG335 - Process design ratings [7] |  |  |  | Standard |  | IEC 61987 | IEC | 2020-02-24 | 2017-12-07 | 2020-02-24 | 2020-02-24 |  | SC65E – IEC 61987 | C00091 |  | 0112/2///61987#ABV501 | https://cdd.iec.ch/CDD/IEC61987/iec61987.nsf/Classes/0112-2---61987%23ABG343 | https://cdd.iec.ch/cdd/iec61987/iec61987.nsf/PropertiesAllVersions/0112-2---61987%23ABH446,https://cdd.iec.ch/cdd/iec61987/iec61987.nsf/PropertiesAllVersions/0112-2---61987%23ABA954,https://cdd.iec.ch/cdd/iec61987/iec61987.nsf/PropertiesAllVersions/0112-2---61987%23ABB184,https://cdd.iec.ch/cdd/iec61987/iec61987.nsf/PropertiesAllVersions/0112-2---61987%23ABA955,https://cdd.iec.ch/cdd/iec61987/iec61987.nsf/PropertiesAllVersions/0112-2---61987%23ABB185,https://cdd.iec.ch/cdd/iec61987/iec61987.nsf/PropertiesAllVersions/0112-2---61987%23ABA918,https://cdd.iec.ch/cdd/iec61987/iec61987.nsf/PropertiesAllVersions/0112-2---61987%23ABA919,https://cdd.iec.ch/cdd/iec61987/iec61987.nsf/PropertiesAllVersions/0112-2---61987%23ABA598,https://cdd.iec.ch/cdd/iec61987/iec61987.nsf/PropertiesAllVersions/0112-2---61987%23ABB055,https://cdd.iec.ch/cdd/iec61987/iec61987.nsf/PropertiesAllVersions/0112-2---61987%23ABB056,https://cdd.iec.ch/cdd/iec61987/iec61987.nsf/PropertiesAllVersions/0112-2---61987%23ABA110,https://cdd.iec.ch/cdd/iec61987/iec61987.nsf/PropertiesAllVersions/0112-2---61987%23ABA111,https://cdd.iec.ch/cdd/iec61987/iec61987.nsf/PropertiesAllVersions/0112-2---61987%23ABD422,https://cdd.iec.ch/cdd/iec61987/iec61987.nsf/PropertiesAllVersions/0112-2---61987%23ABD428,https://cdd.iec.ch/cdd/iec61987/iec61987.nsf/PropertiesAllVersions/0112-2---61987%23ABF531,https://cdd.iec.ch/cdd/iec61987/iec61987.nsf/PropertiesAllVersions/0112-2---61987%23ABF532,https://cdd.iec.ch/cdd/iec61987/iec61987.nsf/PropertiesAllVersions/0112-2---61987%23ABB027,https://cdd.iec.ch/cdd/iec61987/iec61987.nsf/PropertiesAllVersions/0112-2---61987%23ABB233,https://cdd.iec.ch/cdd/iec61987/iec61987.nsf/PropertiesAllVersions/0112-2---61987%23ABH081,https://cdd.iec.ch/cdd/iec61987/iec61987.nsf/PropertiesAllVersions/0112-2---61987%23ABH082,https://cdd.iec.ch/cdd/iec61987/iec61987.nsf/PropertiesAllVersions/0112-2---61987%23ABB035,https://cdd.iec.ch/cdd/iec61987/iec61987.nsf/PropertiesAllVersions/0112-2---61987%23ABB259,https://cdd.iec.ch/cdd/iec61987/iec61987.nsf/PropertiesAllVersions/0112-2---61987%23ABB231,https://cdd.iec.ch/cdd/iec61987/iec61987.nsf/PropertiesAllVersions/0112-2---61987%23ABB232,https://cdd.iec.ch/cdd/iec61987/iec61987.nsf/PropertiesAllVersions/0112-2---61987%23ABB433,https://cdd.iec.ch/cdd/iec61987/iec61987.nsf/PropertiesAllVersions/0112-2---61987%23ABB059,https://cdd.iec.ch/cdd/iec61987/iec61987.nsf/PropertiesAllVersions/0112-2---61987%23ABD426,https://cdd.iec.ch/cdd/iec61987/iec61987.nsf/PropertiesAllVersions/0112-2---61987%23ABD427,https://cdd.iec.ch/cdd/iec61987/iec61987.nsf/PropertiesAllVersions/0112-2---61987%23ABH076,https://cdd.iec.ch/cdd/iec61987/iec61987.nsf/PropertiesAllVersions/0112-2---61987%23ABH077,https://cdd.iec.ch/cdd/iec61987/iec61987.nsf/PropertiesAllVersions/0112-2---61987%23ABH078,https://cdd.iec.ch/cdd/iec61987/iec61987.nsf/PropertiesAllVersions/0112-2---61987%23ABH079,https://cdd.iec.ch/cdd/iec61987/iec61987.nsf/PropertiesAllVersions/0112-2---61987%23ABH080,https://cdd.iec.ch/cdd/iec61987/iec61987.nsf/PropertiesAllVersions/0112-2---61987%23ABD429,https://cdd.iec.ch/cdd/iec61987/iec61987.nsf/PropertiesAllVersions/0112-2---61987%23ABA297,https://cdd.iec.ch/cdd/iec61987/iec61987.nsf/PropertiesAllVersions/0112-2---61987%23ABN595,https://cdd.iec.ch/cdd/iec61987/iec61987.nsf/PropertiesAllVersions/0112-2---61987%23ABN596 | 0112-2---61987#ABD428,0112-2---61987#ABD427,0112-2---61987#ABN595,0112-2---61987#ABA954,0112-2---61987#ABB184,0112-2---61987#ABB232,0112-2---61987#ABB059,0112-2---61987#ABH079,0112-2---61987#ABB055,0112-2---61987#ABB027,0112-2---61987#ABB259,0112-2---61987#ABH077,0112-2---61987#ABD422,0112-2---61987#ABB035,0112-2---61987#ABD426,0112-2---61987#ABD429,0112-2---61987#ABB185,0112-2---61987#ABA110,0112-2---61987#ABH081,0112-2---61987#ABB433,0112-2---61987#ABH076,0112-2---61987#ABH080,0112-2---61987#ABB056,0112-2---61987#ABA111,0112-2---61987#ABF531,0112-2---61987#ABH082,0112-2---61987#ABB231,0112-2---61987#ABH078,0112-2---61987#ABA297,0112-2---61987#ABH446,0112-2---61987#ABA955,0112-2---61987#ABA918,0112-2---61987#ABA919,0112-2---61987#ABA598,0112-2---61987#ABF532,0112-2---61987#ABB233,0112-2---61987#ABN596
0112/2///61987#ABG380 | 001 | 01 | 0112/2///61987#ABG380#001 | Mechanical and electrical construction [microwave level switch] |  |  |  | properties characterizing the constructional details of the device and its parts |  |  | IEC 61987-1, 5.8 |  | ITEM_CLASS | [5 empty] | 0112/2///61987#ABE749 - Device LOP for microwave level switch |  |  |  | Standard |  | IEC 61987 | IEC | 2018-03-28 | 2014-12-17 | 2018-03-20 | 2018-03-20 |  | SC65E – IEC 61987 | C00018 | 001-01 (2018-03-28 07:26:09 by BATCH 00000762) standard | 0112/2///61987#ABV501 | https://cdd.iec.ch/CDD/IEC61987/iec61987.nsf/Classes/0112-2---61987%23ABG380 | https://cdd.iec.ch/cdd/iec61987/iec61987.nsf/PropertiesAllVersions/0112-2---61987%23ABD534,https://cdd.iec.ch/cdd/iec61987/iec61987.nsf/PropertiesAllVersions/0112-2---61987%23ABG985,https://cdd.iec.ch/cdd/iec61987/iec61987.nsf/PropertiesAllVersions/0112-2---61987%23ABB139,https://cdd.iec.ch/cdd/iec61987/iec61987.nsf/PropertiesAllVersions/0112-2---61987%23ABC862,https://cdd.iec.ch/cdd/iec61987/iec61987.nsf/PropertiesAllVersions/0112-2---61987%23ABC789 | 0112-2---61987#ABC789,0112-2---61987#ABD534,0112-2---61987#ABG985,0112-2---61987#ABB139,0112-2---61987#ABC862
0112/2///61987#ABG476 | 001 | 01 | 0112/2///61987#ABG476#001 | Normal process design conditions [5] |  |  |  | properties characterizing the normal range of process conditions for which a device shall be designed and operate within its specifications |  |  |  |  | ITEM_CLASS | [5 empty] | 0112/2///61987#ABG474 - Process design conditions [density] |  |  |  | Standard |  | IEC 61987 | IEC | 2018-03-28 | 2014-12-17 | 2018-03-20 | 2018-03-20 |  | SC65E – IEC 61987 | C00019 | 001-01 (2018-03-28 07:26:11 by BATCH 00000762) standard | 0112/2///61987#ABV501 | https://cdd.iec.ch/CDD/IEC61987/iec61987.nsf/Classes/0112-2---61987%23ABG476 | https://cdd.iec.ch/cdd/iec61987/iec61987.nsf/PropertiesAllVersions/0112-2---61987%23ABA954,https://cdd.iec.ch/cdd/iec61987/iec61987.nsf/PropertiesAllVersions/0112-2---61987%23ABB184,https://cdd.iec.ch/cdd/iec61987/iec61987.nsf/PropertiesAllVersions/0112-2---61987%23ABA955,https://cdd.iec.ch/cdd/iec61987/iec61987.nsf/PropertiesAllVersions/0112-2---61987%23ABB185,https://cdd.iec.ch/cdd/iec61987/iec61987.nsf/PropertiesAllVersions/0112-2---61987%23ABA918,https://cdd.iec.ch/cdd/iec61987/iec61987.nsf/PropertiesAllVersions/0112-2---61987%23ABA919,https://cdd.iec.ch/cdd/iec61987/iec61987.nsf/PropertiesAllVersions/0112-2---61987%23ABA598,https://cdd.iec.ch/cdd/iec61987/iec61987.nsf/PropertiesAllVersions/0112-2---61987%23ABB329,https://cdd.iec.ch/cdd/iec61987/iec61987.nsf/PropertiesAllVersions/0112-2---61987%23ABB330,https://cdd.iec.ch/cdd/iec61987/iec61987.nsf/PropertiesAllVersions/0112-2---61987%23ABB331,https://cdd.iec.ch/cdd/iec61987/iec61987.nsf/PropertiesAllVersions/0112-2---61987%23ABB055,https://cdd.iec.ch/cdd/iec61987/iec61987.nsf/PropertiesAllVersions/0112-2---61987%23ABB056,https://cdd.iec.ch/cdd/iec61987/iec61987.nsf/PropertiesAllVersions/0112-2---61987%23ABA110,https://cdd.iec.ch/cdd/iec61987/iec61987.nsf/PropertiesAllVersions/0112-2---61987%23ABA114,https://cdd.iec.ch/cdd/iec61987/iec61987.nsf/PropertiesAllVersions/0112-2---61987%23ABB231,https://cdd.iec.ch/cdd/iec61987/iec61987.nsf/PropertiesAllVersions/0112-2---61987%23ABB232,https://cdd.iec.ch/cdd/iec61987/iec61987.nsf/PropertiesAllVersions/0112-2---61987%23ABB433,https://cdd.iec.ch/cdd/iec61987/iec61987.nsf/PropertiesAllVersions/0112-2---61987%23ABB059,https://cdd.iec.ch/cdd/iec61987/iec61987.nsf/PropertiesAllVersions/0112-2---61987%23ABB434,https://cdd.iec.ch/cdd/iec61987/iec61987.nsf/PropertiesAllVersions/0112-2---61987%23ABB435,https://cdd.iec.ch/cdd/iec61987/iec61987.nsf/PropertiesAllVersions/0112-2---61987%23ABD426,https://cdd.iec.ch/cdd/iec61987/iec61987.nsf/PropertiesAllVersions/0112-2---61987%23ABD427,https://cdd.iec.ch/cdd/iec61987/iec61987.nsf/PropertiesAllVersions/0112-2---61987%23ABB332,https://cdd.iec.ch/cdd/iec61987/iec61987.nsf/PropertiesAllVersions/0112-2---61987%23ABA116,https://cdd.iec.ch/cdd/iec61987/iec61987.nsf/PropertiesAllVersions/0112-2---61987%23ABA297 | 0112-2---61987#ABA598,0112-2---61987#ABB329,0112-2---61987#ABD426,0112-2---61987#ABD427,0112-2---61987#ABB059,0112-2---61987#ABB434,0112-2---61987#ABA954,0112-2---61987#ABB184,0112-2---61987#ABA918,0112-2---61987#ABA919,0112-2---61987#ABB056,0112-2---61987#ABB232,0112-2---61987#ABB332,0112-2---61987#ABB331,0112-2---61987#ABA110,0112-2---61987#ABA114,0112-2---61987#ABB231,0112-2---61987#ABA116,0112-2---61987#ABA297,0112-2---61987#ABA955,0112-2---61987#ABB185,0112-2---61987#ABB330,0112-2---61987#ABB055,0112-2---61987#ABB433,0112-2---61987#ABB435
0112/2///61987#ABP004 | 001 | 01 | 0112/2///61987#ABP004#001 | Absolute performance for active power [I/O module] |  |  |  | properties characterizing the accuracy of an active power measurement of an I/O module, expressed in engineering units |  |  |  |  | ITEM_CLASS | [5 empty] | 0112/2///61987#ABP057 - Performance variable [input module] |  |  | false | Standard |  | IEC 61987 | IEC | 2023-01-23 | 2023-01-23 | 2023-01-23 | 2023-01-23 |  | IEC/SC 65E | C00128 | 001-01 (2023-01-23 14:53:33 by BATCH 00000807) standard | 0112/2///61987#ABV501 | https://cdd.iec.ch/CDD/IEC61987/iec61987.nsf/Classes/0112-2---61987%23ABP004 | https://cdd.iec.ch/cdd/iec61987/iec61987.nsf/PropertiesAllVersions/0112-2---61987%23ABP091,https://cdd.iec.ch/cdd/iec61987/iec61987.nsf/PropertiesAllVersions/0112-2---61987%23ABD535,https://cdd.iec.ch/cdd/iec61987/iec61987.nsf/PropertiesAllVersions/0112-2---61987%23ABP143,https://cdd.iec.ch/cdd/iec61987/iec61987.nsf/PropertiesAllVersions/0112-2---61987%23ABP108,https://cdd.iec.ch/cdd/iec61987/iec61987.nsf/PropertiesAllVersions/0112-2---61987%23ABP182,https://cdd.iec.ch/cdd/iec61987/iec61987.nsf/PropertiesAllVersions/0112-2---61987%23ABP157,https://cdd.iec.ch/cdd/iec61987/iec61987.nsf/PropertiesAllVersions/0112-2---61987%23ABB519,https://cdd.iec.ch/cdd/iec61987/iec61987.nsf/PropertiesAllVersions/0112-2---61987%23ABB774,https://cdd.iec.ch/cdd/iec61987/iec61987.nsf/PropertiesAllVersions/0112-2---61987%23ABP239,https://cdd.iec.ch/cdd/iec61987/iec61987.nsf/PropertiesAllVersions/0112-2---61987%23ABC840 | 0112-2---61987#ABP157,0112-2---61987#ABB774,0112-2---61987#ABP239,0112-2---61987#ABP091,0112-2---61987#ABD535,0112-2---61987#ABP143,0112-2---61987#ABP182,0112-2---61987#ABP108,0112-2---61987#ABB519,0112-2---61987#ABC840
0112/2///61987#ABC152 | 006 | 01 | 0112/2///61987#ABC152#006 | Calibration certificate |  |  |  | properties characterizing conditions that the device has been specially prepared to meet |  |  |  |  | ITEM_CLASS | [5 empty] | 0112/2///61987#ABC156 - Certificates and approvals0112/2///61987#ABD817 - Certificates and approvals [2]0112/2///61987#ABD818 - Certificates and approvals [3]0112/2///61987#ABE718 - Certificates and approvals [4] |  |  |  | Standard |  |  |  | 2018-03-28 | 2013-08-27 | 2018-03-20 | 2018-03-20 |  | SC65E – IEC 61987 | C00004 |  | 0112/2///61987#ABV501 | https://cdd.iec.ch/CDD/IEC61987/iec61987.nsf/Classes/0112-2---61987%23ABC152 | https://cdd.iec.ch/cdd/iec61987/iec61987.nsf/PropertiesAllVersions/0112-2---61987%23ABA284,https://cdd.iec.ch/cdd/iec61987/iec61987.nsf/PropertiesAllVersions/0112-2---61987%23ABB012,https://cdd.iec.ch/cdd/iec61987/iec61987.nsf/PropertiesAllVersions/0112-2---61987%23ABA287 | 0112-2---61987#ABB012,0112-2---61987#ABA287,0112-2---61987#ABA284
0112/2///61987#ABD397 | 001 | 02 | 0112/2///61987#ABD397#001 | Vibration test condition |  |  |  | properties characterizing a set of vibration test conditions |  |  |  |  | ITEM_CLASS | [5 empty] | 0112/2///61987#ABC315 - Limiting environmental conditions0112/2///61987#ABC316 - Limiting environmental design conditions0112/2///61987#ABC449 - Normal environmental conditions0112/2///61987#ABC450 - Normal environmental design conditions0112/2///61987#ABD509 - Normal environmental conditions [1]0112/2///61987#ABD827 - Limiting environmental conditions [2]0112/2///61987#ABD944 - Normal environmental conditions [2]0112/2///61987#ABD945 - Normal environmental design conditions [3]0112/2///61987#ABD946 - Normal environmental design conditions [2]0112/2///61987#ABE367 - Normal environmental conditions [4]0112/2///61987#ABE371 - Normal environmental conditions [3]0112/2///61987#ABE588 - Normal environmental conditions [5]0112/2///61987#ABE589 - Limiting environmental conditions [3] |  |  |  | Standard |  |  |  | 2018-03-28 | 2013-09-27 | 2014-03-13 | 2014-06-18 |  | SC65E – IEC 61987 | C00014 |  | 0112/2///61987#ABV501 | https://cdd.iec.ch/CDD/IEC61987/iec61987.nsf/Classes/0112-2---61987%23ABD397 | https://cdd.iec.ch/cdd/iec61987/iec61987.nsf/PropertiesAllVersions/0112-2---61987%23ABD399,https://cdd.iec.ch/cdd/iec61987/iec61987.nsf/PropertiesAllVersions/0112-2---61987%23ABD400,https://cdd.iec.ch/cdd/iec61987/iec61987.nsf/PropertiesAllVersions/0112-2---61987%23ABD401,https://cdd.iec.ch/cdd/iec61987/iec61987.nsf/PropertiesAllVersions/0112-2---61987%23ABD402,https://cdd.iec.ch/cdd/iec61987/iec61987.nsf/PropertiesAllVersions/0112-2---61987%23ABD403,https://cdd.iec.ch/cdd/iec61987/iec61987.nsf/PropertiesAllVersions/0112-2---61987%23ABD404 | 0112-2---61987#ABD399,0112-2---61987#ABD400,0112-2---61987#ABD401,0112-2---61987#ABD402,0112-2---61987#ABD403,0112-2---61987#ABD404
0112/2///61987#ABC313 | 001 | 02 | 0112/2///61987#ABC313#001 | LED indicator |  |  |  | properties characterizing the LED indicators provided by a device |  |  |  |  | ITEM_CLASS | [5 empty] | 0112/2///61987#ABC682 - Visual controls |  |  |  | Standard |  |  |  | 2018-03-28 | 2013-08-27 | 2013-08-27 | 2014-06-18 |  | SC65E – IEC 61987 | C00004 |  | 0112/2///61987#ABV501 | https://cdd.iec.ch/CDD/IEC61987/iec61987.nsf/Classes/0112-2---61987%23ABC313 | https://cdd.iec.ch/cdd/iec61987/iec61987.nsf/PropertiesAllVersions/0112-2---61987%23ABA544,https://cdd.iec.ch/cdd/iec61987/iec61987.nsf/PropertiesAllVersions/0112-2---61987%23ABA545,https://cdd.iec.ch/cdd/iec61987/iec61987.nsf/PropertiesAllVersions/0112-2---61987%23ABA546,https://cdd.iec.ch/cdd/iec61987/iec61987.nsf/PropertiesAllVersions/0112-2---61987%23ABA547,https://cdd.iec.ch/cdd/iec61987/iec61987.nsf/PropertiesAllVersions/0112-2---61987%23ABA548,https://cdd.iec.ch/cdd/iec61987/iec61987.nsf/PropertiesAllVersions/0112-2---61987%23ABC901 | 0112-2---61987#ABC901,0112-2---61987#ABA544,0112-2---61987#ABA545,0112-2---61987#ABA546,0112-2---61987#ABA547,0112-2---61987#ABA548
0112/2///61987#ABC084 | 001 | 02 | 0112/2///61987#ABC084#001 | Analog current input [2] |  |  |  | properties characterizing an auxiliary analog current input |  | 2 ABC084.2 |  |  | ITEM_CLASS | [5 empty] | 0112/2///61987#ABC658 - Type of auxiliary input [8]0112/2///61987#ABC056 - Type of auxiliary input [5]0112/2///61987#ABC656 - Type of auxiliary input [6]0112/2///61987#ABC054 - Type of auxiliary input [3]0112/2///61987#ABC055 - Type of auxiliary input [4]0112/2///61987#ABC657 - Type of auxiliary input [7] |  |  |  | Standard |  |  |  | 2018-03-28 | 2013-08-27 | 2013-08-27 | 2014-06-18 |  | SC65E – IEC 61987 | C00004 |  | 0112/2///61987#ABV501 | https://cdd.iec.ch/CDD/IEC61987/iec61987.nsf/Classes/0112-2---61987%23ABC084 | https://cdd.iec.ch/cdd/iec61987/iec61987.nsf/PropertiesAllVersions/0112-2---61987%23ABU210,https://cdd.iec.ch/cdd/iec61987/iec61987.nsf/PropertiesAllVersions/0112-2---61987%23ABC930,https://cdd.iec.ch/cdd/iec61987/iec61987.nsf/PropertiesAllVersions/0112-2---61987%23ABC715 | 0112-2---61987#ABC715,0112-2---61987#ABU210,0112-2---61987#ABC930
0112/2///61987#ABC144 | 007 | 01 | 0112/2///61987#ABC144#007 | Binary relay output |  |  |  | properties characterizing a binary relay contact output |  |  |  |  | ITEM_CLASS | [5 empty] | 0112/2///61987#ABC665 - Type of output [2]0112/2///61987#ABC666 - Type of output [3]0112/2///61987#ABC667 - Type of output [4]0112/2///61987#ABC668 - Type of output [5]0112/2///61987#ABC669 - Type of output [6]0112/2///61987#ABC670 - Type of output [7]0112/2///61987#ABP052 - Output [I/O module]0112/2///61987#ABE042 - Type of output [8]0112/2///61987#ABE573 - Type of output [9]0112/2///61987#ABE579 - Type of output [11]0112/2///61987#ABG153 - Type of output [23]0112/2///61987#ABG142 - Type of output [12]0112/2///61987#ABG143 - Type of output [13]0112/2///61987#ABG144 - Type of output [14]0112/2///61987#ABG145 - Type of output [15]0112/2///61987#ABG146 - Type of output [16]0112/2///61987#ABG147 - Type of output [17]0112/2///61987#ABG154 - Type of output [24]0112/2///61987#ABG155 - Type of output [25]0112/2///61987#ABG156 - Type of output [26]0112/2///61987#ABG148 - Type of output [18]0112/2///61987#ABG149 - Type of output [19]0112/2///61987#ABG150 - Type of output [20] |  |  | false | Standard |  | IEC 61987 | IEC | 2023-01-23 | 2017-12-07 | 2023-01-23 | 2023-01-23 |  | IEC/SC 65E | C00128 |  | 0112/2///61987#ABV501 | https://cdd.iec.ch/CDD/IEC61987/iec61987.nsf/Classes/0112-2---61987%23ABC144 | https://cdd.iec.ch/cdd/iec61987/iec61987.nsf/PropertiesAllVersions/0112-2---61987%23ABB513,https://cdd.iec.ch/cdd/iec61987/iec61987.nsf/PropertiesAllVersions/0112-2---61987%23ABA412,https://cdd.iec.ch/cdd/iec61987/iec61987.nsf/PropertiesAllVersions/0112-2---61987%23ABD220,https://cdd.iec.ch/cdd/iec61987/iec61987.nsf/PropertiesAllVersions/0112-2---61987%23ABA454,https://cdd.iec.ch/cdd/iec61987/iec61987.nsf/PropertiesAllVersions/0112-2---61987%23ABB152,https://cdd.iec.ch/cdd/iec61987/iec61987.nsf/PropertiesAllVersions/0112-2---61987%23ABC853,https://cdd.iec.ch/cdd/iec61987/iec61987.nsf/PropertiesAllVersions/0112-2---61987%23ABP079,https://cdd.iec.ch/cdd/iec61987/iec61987.nsf/PropertiesAllVersions/0112-2---61987%23ABP281,https://cdd.iec.ch/cdd/iec61987/iec61987.nsf/PropertiesAllVersions/0112-2---61987%23ABP081,https://cdd.iec.ch/cdd/iec61987/iec61987.nsf/PropertiesAllVersions/0112-2---61987%23ABP282,https://cdd.iec.ch/cdd/iec61987/iec61987.nsf/PropertiesAllVersions/0112-2---61987%23ABH369,https://cdd.iec.ch/cdd/iec61987/iec61987.nsf/PropertiesAllVersions/0112-2---61987%23ABA457,https://cdd.iec.ch/cdd/iec61987/iec61987.nsf/PropertiesAllVersions/0112-2---61987%23ABP142,https://cdd.iec.ch/cdd/iec61987/iec61987.nsf/PropertiesAllVersions/0112-2---61987%23ABP141,https://cdd.iec.ch/cdd/iec61987/iec61987.nsf/PropertiesAllVersions/0112-2---61987%23ABA629,https://cdd.iec.ch/cdd/iec61987/iec61987.nsf/PropertiesAllVersions/0112-2---61987%23ABA608,https://cdd.iec.ch/cdd/iec61987/iec61987.nsf/PropertiesAllVersions/0112-2---61987%23ABA458,https://cdd.iec.ch/cdd/iec61987/iec61987.nsf/PropertiesAllVersions/0112-2---61987%23ABA387,https://cdd.iec.ch/cdd/iec61987/iec61987.nsf/PropertiesAllVersions/0112-2---61987%23ABC891,https://cdd.iec.ch/cdd/iec61987/iec61987.nsf/PropertiesAllVersions/0112-2---61987%23ABA390,https://cdd.iec.ch/cdd/iec61987/iec61987.nsf/PropertiesAllVersions/0112-2---61987%23ABC865,https://cdd.iec.ch/cdd/iec61987/iec61987.nsf/PropertiesAllVersions/0112-2---61987%23ABI463,https://cdd.iec.ch/cdd/iec61987/iec61987.nsf/PropertiesAllVersions/0112-2---61987%23ABB103,https://cdd.iec.ch/cdd/iec61987/iec61987.nsf/PropertiesAllVersions/0112-2---61987%23ABC850,https://cdd.iec.ch/cdd/iec61987/iec61987.nsf/PropertiesAllVersions/0112-2---61987%23ABA401,https://cdd.iec.ch/cdd/iec61987/iec61987.nsf/PropertiesAllVersions/0112-2---61987%23ABC778 | 0112-2---61987#ABP282,0112-2---61987#ABH369,0112-2---61987#ABA457,0112-2---61987#ABP141,0112-2---61987#ABA629,0112-2---61987#ABA458,0112-2---61987#ABC891,0112-2---61987#ABC853,0112-2---61987#ABC850,0112-2---61987#ABA454,0112-2---61987#ABP281,0112-2---61987#ABP142,0112-2---61987#ABC865,0112-2---61987#ABB103,0112-2---61987#ABC778,0112-2---61987#ABA412,0112-2---61987#ABD220,0112-2---61987#ABP079,0112-2---61987#ABP081,0112-2---61987#ABA608,0112-2---61987#ABA387,0112-2---61987#ABA390,0112-2---61987#ABB513,0112-2---61987#ABI463,0112-2---61987#ABA401,0112-2---61987#ABB152
0112/2///61987#ABC659 | 002 | 01 | 0112/2///61987#ABC659#002 | Type of auxiliary input [9] |  |  |  | administration block for polymorphism acting as proxy for the selected auxiliary input type |  | 2 ABC659.2 |  |  | ITEM_CLASS | [5 empty] | 0112/2///61987#ABC134 - Auxiliary input [9] |  |  |  | Standard |  |  |  | 2018-03-28 | 2013-08-27 | 2016-05-24 | 2016-05-24 |  | SC65E – IEC 61987 | C00004 |  | 0112/2///61987#ABV501 | https://cdd.iec.ch/CDD/IEC61987/iec61987.nsf/Classes/0112-2---61987%23ABC659 | https://cdd.iec.ch/cdd/iec61987/iec61987.nsf/PropertiesAllVersions/0112-2---61987%23ABU390,https://cdd.iec.ch/cdd/iec61987/iec61987.nsf/PropertiesAllVersions/0112-2---61987%23ABU407,https://cdd.iec.ch/cdd/iec61987/iec61987.nsf/PropertiesAllVersions/0112-2---61987%23ABU408 | 0112-2---61987#ABU390,0112-2---61987#ABU407,0112-2---61987#ABU408
0112/2///61987#ABG011 | 001 | 01 | 0112/2///61987#ABG011#001 | Type of measured variable [39] |  |  |  | administration block for polymorphism acting as proxy for the selected measured variable type |  | Polymorphic element: ABG011, Id: 3 |  |  | ITEM_CLASS | [5 empty] | 0112/2///61987#ABF975 - Measured variable [39] |  |  |  | Standard |  | IEC 61987 | IEC | 2018-03-28 | 2014-12-17 | 2018-03-20 | 2018-03-20 |  | SC65E – IEC 61987 | C00017 | 001-01 (2018-03-28 07:26:07 by BATCH 00000762) standard | 0112/2///61987#ABV501 | https://cdd.iec.ch/CDD/IEC61987/iec61987.nsf/Classes/0112-2---61987%23ABG011 | https://cdd.iec.ch/cdd/iec61987/iec61987.nsf/PropertiesAllVersions/0112-2---61987%23ABU653,https://cdd.iec.ch/cdd/iec61987/iec61987.nsf/PropertiesAllVersions/0112-2---61987%23ABU666,https://cdd.iec.ch/cdd/iec61987/iec61987.nsf/PropertiesAllVersions/0112-2---61987%23ABU667,https://cdd.iec.ch/cdd/iec61987/iec61987.nsf/PropertiesAllVersions/0112-2---61987%23ABU668,https://cdd.iec.ch/cdd/iec61987/iec61987.nsf/PropertiesAllVersions/0112-2---61987%23ABU669,https://cdd.iec.ch/cdd/iec61987/iec61987.nsf/PropertiesAllVersions/0112-2---61987%23ABU670,https://cdd.iec.ch/cdd/iec61987/iec61987.nsf/PropertiesAllVersions/0112-2---61987%23ABU671,https://cdd.iec.ch/cdd/iec61987/iec61987.nsf/PropertiesAllVersions/0112-2---61987%23ABU672 | 0112-2---61987#ABU668,0112-2---61987#ABU669,0112-2---61987#ABU670,0112-2---61987#ABU671,0112-2---61987#ABU672,0112-2---61987#ABU653,0112-2---61987#ABU666,0112-2---61987#ABU667
0112/2///61987#ABC482 | 002 | 01 | 0112/2///61987#ABC482#002 | Output [7] |  |  |  | properties characterizing the outputs provided by the device, the variables assigned to them and their electrical properties |  |  | from IEC 61987-1, 5.5 |  | ITEM_CLASS | [5 empty] | 0112/2///61987#ABA032 - Device LOP for absolute/gauge pressure gauge0112/2///61987#ABA034 - Device LOP for differential pressure gauge |  |  |  | Standard |  |  |  | 2018-03-28 | 2013-08-27 | 2016-05-24 | 2016-05-24 |  | SC65E – IEC 61987 | C00004 |  | 0112/2///61987#ABV501 | https://cdd.iec.ch/CDD/IEC61987/iec61987.nsf/Classes/0112-2---61987%23ABC482 | https://cdd.iec.ch/cdd/iec61987/iec61987.nsf/PropertiesAllVersions/0112-2---61987%23ABB271,https://cdd.iec.ch/cdd/iec61987/iec61987.nsf/PropertiesAllVersions/0112-2---61987%23ABA577,https://cdd.iec.ch/cdd/iec61987/iec61987.nsf/PropertiesAllVersions/0112-2---61987%23ABA607,https://cdd.iec.ch/cdd/iec61987/iec61987.nsf/PropertiesAllVersions/0112-2---61987%23ABA342,https://cdd.iec.ch/cdd/iec61987/iec61987.nsf/PropertiesAllVersions/0112-2---61987%23ABU422 | 0112-2---61987#ABA342,0112-2---61987#ABU422,0112-2---61987#ABB271,0112-2---61987#ABA577,0112-2---61987#ABA607
0112/2///61987#ABE603 | 001 | 01 | 0112/2///61987#ABE603#001 | Mechanical and electrical construction [solenoid valve] |  |  |  | properties characterizing the constructional details of the device and its parts |  |  |  |  | ITEM_CLASS | [5 empty] | 0112/2///61987#ABE631 - Device LOP for solenoid valve |  |  |  | Standard |  | IEC 61987 | IEC | 2018-03-28 | 2014-07-25 | 2018-03-20 | 2018-03-20 |  | SC65E – IEC 61987 | C00016 | 001-01 (2018-03-28 07:26:03 by BATCH 00000762) standard | 0112/2///61987#ABV501 | https://cdd.iec.ch/CDD/IEC61987/iec61987.nsf/Classes/0112-2---61987%23ABE603 | https://cdd.iec.ch/cdd/iec61987/iec61987.nsf/PropertiesAllVersions/0112-2---61987%23ABD534,https://cdd.iec.ch/cdd/iec61987/iec61987.nsf/PropertiesAllVersions/0112-2---61987%23ABE533,https://cdd.iec.ch/cdd/iec61987/iec61987.nsf/PropertiesAllVersions/0112-2---61987%23ABB139,https://cdd.iec.ch/cdd/iec61987/iec61987.nsf/PropertiesAllVersions/0112-2---61987%23ABC862,https://cdd.iec.ch/cdd/iec61987/iec61987.nsf/PropertiesAllVersions/0112-2---61987%23ABC790 | 0112-2---61987#ABE533,0112-2---61987#ABB139,0112-2---61987#ABC862,0112-2---61987#ABC790,0112-2---61987#ABD534
0112/2///61987#ABG186 | 001 | 01 | 0112/2///61987#ABG186#001 | Analog voltage output [13] |  |  |  | properties characterizing an analog voltage output |  | Polymorphic element: ABG186, Id: 2 |  |  | ITEM_CLASS | [5 empty] | 0112/2///61987#ABG148 - Type of output [18] |  |  |  | Standard |  | IEC 61987 | IEC | 2018-03-28 | 2014-12-17 | 2016-05-24 | 2016-05-24 |  | SC65E – IEC 61987 | C00019 | 001-01 (2018-03-28 07:26:08 by BATCH 00000762) standard | 0112/2///61987#ABV501 | https://cdd.iec.ch/CDD/IEC61987/iec61987.nsf/Classes/0112-2---61987%23ABG186 | https://cdd.iec.ch/cdd/iec61987/iec61987.nsf/PropertiesAllVersions/0112-2---61987%23ABG653,https://cdd.iec.ch/cdd/iec61987/iec61987.nsf/PropertiesAllVersions/0112-2---61987%23ABC729 | 0112-2---61987#ABG653,0112-2---61987#ABC729
0112/2///61987#ABV035 | 001 | 01 | 0112/2///61987#ABV035#001 | Input [37] |  |  |  | properties characterizing a measured variable, the size of which is to be acquired and indicated by the measurement as well as any auxiliary signal inputs |  | Id specified in IEC61987: ABF925 | from IEC 61987-1, 5.4 |  | ITEM_CLASS | [5 empty] | 0112/2///61987#ABE741 - Device LOP for plumb bob level transmitter |  |  |  | Standard |  | IEC 61987 | IEC | 2018-03-28 | 2014-12-17 | 2018-03-20 | 2018-03-20 |  | SC65E – IEC 61987 | C00018 | 001-01 (2018-03-28 07:26:13 by BATCH 00000762) standard | 0112/2///61987#ABV501 | https://cdd.iec.ch/CDD/IEC61987/iec61987.nsf/Classes/0112-2---61987%23ABV035 | https://cdd.iec.ch/cdd/iec61987/iec61987.nsf/PropertiesAllVersions/0112-2---61987%23ABB065,https://cdd.iec.ch/cdd/iec61987/iec61987.nsf/PropertiesAllVersions/0112-2---61987%23ABG505,https://cdd.iec.ch/cdd/iec61987/iec61987.nsf/PropertiesAllVersions/0112-2---61987%23ABA340,https://cdd.iec.ch/cdd/iec61987/iec61987.nsf/PropertiesAllVersions/0112-2---61987%23ABG611 | 0112-2---61987#ABA340,0112-2---61987#ABG611,0112-2---61987#ABB065,0112-2---61987#ABG505
0112/2///61987#ABD379 | 001 | 01 | 0112/2///61987#ABD379#001 | Reversing amplifier |  |  |  | actuator/valve accessory that operates a double-acting pneumatic actuator using a single-acting pneumatic or electro-pneumatic positioner or position switch |  |  |  |  | ITEM_CLASS |  |  |  |  | 0112/2///61987#ABU514 - reference to Operating LOP for valve/actuator accessories |  |  |  |  | Standard |  |  |  | 2018-03-28 | 2013-09-02 | 2016-05-02 | 2016-05-02 |  | SC65E – IEC 61987 | C00009 | 001-01 (2018-03-28 07:25:59 by BATCH 00000762) standard | 0112/2///61987#ABD366 | https://cdd.iec.ch/CDD/IEC61987/iec61987.nsf/Classes/0112-2---61987%23ABD379 |  | 0112-2---61987#ABU514
0112/2///61987#ABE580 | 001 | 01 | 0112/2///61987#ABE580#001 | Pneumatic/hydraulic output for I/P converter |  |  |  | properties characterizing a pneumatic or hydraulic output of the I/P converter |  | p1 ABE580.p1 |  |  | ITEM_CLASS | [5 empty] | 0112/2///61987#ABE579 - Type of output [11] |  |  |  | Standard |  | IEC 61987 | IEC | 2018-03-28 | 2014-07-25 | 2016-05-02 | 2016-05-02 |  | SC65E – IEC 61987 | C00016 | 001-01 (2018-03-28 07:26:03 by BATCH 00000762) standard | 0112/2///61987#ABV501 | https://cdd.iec.ch/CDD/IEC61987/iec61987.nsf/Classes/0112-2---61987%23ABE580 | https://cdd.iec.ch/cdd/iec61987/iec61987.nsf/PropertiesAllVersions/0112-2---61987%23ABE499 | 0112-2---61987#ABE499
0112/2///61987#ABC139 | 001 | 02 | 0112/2///61987#ABC139#001 | Baud rate setting |  |  |  | properties characterizing baud rates supported by the device |  |  |  |  | ITEM_CLASS | [5 empty] | 0112/2///61987#ABC511 - Physical layer |  |  |  | Standard |  |  |  | 2018-03-28 | 2013-08-27 | 2013-08-27 | 2014-06-18 |  | SC65E – IEC 61987 | C00004 |  | 0112/2///61987#ABV501 | https://cdd.iec.ch/CDD/IEC61987/iec61987.nsf/Classes/0112-2---61987%23ABC139 | https://cdd.iec.ch/cdd/iec61987/iec61987.nsf/PropertiesAllVersions/0112-2---61987%23ABA060 | 0112-2---61987#ABA060
0112/2///61987#ABC270 | 001 | 02 | 0112/2///61987#ABC270#001 | Impulse line |  |  |  | properties characterizing the piping used to connect pressure signals to a pressure transmitter |  |  |  |  | ITEM_CLASS | [5 empty] | 0112/2///61987#ABC645 - Structural design of the primary element of a differential pressure flow transmitter |  |  |  | Standard |  |  |  | 2018-03-28 | 2013-08-27 | 2013-08-27 | 2014-06-18 |  | SC65E – IEC 61987 | C00004 |  | 0112/2///61987#ABV501 | https://cdd.iec.ch/CDD/IEC61987/iec61987.nsf/Classes/0112-2---61987%23ABC270 | https://cdd.iec.ch/cdd/iec61987/iec61987.nsf/PropertiesAllVersions/0112-2---61987%23ABA576,https://cdd.iec.ch/cdd/iec61987/iec61987.nsf/PropertiesAllVersions/0112-2---61987%23ABA591,https://cdd.iec.ch/cdd/iec61987/iec61987.nsf/PropertiesAllVersions/0112-2---61987%23ABB340,https://cdd.iec.ch/cdd/iec61987/iec61987.nsf/PropertiesAllVersions/0112-2---61987%23ABB341,https://cdd.iec.ch/cdd/iec61987/iec61987.nsf/PropertiesAllVersions/0112-2---61987%23ABB918,https://cdd.iec.ch/cdd/iec61987/iec61987.nsf/PropertiesAllVersions/0112-2---61987%23ABA910,https://cdd.iec.ch/cdd/iec61987/iec61987.nsf/PropertiesAllVersions/0112-2---61987%23ABA554,https://cdd.iec.ch/cdd/iec61987/iec61987.nsf/PropertiesAllVersions/0112-2---61987%23ABB343,https://cdd.iec.ch/cdd/iec61987/iec61987.nsf/PropertiesAllVersions/0112-2---61987%23ABA145,https://cdd.iec.ch/cdd/iec61987/iec61987.nsf/PropertiesAllVersions/0112-2---61987%23ABC983,https://cdd.iec.ch/cdd/iec61987/iec61987.nsf/PropertiesAllVersions/0112-2---61987%23ABA958,https://cdd.iec.ch/cdd/iec61987/iec61987.nsf/PropertiesAllVersions/0112-2---61987%23ABB347,https://cdd.iec.ch/cdd/iec61987/iec61987.nsf/PropertiesAllVersions/0112-2---61987%23ABA959,https://cdd.iec.ch/cdd/iec61987/iec61987.nsf/PropertiesAllVersions/0112-2---61987%23ABB919,https://cdd.iec.ch/cdd/iec61987/iec61987.nsf/PropertiesAllVersions/0112-2---61987%23ABB102,https://cdd.iec.ch/cdd/iec61987/iec61987.nsf/PropertiesAllVersions/0112-2---61987%23ABC855,https://cdd.iec.ch/cdd/iec61987/iec61987.nsf/PropertiesAllVersions/0112-2---61987%23ABD284 | 0112-2---61987#ABA591,0112-2---61987#ABB340,0112-2---61987#ABB341,0112-2---61987#ABA958,0112-2---61987#ABD284,0112-2---61987#ABA576,0112-2---61987#ABA554,0112-2---61987#ABB347,0112-2---61987#ABB918,0112-2---61987#ABA910,0112-2---61987#ABB343,0112-2---61987#ABA145,0112-2---61987#ABC983,0112-2---61987#ABA959,0112-2---61987#ABB919,0112-2---61987#ABB102,0112-2---61987#ABC855
0112/2///61987#ABC315 | 006 | 01 | 0112/2///61987#ABC315#006 | Limiting environmental conditions |  |  |  | properties characterizing the extreme values which an influence quantity can assume without damaging the device |  |  |  |  | ITEM_CLASS | [5 empty] | 0112/2///61987#ABC229 - Environmental design ratings0112/2///61987#ABD511 - Environmental design ratings [1]0112/2///61987#ABE369 - Environmental design ratings [4]0112/2///61987#ABG357 - Environmental design ratings [6]0112/2///61987#ABG357 - Environmental design ratings [7] |  |  | false | Standard |  | IEC 61987 | IEC | 2022-12-09 | 2017-12-07 | 2022-12-09 | 2022-12-09 |  | IEC/SC 65E | C00112 |  | 0112/2///61987#ABV501 | https://cdd.iec.ch/CDD/IEC61987/iec61987.nsf/Classes/0112-2---61987%23ABC315 | https://cdd.iec.ch/cdd/iec61987/iec61987.nsf/PropertiesAllVersions/0112-2---61987%23ABA923,https://cdd.iec.ch/cdd/iec61987/iec61987.nsf/PropertiesAllVersions/0112-2---61987%23ABA922,https://cdd.iec.ch/cdd/iec61987/iec61987.nsf/PropertiesAllVersions/0112-2---61987%23ABA101,https://cdd.iec.ch/cdd/iec61987/iec61987.nsf/PropertiesAllVersions/0112-2---61987%23ABA924,https://cdd.iec.ch/cdd/iec61987/iec61987.nsf/PropertiesAllVersions/0112-2---61987%23ABA925,https://cdd.iec.ch/cdd/iec61987/iec61987.nsf/PropertiesAllVersions/0112-2---61987%23ABA103,https://cdd.iec.ch/cdd/iec61987/iec61987.nsf/PropertiesAllVersions/0112-2---61987%23ABB325,https://cdd.iec.ch/cdd/iec61987/iec61987.nsf/PropertiesAllVersions/0112-2---61987%23ABA106,https://cdd.iec.ch/cdd/iec61987/iec61987.nsf/PropertiesAllVersions/0112-2---61987%23ABA107,https://cdd.iec.ch/cdd/iec61987/iec61987.nsf/PropertiesAllVersions/0112-2---61987%23ABD396,https://cdd.iec.ch/cdd/iec61987/iec61987.nsf/PropertiesAllVersions/0112-2---61987%23ABD398,https://cdd.iec.ch/cdd/iec61987/iec61987.nsf/PropertiesAllVersions/0112-2---61987%23ABA572,https://cdd.iec.ch/cdd/iec61987/iec61987.nsf/PropertiesAllVersions/0112-2---61987%23ABA108,https://cdd.iec.ch/cdd/iec61987/iec61987.nsf/PropertiesAllVersions/0112-2---61987%23ABA963,https://cdd.iec.ch/cdd/iec61987/iec61987.nsf/PropertiesAllVersions/0112-2---61987%23ABA109 | 0112-2---61987#ABA924,0112-2---61987#ABA103,0112-2---61987#ABA106,0112-2---61987#ABA107,0112-2---61987#ABA963,0112-2---61987#ABA109,0112-2---61987#ABB325,0112-2---61987#ABA572,0112-2---61987#ABA108,0112-2---61987#ABA923,0112-2---61987#ABA101,0112-2---61987#ABA922,0112-2---61987#ABA925,0112-2---61987#ABD396,0112-2---61987#ABD398
0112/2///61987#ABC448 | 004 | 01 | 0112/2///61987#ABC448#004 | Nonincendive field-wiring parameters |  |  |  | properties characterizing the configuration for nonincendive explosion protection |  |  |  |  | ITEM_CLASS | [5 empty] | 0112/2///61987#ABC215 - Electrical line power supply0112/2///61987#ABC216 - Electrical loop power supply0112/2///61987#ABC219 - Electrical power output circuit0112/2///61987#ABI462 - Explosion protection parameters for nonincendive installation |  |  |  | Standard |  |  |  | 2018-03-28 | 2013-08-27 | 2018-03-20 | 2018-03-20 |  | SC65E – IEC 61987 | C00004 |  | 0112/2///61987#ABV501 | https://cdd.iec.ch/CDD/IEC61987/iec61987.nsf/Classes/0112-2---61987%23ABC448 | https://cdd.iec.ch/cdd/iec61987/iec61987.nsf/PropertiesAllVersions/0112-2---61987%23ABC847,https://cdd.iec.ch/cdd/iec61987/iec61987.nsf/PropertiesAllVersions/0112-2---61987%23ABC780 | 0112-2---61987#ABC847,0112-2---61987#ABC780
0112/2///61987#ABH657 | 001 | 01 | 0112/2///61987#ABH657#001 | Output values of level |  |  |  | properties characterizing the readings of level output signals |  |  |  |  | ITEM_CLASS | [5 empty] | 0112/2///61987#ABH639 - Calibration point of level |  |  |  | Standard |  |  |  | 2019-03-08 | 2017-12-07 | 2019-03-08 | 2019-03-08 |  | SC65E – IEC 61987 | C00018 | 001-01 (2019-03-08 15:35:12 by BATCH 00000766) standard | 0112/2///61987#ABV501 | https://cdd.iec.ch/CDD/IEC61987/iec61987.nsf/Classes/0112-2---61987%23ABH657 | https://cdd.iec.ch/cdd/iec61987/iec61987.nsf/PropertiesAllVersions/0112-2---61987%23ABH566,https://cdd.iec.ch/cdd/iec61987/iec61987.nsf/PropertiesAllVersions/0112-2---61987%23ABH567,https://cdd.iec.ch/cdd/iec61987/iec61987.nsf/PropertiesAllVersions/0112-2---61987%23ABH568,https://cdd.iec.ch/cdd/iec61987/iec61987.nsf/PropertiesAllVersions/0112-2---61987%23ABH688,https://cdd.iec.ch/cdd/iec61987/iec61987.nsf/PropertiesAllVersions/0112-2---61987%23ABH585,https://cdd.iec.ch/cdd/iec61987/iec61987.nsf/PropertiesAllVersions/0112-2---61987%23ABH586 | 0112-2---61987#ABH566,0112-2---61987#ABH567,0112-2---61987#ABH568,0112-2---61987#ABH688,0112-2---61987#ABH585,0112-2---61987#ABH586
0112/2///61987#ABA679 | 002 | 01 | 0112/2///61987#ABA679#002 | Positive displacement totalizer |  |  |  | volume gauge that divides a fluid into fixed, metered volumes and counts these to measure and indicate the total volume of a fluid that has flowed |  |  |  |  | ITEM_CLASS | [9 empty] | Standard |  |  |  | 2018-03-28 | 2013-08-27 | 2016-05-24 | 2016-05-24 |  | SC65E – IEC 61987 | C00004 |  | 0112/2///61987#ABA678 | https://cdd.iec.ch/CDD/IEC61987/iec61987.nsf/Classes/0112-2---61987%23ABA679
0112/2///61987#ABC509 | 001 | 02 | 0112/2///61987#ABC509#001 | Phase [pressure] |  |  |  | properties characterizing a phase of a substance | Note 1: Phases are certain states of the substance characterized by the relative mobility of the molecules resulting in solid, liquid, or gas phase Note 2: Aqueous and non-aqueous phases | 1 ABC509.1 |  |  | ITEM_CLASS | [5 empty] | 0112/2///61987#ABC536 - Process case variables [pressure] |  |  |  | Standard |  |  |  | 2018-03-28 | 2013-09-27 | 2013-09-27 | 2014-06-18 |  | SC65E – IEC 61987 | C00004 |  | 0112/2///61987#ABV501 | https://cdd.iec.ch/CDD/IEC61987/iec61987.nsf/Classes/0112-2---61987%23ABC509 | https://cdd.iec.ch/cdd/iec61987/iec61987.nsf/PropertiesAllVersions/0112-2---61987%23ABU136,https://cdd.iec.ch/cdd/iec61987/iec61987.nsf/PropertiesAllVersions/0112-2---61987%23ABU138,https://cdd.iec.ch/cdd/iec61987/iec61987.nsf/PropertiesAllVersions/0112-2---61987%23ABU139,https://cdd.iec.ch/cdd/iec61987/iec61987.nsf/PropertiesAllVersions/0112-2---61987%23ABU140 | 0112-2---61987#ABU136,0112-2---61987#ABU138,0112-2---61987#ABU139,0112-2---61987#ABU140
0112/2///61987#ABD804 | 003 | 01 | 0112/2///61987#ABD804#003 | Approval for use in special applications [2] |  |  |  | properties characterizing certificates and approvals pertaining to usage in specific applications |  |  |  |  | ITEM_CLASS | [5 empty] | 0112/2///61987#ABD817 - Certificates and approvals [2]0112/2///61987#ABD818 - Certificates and approvals [3] |  |  |  | Standard |  |  |  | 2018-03-28 | 2013-09-02 | 2018-03-20 | 2018-03-20 |  | SC65E – IEC 61987 | C00009 |  | 0112/2///61987#ABV501 | https://cdd.iec.ch/CDD/IEC61987/iec61987.nsf/Classes/0112-2---61987%23ABD804 | https://cdd.iec.ch/cdd/iec61987/iec61987.nsf/PropertiesAllVersions/0112-2---61987%23ABA232,https://cdd.iec.ch/cdd/iec61987/iec61987.nsf/PropertiesAllVersions/0112-2---61987%23ABD151,https://cdd.iec.ch/cdd/iec61987/iec61987.nsf/PropertiesAllVersions/0112-2---61987%23ABA235,https://cdd.iec.ch/cdd/iec61987/iec61987.nsf/PropertiesAllVersions/0112-2---61987%23ABD213,https://cdd.iec.ch/cdd/iec61987/iec61987.nsf/PropertiesAllVersions/0112-2---61987%23ABA237,https://cdd.iec.ch/cdd/iec61987/iec61987.nsf/PropertiesAllVersions/0112-2---61987%23ABC966,https://cdd.iec.ch/cdd/iec61987/iec61987.nsf/PropertiesAllVersions/0112-2---61987%23ABA244,https://cdd.iec.ch/cdd/iec61987/iec61987.nsf/PropertiesAllVersions/0112-2---61987%23ABC860,https://cdd.iec.ch/cdd/iec61987/iec61987.nsf/PropertiesAllVersions/0112-2---61987%23ABA250,https://cdd.iec.ch/cdd/iec61987/iec61987.nsf/PropertiesAllVersions/0112-2---61987%23ABC958,https://cdd.iec.ch/cdd/iec61987/iec61987.nsf/PropertiesAllVersions/0112-2---61987%23ABC788,https://cdd.iec.ch/cdd/iec61987/iec61987.nsf/PropertiesAllVersions/0112-2---61987%23ABD225 | 0112-2---61987#ABA244,0112-2---61987#ABC860,0112-2---61987#ABC788,0112-2---61987#ABD225,0112-2---61987#ABD151,0112-2---61987#ABA237,0112-2---61987#ABC966,0112-2---61987#ABA250,0112-2---61987#ABC958,0112-2---61987#ABA232,0112-2---61987#ABA235,0112-2---61987#ABD213
0112/2///61987#ABG335 | 001 | 01 | 0112/2///61987#ABG335#001 | Process design ratings [7] |  |  |  | properties characterizing the process conditions for which the device is designed |  |  |  |  | ITEM_CLASS | [5 empty] | 0112/2///61987#ABG320 - Rated operating conditions [15] |  |  |  | Standard |  | IEC 61987 | IEC | 2018-03-28 | 2014-12-17 | 2018-03-20 | 2018-03-20 |  | SC65E – IEC 61987 | C00018 | 001-01 (2018-03-28 07:26:09 by BATCH 00000762) standard | 0112/2///61987#ABV501 | https://cdd.iec.ch/CDD/IEC61987/iec61987.nsf/Classes/0112-2---61987%23ABG335 | https://cdd.iec.ch/cdd/iec61987/iec61987.nsf/PropertiesAllVersions/0112-2---61987%23ABH445,https://cdd.iec.ch/cdd/iec61987/iec61987.nsf/PropertiesAllVersions/0112-2---61987%23ABG903,https://cdd.iec.ch/cdd/iec61987/iec61987.nsf/PropertiesAllVersions/0112-2---61987%23ABC949,https://cdd.iec.ch/cdd/iec61987/iec61987.nsf/PropertiesAllVersions/0112-2---61987%23ABC938 | 0112-2---61987#ABC949,0112-2---61987#ABC938,0112-2---61987#ABH445,0112-2---61987#ABG903
0112/2///61987#ABG391 | 001 | 01 | 0112/2///61987#ABG391#001 | Mechanical and electrical construction [insert/element] |  |  |  | properties characterizing the constructional details of the device and its parts |  |  | IEC 61987-1, 5.8 |  | ITEM_CLASS | [5 empty] | 0112/2///61987#ABE763 - Device LOP for insert/element |  |  |  | Standard |  | IEC 61987 | IEC | 2018-03-28 | 2014-12-17 | 2016-05-24 | 2016-05-24 |  | SC65E – IEC 61987 | C00019 | 001-01 (2018-03-28 07:26:09 by BATCH 00000762) standard | 0112/2///61987#ABV501 | https://cdd.iec.ch/CDD/IEC61987/iec61987.nsf/Classes/0112-2---61987%23ABG391 | https://cdd.iec.ch/cdd/iec61987/iec61987.nsf/PropertiesAllVersions/0112-2---61987%23ABD534,https://cdd.iec.ch/cdd/iec61987/iec61987.nsf/PropertiesAllVersions/0112-2---61987%23ABG996,https://cdd.iec.ch/cdd/iec61987/iec61987.nsf/PropertiesAllVersions/0112-2---61987%23ABC789 | 0112-2---61987#ABD534,0112-2---61987#ABG996,0112-2---61987#ABC789
0112/2///61987#ABP283 | 001 | 01 | 0112/2///61987#ABP283#001 | Resistance to earth |  |  |  | properties characterising the resistance between the metal case of a device and the reference earth |  |  | IEV 195-01-17 mod. |  | ITEM_CLASS | [5 empty] | 0112/2///61987#ABP044 - Input [I/O module] |  |  | false | Standard |  | IEC 61987 | IEC | 2023-01-23 | 2023-01-23 | 2023-01-23 | 2023-01-23 |  | IEC/SC 65E | C00128 | 001-01 (2023-01-23 14:53:33 by BATCH 00000807) standard | 0112/2///61987#ABV501 | https://cdd.iec.ch/CDD/IEC61987/iec61987.nsf/Classes/0112-2---61987%23ABP283 | https://cdd.iec.ch/cdd/iec61987/iec61987.nsf/PropertiesAllVersions/0112-2---61987%23ABP205,https://cdd.iec.ch/cdd/iec61987/iec61987.nsf/PropertiesAllVersions/0112-2---61987%23ABP176,https://cdd.iec.ch/cdd/iec61987/iec61987.nsf/PropertiesAllVersions/0112-2---61987%23ABP132,https://cdd.iec.ch/cdd/iec61987/iec61987.nsf/PropertiesAllVersions/0112-2---61987%23ABP131,https://cdd.iec.ch/cdd/iec61987/iec61987.nsf/PropertiesAllVersions/0112-2---61987%23ABB914 | 0112-2---61987#ABP205,0112-2---61987#ABP176,0112-2---61987#ABP132,0112-2---61987#ABP131,0112-2---61987#ABB914
0112/2///61987#ABU457 | 001 | 02 | 0112/2///61987#ABU457#001 | Sensing element of an electromagnetic flow transmitter |  |  |  | properties characterizing the sensing element of an electromagnetic flowmeter |  | Id specified in IEC61987-12/-13: ABC589 |  |  | ITEM_CLASS | [5 empty] | 0112/2///61987#ABC643 - Structural design of an electromagnetic insertion flow transmitter |  |  |  | Standard |  |  |  | 2018-03-28 | 2013-09-27 | 2013-09-27 | 2014-06-18 |  | SC65E – IEC 61987 | C00004 |  | 0112/2///61987#ABV501 | https://cdd.iec.ch/CDD/IEC61987/iec61987.nsf/Classes/0112-2---61987%23ABU457 | https://cdd.iec.ch/cdd/iec61987/iec61987.nsf/PropertiesAllVersions/0112-2---61987%23ABB108,https://cdd.iec.ch/cdd/iec61987/iec61987.nsf/PropertiesAllVersions/0112-2---61987%23ABB107,https://cdd.iec.ch/cdd/iec61987/iec61987.nsf/PropertiesAllVersions/0112-2---61987%23ABB461,https://cdd.iec.ch/cdd/iec61987/iec61987.nsf/PropertiesAllVersions/0112-2---61987%23ABB462,https://cdd.iec.ch/cdd/iec61987/iec61987.nsf/PropertiesAllVersions/0112-2---61987%23ABB546,https://cdd.iec.ch/cdd/iec61987/iec61987.nsf/PropertiesAllVersions/0112-2---61987%23ABC986,https://cdd.iec.ch/cdd/iec61987/iec61987.nsf/PropertiesAllVersions/0112-2---61987%23ABB463 | 0112-2---61987#ABB108,0112-2---61987#ABB107,0112-2---61987#ABB461,0112-2---61987#ABB462,0112-2---61987#ABB546,0112-2---61987#ABC986,0112-2---61987#ABB463
0112/2///61987#ABC240 | 001 | 02 | 0112/2///61987#ABC240#001 | Field coils |  |  |  | properties characterizing coils used to produce a magnetic or electromagnetic field |  | PROLIST-Id: xxz073 |  |  | ITEM_CLASS | [5 empty] | 0112/2///61987#ABC642 - Structural design of an electromagnetic flow transmitter0112/2///61987#ABC643 - Structural design of an electromagnetic insertion flow transmitter |  |  |  | Standard |  |  |  | 2018-03-28 | 2013-08-27 | 2013-08-27 | 2014-06-18 |  | SC65E – IEC 61987 | C00004 |  | 0112/2///61987#ABV501 | https://cdd.iec.ch/CDD/IEC61987/iec61987.nsf/Classes/0112-2---61987%23ABC240 | https://cdd.iec.ch/cdd/iec61987/iec61987.nsf/PropertiesAllVersions/0112-2---61987%23ABB384,https://cdd.iec.ch/cdd/iec61987/iec61987.nsf/PropertiesAllVersions/0112-2---61987%23ABB060 | 0112-2---61987#ABB384,0112-2---61987#ABB060
0112/2///61987#ABC395 | 001 | 02 | 0112/2///61987#ABC395#001 | Material of siphon |  |  |  | properties characterizing the material of which a siphon is made |  |  |  |  | ITEM_CLASS | [5 empty] | 0112/2///61987#ABC527 - Pressure gauge siphon |  |  |  | Standard |  |  |  | 2018-03-28 | 2013-09-27 | 2013-09-27 | 2014-06-18 |  | SC65E – IEC 61987 | C00004 |  | 0112/2///61987#ABV501 | https://cdd.iec.ch/CDD/IEC61987/iec61987.nsf/Classes/0112-2---61987%23ABC395 | https://cdd.iec.ch/cdd/iec61987/iec61987.nsf/PropertiesAllVersions/0112-2---61987%23ABB455,https://cdd.iec.ch/cdd/iec61987/iec61987.nsf/PropertiesAllVersions/0112-2---61987%23ABI460,https://cdd.iec.ch/cdd/iec61987/iec61987.nsf/PropertiesAllVersions/0112-2---61987%23ABA908,https://cdd.iec.ch/cdd/iec61987/iec61987.nsf/PropertiesAllVersions/0112-2---61987%23ABA907 | 0112-2---61987#ABB455,0112-2---61987#ABI460,0112-2---61987#ABA908,0112-2---61987#ABA907
0112/2///61987#ABC441 | 002 | 01 | 0112/2///61987#ABC441#002 | Mechanical and electrical construction [differential pressure gauge] |  |  |  | properties characterizing the constructional details of the device and its parts |  |  | IEC 61987-1, 5.8 |  | ITEM_CLASS | [5 empty] | 0112/2///61987#ABA034 - Device LOP for differential pressure gauge |  |  |  | Standard |  |  |  | 2018-03-28 | 2013-09-27 | 2016-05-24 | 2016-05-24 |  | SC65E – IEC 61987 | C00004 |  | 0112/2///61987#ABV501 | https://cdd.iec.ch/CDD/IEC61987/iec61987.nsf/Classes/0112-2---61987%23ABC441 | https://cdd.iec.ch/cdd/iec61987/iec61987.nsf/PropertiesAllVersions/0112-2---61987%23ABD534,https://cdd.iec.ch/cdd/iec61987/iec61987.nsf/PropertiesAllVersions/0112-2---61987%23ABD248,https://cdd.iec.ch/cdd/iec61987/iec61987.nsf/PropertiesAllVersions/0112-2---61987%23ABB139,https://cdd.iec.ch/cdd/iec61987/iec61987.nsf/PropertiesAllVersions/0112-2---61987%23ABC862,https://cdd.iec.ch/cdd/iec61987/iec61987.nsf/PropertiesAllVersions/0112-2---61987%23ABC789 | 0112-2---61987#ABD534,0112-2---61987#ABD248,0112-2---61987#ABB139,0112-2---61987#ABC862,0112-2---61987#ABC789
0112/2///61987#ABP047 | 001 | 01 | 0112/2///61987#ABP047#001 | Manufacturer-specific input [I/O module] |  |  |  | properties characterizing a manufacturer-specific input for an I/O module |  |  |  |  | ITEM_CLASS | [5 empty] | 0112/2///61987#ABP044 - Input [I/O module] |  |  | false | Standard |  | IEC 61987 | IEC | 2023-01-23 | 2023-01-23 | 2023-01-23 | 2023-01-23 |  | IEC/SC 65E | C00128 | 001-01 (2023-01-23 14:53:33 by BATCH 00000807) standard | 0112/2///61987#ABV501 | https://cdd.iec.ch/CDD/IEC61987/iec61987.nsf/Classes/0112-2---61987%23ABP047 | https://cdd.iec.ch/cdd/iec61987/iec61987.nsf/PropertiesAllVersions/0112-2---61987%23ABB619,https://cdd.iec.ch/cdd/iec61987/iec61987.nsf/PropertiesAllVersions/0112-2---61987%23ABH442,https://cdd.iec.ch/cdd/iec61987/iec61987.nsf/PropertiesAllVersions/0112-2---61987%23ABH443,https://cdd.iec.ch/cdd/iec61987/iec61987.nsf/PropertiesAllVersions/0112-2---61987%23ABC965 | 0112-2---61987#ABB619,0112-2---61987#ABH442,0112-2---61987#ABH443,0112-2---61987#ABC965
0112/2///61987#ABV038 | 001 | 01 | 0112/2///61987#ABV038#001 | Input [18] |  |  |  | properties characterizing a measured variable, the size of which is to be acquired and indicated by the measurement as well as any auxiliary signal inputs |  | Id specified in IEC61987: ABF925 | from IEC 61987-1, 5.4 |  | ITEM_CLASS | [5 empty] | 0112/2///61987#ABE747 - Device LOP for laser level transmitter |  |  |  | Standard |  | IEC 61987 | IEC | 2018-03-28 | 2014-12-17 | 2018-03-20 | 2018-03-20 |  | SC65E – IEC 61987 | C00018 | 001-01 (2018-03-28 07:26:13 by BATCH 00000762) standard | 0112/2///61987#ABV501 | https://cdd.iec.ch/CDD/IEC61987/iec61987.nsf/Classes/0112-2---61987%23ABV038 | https://cdd.iec.ch/cdd/iec61987/iec61987.nsf/PropertiesAllVersions/0112-2---61987%23ABB065,https://cdd.iec.ch/cdd/iec61987/iec61987.nsf/PropertiesAllVersions/0112-2---61987%23ABG508,https://cdd.iec.ch/cdd/iec61987/iec61987.nsf/PropertiesAllVersions/0112-2---61987%23ABA340,https://cdd.iec.ch/cdd/iec61987/iec61987.nsf/PropertiesAllVersions/0112-2---61987%23ABG610 | 0112-2---61987#ABB065,0112-2---61987#ABG508,0112-2---61987#ABA340,0112-2---61987#ABG610
0112/2///61987#ABC489 | 001 | 02 | 0112/2///61987#ABC489#001 | Percentage performance |  |  |  | properties characterizing the performance characteristics of an output expressed as a percentage of range or span |  | 15 ABC489.15 |  |  | ITEM_CLASS | [5 empty] | 0112/2///61987#ABC671 - Type of performance variable [1]0112/2///61987#ABC672 - Type of performance variable [2]0112/2///61987#ABC673 - Type of performance variable [3]0112/2///61987#ABC674 - Type of performance variable [4]0112/2///61987#ABC675 - Type of performance variable [5] |  |  |  | Standard |  |  |  | 2018-03-28 | 2013-08-27 | 2013-08-27 | 2014-06-18 |  | SC65E – IEC 61987 | C00004 |  | 0112/2///61987#ABV501 | https://cdd.iec.ch/CDD/IEC61987/iec61987.nsf/Classes/0112-2---61987%23ABC489 | https://cdd.iec.ch/cdd/iec61987/iec61987.nsf/PropertiesAllVersions/0112-2---61987%23ABB087,https://cdd.iec.ch/cdd/iec61987/iec61987.nsf/PropertiesAllVersions/0112-2---61987%23ABC698,https://cdd.iec.ch/cdd/iec61987/iec61987.nsf/PropertiesAllVersions/0112-2---61987%23ABC840,https://cdd.iec.ch/cdd/iec61987/iec61987.nsf/PropertiesAllVersions/0112-2---61987%23ABC954 | 0112-2---61987#ABB087,0112-2---61987#ABC698,0112-2---61987#ABC840,0112-2---61987#ABC954
0112/2///61987#ABD941 | 001 | 02 | 0112/2///61987#ABD941#001 | Mounting bracket for actuator |  |  |  | properties characterizing a bracket at a valve for mounting an actuator |  |  |  |  | ITEM_CLASS | [5 empty] | 0112/2///61987#ABD811 - Body of actuator0112/2///61987#ABD812 - Body of valve [2]0112/2///61987#ABD814 - Body of valve [1] |  |  |  | Standard |  |  |  | 2018-03-28 | 2013-09-02 | 2013-09-02 | 2014-06-18 |  | SC65E – IEC 61987 | C00009 |  | 0112/2///61987#ABV501 | https://cdd.iec.ch/CDD/IEC61987/iec61987.nsf/Classes/0112-2---61987%23ABD941 | https://cdd.iec.ch/cdd/iec61987/iec61987.nsf/PropertiesAllVersions/0112-2---61987%23ABD759,https://cdd.iec.ch/cdd/iec61987/iec61987.nsf/PropertiesAllVersions/0112-2---61987%23ABD700,https://cdd.iec.ch/cdd/iec61987/iec61987.nsf/PropertiesAllVersions/0112-2---61987%23ABE383 | 0112-2---61987#ABD759,0112-2---61987#ABD700,0112-2---61987#ABE383
0112/2///61987#ABF057 | 001 | 01 | 0112/2///61987#ABF057#001 | Measuring range for voltage |  |  |  | properties characterizing a voltage range |  |  |  |  | ITEM_CLASS | [5 empty] | 0112/2///61987#ABF053 - Voltage measurement |  |  |  | Standard |  | IEC 61987 | IEC | 2018-03-28 | 2017-09-22 | 2017-09-22 | 2017-09-22 |  | SC65E – IEC 61987 | C00019 | 001-01 (2018-03-28 07:26:05 by BATCH 00000762) standard | 0112/2///61987#ABV501 | https://cdd.iec.ch/CDD/IEC61987/iec61987.nsf/Classes/0112-2---61987%23ABF057 | https://cdd.iec.ch/cdd/iec61987/iec61987.nsf/PropertiesAllVersions/0112-2---61987%23ABF059,https://cdd.iec.ch/cdd/iec61987/iec61987.nsf/PropertiesAllVersions/0112-2---61987%23ABF061,https://cdd.iec.ch/cdd/iec61987/iec61987.nsf/PropertiesAllVersions/0112-2---61987%23ABF063,https://cdd.iec.ch/cdd/iec61987/iec61987.nsf/PropertiesAllVersions/0112-2---61987%23ABA967,https://cdd.iec.ch/cdd/iec61987/iec61987.nsf/PropertiesAllVersions/0112-2---61987%23ABH433 | 0112-2---61987#ABH433,0112-2---61987#ABF059,0112-2---61987#ABF061,0112-2---61987#ABF063,0112-2---61987#ABA967
0112/2///61987#ABG412 | 001 | 01 | 0112/2///61987#ABG412#001 | Structural design [conductance level transmitter/switch] |  |  |  | properties characterizing the constructional details of a device |  |  |  |  | ITEM_CLASS | [5 empty] | 0112/2///61987#ABG367 - Mechanical and electrical construction [conductance level transmitter/switch] |  |  |  | Standard |  | IEC 61987 | IEC | 2018-03-28 | 2014-12-17 | 2018-03-20 | 2018-03-20 |  | SC65E – IEC 61987 | C00018 | 001-01 (2018-03-28 07:26:09 by BATCH 00000762) standard | 0112/2///61987#ABV501 | https://cdd.iec.ch/CDD/IEC61987/iec61987.nsf/Classes/0112-2---61987%23ABG412 | https://cdd.iec.ch/cdd/iec61987/iec61987.nsf/PropertiesAllVersions/0112-2---61987%23ABF736,https://cdd.iec.ch/cdd/iec61987/iec61987.nsf/PropertiesAllVersions/0112-2---61987%23ABF374,https://cdd.iec.ch/cdd/iec61987/iec61987.nsf/PropertiesAllVersions/0112-2---61987%23ABF796,https://cdd.iec.ch/cdd/iec61987/iec61987.nsf/PropertiesAllVersions/0112-2---61987%23ABD284 | 0112-2---61987#ABF736,0112-2---61987#ABF374,0112-2---61987#ABF796,0112-2---61987#ABD284
0112/2///61987#ABH659 | 001 | 01 | 0112/2///61987#ABH659#001 | Output values of mass |  |  |  | properties characterizing the readings of mass output signals |  |  |  |  | ITEM_CLASS | [5 empty] | 0112/2///61987#ABH641 - Calibration point of mass |  |  |  | Standard |  |  |  | 2019-03-08 | 2017-12-07 | 2019-03-08 | 2019-03-08 |  | SC65E – IEC 61987 | C00018 | 001-01 (2019-03-08 15:35:12 by BATCH 00000766) standard | 0112/2///61987#ABV501 | https://cdd.iec.ch/CDD/IEC61987/iec61987.nsf/Classes/0112-2---61987%23ABH659 | https://cdd.iec.ch/cdd/iec61987/iec61987.nsf/PropertiesAllVersions/0112-2---61987%23ABH566,https://cdd.iec.ch/cdd/iec61987/iec61987.nsf/PropertiesAllVersions/0112-2---61987%23ABH567,https://cdd.iec.ch/cdd/iec61987/iec61987.nsf/PropertiesAllVersions/0112-2---61987%23ABH568,https://cdd.iec.ch/cdd/iec61987/iec61987.nsf/PropertiesAllVersions/0112-2---61987%23ABH686,https://cdd.iec.ch/cdd/iec61987/iec61987.nsf/PropertiesAllVersions/0112-2---61987%23ABH587,https://cdd.iec.ch/cdd/iec61987/iec61987.nsf/PropertiesAllVersions/0112-2---61987%23ABH588 | 0112-2---61987#ABH567,0112-2---61987#ABH568,0112-2---61987#ABH686,0112-2---61987#ABH587,0112-2---61987#ABH588,0112-2---61987#ABH566
0112/2///61987#ABC300 | 001 | 02 | 0112/2///61987#ABC300#001 | Input signal processing |  |  |  | properties characterizing the functions provided by the device to manipulate the input signal |  |  |  |  | ITEM_CLASS | [5 empty] | 0112/2///61987#ABC083 - Analog current input [1]0112/2///61987#ABC084 - Analog current input [2]0112/2///61987#ABC092 - Analog voltage input [1]0112/2///61987#ABC093 - Analog voltage input [2]0112/2///61987#ABC247 - Frequency input [1]0112/2///61987#ABC248 - Frequency input [2]0112/2///61987#ABC331 - Manufacturer-specific input [1]0112/2///61987#ABC332 - Manufacturer-specific input [2]0112/2///61987#ABC580 - RTD/thermocouple input0112/2///61987#ABG083 - Analog current input [4]0112/2///61987#ABG084 - Analog current input [5]0112/2///61987#ABG085 - Analog current input [6]0112/2///61987#ABG118 - Analog voltage input [4]0112/2///61987#ABG119 - Analog voltage input [5]0112/2///61987#ABG120 - Analog voltage input [6]0112/2///61987#ABG121 - Frequency input [4]0112/2///61987#ABG122 - Frequency input [5]0112/2///61987#ABG124 - Manufacturer-specific input [4]0112/2///61987#ABG125 - Manufacturer-specific input [5]0112/2///61987#ABG126 - Manufacturer-specific input [6]0112/2///61987#ABH048 - Frequency input [6]0112/2///61987#ABH050 - Manufacturer-specific input [7] |  |  |  | Standard |  |  |  | 2018-03-28 | 2013-08-27 | 2013-08-27 | 2014-06-18 |  | SC65E – IEC 61987 | C00004 |  | 0112/2///61987#ABV501 | https://cdd.iec.ch/CDD/IEC61987/iec61987.nsf/Classes/0112-2---61987%23ABC300 | https://cdd.iec.ch/cdd/iec61987/iec61987.nsf/PropertiesAllVersions/0112-2---61987%23ABB023 | 0112-2---61987#ABB023
0112/2///61987#ABD528 | 003 | 01 | 0112/2///61987#ABD528#003 | Manufacturer-specific output [3] |  |  |  | properties characterizing a manufacturer-specific output |  |  |  |  | ITEM_CLASS | [5 empty] | 0112/2///61987#ABC669 - Type of output [6] |  |  | false | Standard |  | IEC 61987 | IEC | 2022-12-09 | 2017-12-07 | 2022-12-09 | 2022-12-09 |  | IEC/SC 65E | C00112 |  | 0112/2///61987#ABV501 | https://cdd.iec.ch/CDD/IEC61987/iec61987.nsf/Classes/0112-2---61987%23ABD528 | https://cdd.iec.ch/cdd/iec61987/iec61987.nsf/PropertiesAllVersions/0112-2---61987%23ABB631,https://cdd.iec.ch/cdd/iec61987/iec61987.nsf/PropertiesAllVersions/0112-2---61987%23ABU385,https://cdd.iec.ch/cdd/iec61987/iec61987.nsf/PropertiesAllVersions/0112-2---61987%23ABC965 | 0112-2---61987#ABU385,0112-2---61987#ABC965,0112-2---61987#ABB631
0112/2///61987#ABG241 | 001 | 01 | 0112/2///61987#ABG241#001 | Reference device conditions [2] |  |  |  | properties characterizing the reference conditions of the device under which the performance of a device was tested |  |  |  |  | ITEM_CLASS | [5 empty] | 0112/2///61987#ABG234 - Reference conditions of the device [5]0112/2///61987#ABG235 - Reference conditions of the device [6]0112/2///61987#ABG266 - Reference conditions for the performance variable [5]0112/2///61987#ABG267 - Reference conditions for the performance variable [6] |  |  |  | Standard |  | IEC 61987 | IEC | 2018-03-28 | 2014-12-17 | 2018-03-20 | 2018-03-20 |  | SC65E – IEC 61987 | C00018 | 001-01 (2018-03-28 07:26:08 by BATCH 00000762) standard | 0112/2///61987#ABV501 | https://cdd.iec.ch/CDD/IEC61987/iec61987.nsf/Classes/0112-2---61987%23ABG241 | https://cdd.iec.ch/cdd/iec61987/iec61987.nsf/PropertiesAllVersions/0112-2---61987%23ABB646,https://cdd.iec.ch/cdd/iec61987/iec61987.nsf/PropertiesAllVersions/0112-2---61987%23ABB647,https://cdd.iec.ch/cdd/iec61987/iec61987.nsf/PropertiesAllVersions/0112-2---61987%23ABB648,https://cdd.iec.ch/cdd/iec61987/iec61987.nsf/PropertiesAllVersions/0112-2---61987%23ABB649,https://cdd.iec.ch/cdd/iec61987/iec61987.nsf/PropertiesAllVersions/0112-2---61987%23ABB650,https://cdd.iec.ch/cdd/iec61987/iec61987.nsf/PropertiesAllVersions/0112-2---61987%23ABB651,https://cdd.iec.ch/cdd/iec61987/iec61987.nsf/PropertiesAllVersions/0112-2---61987%23ABF303,https://cdd.iec.ch/cdd/iec61987/iec61987.nsf/PropertiesAllVersions/0112-2---61987%23ABF304,https://cdd.iec.ch/cdd/iec61987/iec61987.nsf/PropertiesAllVersions/0112-2---61987%23ABF305,https://cdd.iec.ch/cdd/iec61987/iec61987.nsf/PropertiesAllVersions/0112-2---61987%23ABF306,https://cdd.iec.ch/cdd/iec61987/iec61987.nsf/PropertiesAllVersions/0112-2---61987%23ABB799,https://cdd.iec.ch/cdd/iec61987/iec61987.nsf/PropertiesAllVersions/0112-2---61987%23ABC889,https://cdd.iec.ch/cdd/iec61987/iec61987.nsf/PropertiesAllVersions/0112-2---61987%23ABB278 | 0112-2---61987#ABF303,0112-2---61987#ABF305,0112-2---61987#ABB799,0112-2---61987#ABC889,0112-2---61987#ABB648,0112-2---61987#ABB650,0112-2---61987#ABB649,0112-2---61987#ABB651,0112-2---61987#ABF304,0112-2---61987#ABF306,0112-2---61987#ABB278,0112-2---61987#ABB646,0112-2---61987#ABB647
0112/2///61987#ABH634 | 001 | 01 | 0112/2///61987#ABH634#001 | Calibration point of volume fraction |  |  |  | properties characterizing the calibration of output values of a single volume fraction input value |  |  |  |  | ITEM_CLASS | [5 empty] | 0112/2///61987#ABH616 - Calibration of volume fraction |  |  |  | Standard |  |  |  | 2019-03-08 | 2017-12-07 | 2019-03-08 | 2019-03-08 |  | SC65E – IEC 61987 | C00018 | 001-01 (2019-03-08 15:35:12 by BATCH 00000766) standard | 0112/2///61987#ABV501 | https://cdd.iec.ch/CDD/IEC61987/iec61987.nsf/Classes/0112-2---61987%23ABH634 | https://cdd.iec.ch/cdd/iec61987/iec61987.nsf/PropertiesAllVersions/0112-2---61987%23ABH564,https://cdd.iec.ch/cdd/iec61987/iec61987.nsf/PropertiesAllVersions/0112-2---61987%23ABH668,https://cdd.iec.ch/cdd/iec61987/iec61987.nsf/PropertiesAllVersions/0112-2---61987%23ABH764 | 0112-2---61987#ABH564,0112-2---61987#ABH668,0112-2---61987#ABH764
0112/2///61987#ABD522 | 003 | 01 | 0112/2///61987#ABD522#003 | Power supply [3] |  |  |  | properties characterizing the permanent or temporary power to be supplied to the equipment in order to maintain its function |  |  | IEC 61987-1, 5.10 |  | ITEM_CLASS | [5 empty] | 0112/2///61987#ABA032 - Device LOP for absolute/gauge pressure gauge0112/2///61987#ABA034 - Device LOP for differential pressure gauge0112/2///61987#ABE630 - Device LOP for limit switch0112/2///61987#ABE631 - Device LOP for solenoid valve0112/2///61987#ABV520 - Device LOP for position transmitter |  |  |  | Standard |  |  |  | 2018-03-28 | 2013-08-27 | 2018-03-20 | 2018-03-20 |  | SC65E – IEC 61987 | C00004 |  | 0112/2///61987#ABV501 | https://cdd.iec.ch/CDD/IEC61987/iec61987.nsf/Classes/0112-2---61987%23ABD522 | https://cdd.iec.ch/cdd/iec61987/iec61987.nsf/PropertiesAllVersions/0112-2---61987%23ABB603,https://cdd.iec.ch/cdd/iec61987/iec61987.nsf/PropertiesAllVersions/0112-2---61987%23ABC848,https://cdd.iec.ch/cdd/iec61987/iec61987.nsf/PropertiesAllVersions/0112-2---61987%23ABD150 | 0112-2---61987#ABC848,0112-2---61987#ABD150,0112-2---61987#ABB603
0112/2///61987#ABE977 | 001 | 01 | 0112/2///61987#ABE977#001 | Influence of external quantities expressed for degree of filling |  |  |  | properties characterizing the influence of external quantities for degree of filling measurement devices that are not the subject of the measurement but whose change affects the relationship between the indication and the result of the measurement |  |  |  |  | ITEM_CLASS | [5 empty] | 0112/2///61987#ABE856 - Absolute performance for degree of filling |  |  |  | Standard |  | IEC 61987 | IEC | 2018-03-28 | 2018-03-28 | 2018-03-28 | 2018-03-28 |  | SC65E – IEC 61987 | C00018 | 001-01 (2018-03-28 07:26:05 by BATCH 00000762) standard | 0112/2///61987#ABV501 | https://cdd.iec.ch/CDD/IEC61987/iec61987.nsf/Classes/0112-2---61987%23ABE977 | https://cdd.iec.ch/cdd/iec61987/iec61987.nsf/PropertiesAllVersions/0112-2---61987%23ABE978,https://cdd.iec.ch/cdd/iec61987/iec61987.nsf/PropertiesAllVersions/0112-2---61987%23ABE979,https://cdd.iec.ch/cdd/iec61987/iec61987.nsf/PropertiesAllVersions/0112-2---61987%23ABE980,https://cdd.iec.ch/cdd/iec61987/iec61987.nsf/PropertiesAllVersions/0112-2---61987%23ABE981,https://cdd.iec.ch/cdd/iec61987/iec61987.nsf/PropertiesAllVersions/0112-2---61987%23ABE982,https://cdd.iec.ch/cdd/iec61987/iec61987.nsf/PropertiesAllVersions/0112-2---61987%23ABE983 | 0112-2---61987#ABE978,0112-2---61987#ABE979,0112-2---61987#ABE980,0112-2---61987#ABE981,0112-2---61987#ABE982,0112-2---61987#ABE983
0112/2///61987#ABF983 | 001 | 01 | 0112/2///61987#ABF983#001 | Type of measured variable [11] |  |  |  | administration block for polymorphism acting as proxy for the selected measured variable type |  | Polymorphic element: ABF983, Id: 3 |  |  | ITEM_CLASS | [5 empty] | 0112/2///61987#ABF947 - Measured variable [11] |  |  |  | Standard |  | IEC 61987 | IEC | 2018-03-28 | 2014-12-17 | 2018-03-20 | 2018-03-20 |  | SC65E – IEC 61987 | C00018 | 001-01 (2018-03-28 07:26:07 by BATCH 00000762) standard | 0112/2///61987#ABV501 | https://cdd.iec.ch/CDD/IEC61987/iec61987.nsf/Classes/0112-2---61987%23ABF983 | https://cdd.iec.ch/cdd/iec61987/iec61987.nsf/PropertiesAllVersions/0112-2---61987%23ABU855,https://cdd.iec.ch/cdd/iec61987/iec61987.nsf/PropertiesAllVersions/0112-2---61987%23ABU959,https://cdd.iec.ch/cdd/iec61987/iec61987.nsf/PropertiesAllVersions/0112-2---61987%23ABU960,https://cdd.iec.ch/cdd/iec61987/iec61987.nsf/PropertiesAllVersions/0112-2---61987%23ABU961,https://cdd.iec.ch/cdd/iec61987/iec61987.nsf/PropertiesAllVersions/0112-2---61987%23ABU962,https://cdd.iec.ch/cdd/iec61987/iec61987.nsf/PropertiesAllVersions/0112-2---61987%23ABU963,https://cdd.iec.ch/cdd/iec61987/iec61987.nsf/PropertiesAllVersions/0112-2---61987%23ABV022 | 0112-2---61987#ABU960,0112-2---61987#ABU961,0112-2---61987#ABU962,0112-2---61987#ABU963,0112-2---61987#ABV022,0112-2---61987#ABU855,0112-2---61987#ABU959
0112/2///61987#ABG416 | 001 | 01 | 0112/2///61987#ABG416#001 | Structural design [plumb bob level transmitter] |  |  |  | properties characterizing the constructional details of a device |  |  |  |  | ITEM_CLASS | [5 empty] | 0112/2///61987#ABG371 - Mechanical and electrical construction [plumb bob level transmitter] |  |  |  | Standard |  | IEC 61987 | IEC | 2018-03-28 | 2014-12-17 | 2018-03-20 | 2018-03-20 |  | SC65E – IEC 61987 | C00018 | 001-01 (2018-03-28 07:26:09 by BATCH 00000762) standard | 0112/2///61987#ABV501 | https://cdd.iec.ch/CDD/IEC61987/iec61987.nsf/Classes/0112-2---61987%23ABG416 | https://cdd.iec.ch/cdd/iec61987/iec61987.nsf/PropertiesAllVersions/0112-2---61987%23ABF807,https://cdd.iec.ch/cdd/iec61987/iec61987.nsf/PropertiesAllVersions/0112-2---61987%23ABF374,https://cdd.iec.ch/cdd/iec61987/iec61987.nsf/PropertiesAllVersions/0112-2---61987%23ABF796,https://cdd.iec.ch/cdd/iec61987/iec61987.nsf/PropertiesAllVersions/0112-2---61987%23ABD284 | 0112-2---61987#ABF807,0112-2---61987#ABF374,0112-2---61987#ABF796,0112-2---61987#ABD284
0112/2///61987#ABA683 | 002 | 01 | 0112/2///61987#ABA683#002 | Strain gauge weight gauge |  |  |  | weight gauge that uses the strain in an elastic material to measure a weight |  |  |  |  | ITEM_CLASS | [9 empty] | Standard |  |  |  | 2018-03-28 | 2013-08-27 | 2016-05-24 | 2016-05-24 |  | SC65E – IEC 61987 | C00019 |  | 0112/2///61987#ABA681 | https://cdd.iec.ch/CDD/IEC61987/iec61987.nsf/Classes/0112-2---61987%23ABA683
0112/2///61987#ABC193 | 007 | 01 | 0112/2///61987#ABC193#007 | Device tag plate |  |  |  | properties characterizing a customized tag plate to be delivered ready mounted on the device |  |  |  |  | ITEM_CLASS | [5 empty] | 0112/2///61987#ABC269 - Identification0112/2///61987#ABD885 - Identification [2] |  |  |  | Standard |  | IEC 61987 | IEC | 2022-09-08 | 2017-12-07 | 2022-09-08 | 2022-09-08 |  | IEC/SC 65E | C00121 |  | 0112/2///61987#ABH525 | https://cdd.iec.ch/CDD/IEC61987/iec61987.nsf/Classes/0112-2---61987%23ABC193 | https://cdd.iec.ch/cdd/iec61987/iec61987.nsf/PropertiesAllVersions/0112-2---61987%23ABB265,https://cdd.iec.ch/cdd/iec61987/iec61987.nsf/PropertiesAllVersions/0112-2---61987%23ABB266,https://cdd.iec.ch/cdd/iec61987/iec61987.nsf/PropertiesAllVersions/0112-2---61987%23ABB267,https://cdd.iec.ch/cdd/iec61987/iec61987.nsf/PropertiesAllVersions/0112-2---61987%23ABB268,https://cdd.iec.ch/cdd/iec61987/iec61987.nsf/PropertiesAllVersions/0112-2---61987%23ABB269,https://cdd.iec.ch/cdd/iec61987/iec61987.nsf/PropertiesAllVersions/0112-2---61987%23ABB270,https://cdd.iec.ch/cdd/iec61987/iec61987.nsf/PropertiesAllVersions/0112-2---61987%23ABB262,https://cdd.iec.ch/cdd/iec61987/iec61987.nsf/PropertiesAllVersions/0112-2---61987%23ABD277 | 0112-2---61987#ABB267,0112-2---61987#ABB268,0112-2---61987#ABB269,0112-2---61987#ABB270,0112-2---61987#ABB262,0112-2---61987#ABD277,0112-2---61987#ABB265,0112-2---61987#ABB266
0112/2///61987#ABV504 | 003 | 04 | 0112/2///61987#ABV504#003 | DLOP |  |  |  | list of properties for device oriented aspects of equipment |  |  |  |  | ITEM_CLASS | [9 empty] | Standard |  |  |  | 2018-03-28 | 2013-09-27 | 2013-09-27 | 2014-06-18 |  | SC65E – IEC 61987 | C00009 |  | 0112/2///61987#ABV500 | https://cdd.iec.ch/CDD/IEC61987/iec61987.nsf/Classes/0112-2---61987%23ABV504
0112/2///61987#ABC318 | 003 | 01 | 0112/2///61987#ABC318#003 | Limiting process conditions [1] |  |  |  | properties characterizing extreme values which an process quantity can assume without damaging the device |  |  |  |  | ITEM_CLASS | [5 empty] | 0112/2///61987#ABC541 - Process design ratings [1]0112/2///61987#ABH460 - Process design ratings [15] |  |  | false | Standard |  | IEC 61987 | IEC | 2022-12-09 | 2017-12-07 | 2022-12-09 | 2022-12-09 |  | IEC/SC 65E | C00112 |  | 0112/2///61987#ABV501 | https://cdd.iec.ch/CDD/IEC61987/iec61987.nsf/Classes/0112-2---61987%23ABC318 | https://cdd.iec.ch/cdd/iec61987/iec61987.nsf/PropertiesAllVersions/0112-2---61987%23ABA956,https://cdd.iec.ch/cdd/iec61987/iec61987.nsf/PropertiesAllVersions/0112-2---61987%23ABB186,https://cdd.iec.ch/cdd/iec61987/iec61987.nsf/PropertiesAllVersions/0112-2---61987%23ABA957,https://cdd.iec.ch/cdd/iec61987/iec61987.nsf/PropertiesAllVersions/0112-2---61987%23ABB187,https://cdd.iec.ch/cdd/iec61987/iec61987.nsf/PropertiesAllVersions/0112-2---61987%23ABA920,https://cdd.iec.ch/cdd/iec61987/iec61987.nsf/PropertiesAllVersions/0112-2---61987%23ABA921,https://cdd.iec.ch/cdd/iec61987/iec61987.nsf/PropertiesAllVersions/0112-2---61987%23ABB072,https://cdd.iec.ch/cdd/iec61987/iec61987.nsf/PropertiesAllVersions/0112-2---61987%23ABA117,https://cdd.iec.ch/cdd/iec61987/iec61987.nsf/PropertiesAllVersions/0112-2---61987%23ABB073,https://cdd.iec.ch/cdd/iec61987/iec61987.nsf/PropertiesAllVersions/0112-2---61987%23ABA118,https://cdd.iec.ch/cdd/iec61987/iec61987.nsf/PropertiesAllVersions/0112-2---61987%23ABA119,https://cdd.iec.ch/cdd/iec61987/iec61987.nsf/PropertiesAllVersions/0112-2---61987%23ABA120,https://cdd.iec.ch/cdd/iec61987/iec61987.nsf/PropertiesAllVersions/0112-2---61987%23ABC947 | 0112-2---61987#ABA117,0112-2---61987#ABB073,0112-2---61987#ABA118,0112-2---61987#ABA119,0112-2---61987#ABA956,0112-2---61987#ABB187,0112-2---61987#ABA921,0112-2---61987#ABB072,0112-2---61987#ABC947,0112-2---61987#ABB186,0112-2---61987#ABA957,0112-2---61987#ABA920,0112-2---61987#ABA120
0112/2///61987#ABC392 | 001 | 02 | 0112/2///61987#ABC392#001 | Material of sensor holder |  |  |  | properties characterizing the material of which a sensor holder is made |  |  |  |  | ITEM_CLASS | [5 empty] | 0112/2///61987#ABC302 - Insertion ultrasonic flowmeter0112/2///61987#ABF642 - Insertion ultrasonic density transmitter |  |  |  | Standard |  |  |  | 2018-03-28 | 2013-08-27 | 2013-08-27 | 2014-06-18 |  | SC65E – IEC 61987 | C00019 |  | 0112/2///61987#ABV501 | https://cdd.iec.ch/CDD/IEC61987/iec61987.nsf/Classes/0112-2---61987%23ABC392 | https://cdd.iec.ch/cdd/iec61987/iec61987.nsf/PropertiesAllVersions/0112-2---61987%23ABB455,https://cdd.iec.ch/cdd/iec61987/iec61987.nsf/PropertiesAllVersions/0112-2---61987%23ABI460,https://cdd.iec.ch/cdd/iec61987/iec61987.nsf/PropertiesAllVersions/0112-2---61987%23ABA908,https://cdd.iec.ch/cdd/iec61987/iec61987.nsf/PropertiesAllVersions/0112-2---61987%23ABA907 | 0112-2---61987#ABA908,0112-2---61987#ABA907,0112-2---61987#ABB455,0112-2---61987#ABI460
0112/2///61987#ABV234 | 001 | 01 | 0112/2///61987#ABV234#001 | Design ratings for thermowell |  |  |  | properties characterizing the limiting conditions for avoiding mechanical damage of a thermowell | The calculation is based on the reference parameters by means of the corresponding thermowell standard. | Id specified in IEC61987: ABF554 |  |  | ITEM_CLASS | [5 empty] | 0112/2///61987#ABG477 - Pressure-temperature design conditions [temperature] |  |  |  | Standard |  | IEC 61987 | IEC | 2018-03-28 | 2014-12-17 | 2016-05-24 | 2016-05-24 |  | SC65E – IEC 61987 | C00019 | 001-01 (2018-03-28 07:26:13 by BATCH 00000762) standard | 0112/2///61987#ABV501 | https://cdd.iec.ch/CDD/IEC61987/iec61987.nsf/Classes/0112-2---61987%23ABV234 | https://cdd.iec.ch/cdd/iec61987/iec61987.nsf/PropertiesAllVersions/0112-2---61987%23ABF556,https://cdd.iec.ch/cdd/iec61987/iec61987.nsf/PropertiesAllVersions/0112-2---61987%23ABF557,https://cdd.iec.ch/cdd/iec61987/iec61987.nsf/PropertiesAllVersions/0112-2---61987%23ABF558 | 0112-2---61987#ABF556,0112-2---61987#ABF557,0112-2---61987#ABF558
0112/2///61987#ABG141 | 001 | 01 | 0112/2///61987#ABG141#001 | Output [26] |  |  |  | properties characterizing the outputs provided by the device, the variables assigned to them and their electrical properties |  |  | from IEC 61987-1, 5.5 |  | ITEM_CLASS | [5 empty] | 0112/2///61987#ABE728 - Device LOP for magnetic level gauge |  |  |  | Standard |  | IEC 61987 | IEC | 2018-03-28 | 2014-12-17 | 2018-03-20 | 2018-03-20 |  | SC65E – IEC 61987 | C00018 | 001-01 (2018-03-28 07:26:07 by BATCH 00000762) standard | 0112/2///61987#ABV501 | https://cdd.iec.ch/CDD/IEC61987/iec61987.nsf/Classes/0112-2---61987%23ABG141 | https://cdd.iec.ch/cdd/iec61987/iec61987.nsf/PropertiesAllVersions/0112-2---61987%23ABB271,https://cdd.iec.ch/cdd/iec61987/iec61987.nsf/PropertiesAllVersions/0112-2---61987%23ABA577,https://cdd.iec.ch/cdd/iec61987/iec61987.nsf/PropertiesAllVersions/0112-2---61987%23ABA607,https://cdd.iec.ch/cdd/iec61987/iec61987.nsf/PropertiesAllVersions/0112-2---61987%23ABA342,https://cdd.iec.ch/cdd/iec61987/iec61987.nsf/PropertiesAllVersions/0112-2---61987%23ABU887 | 0112-2---61987#ABA342,0112-2---61987#ABU887,0112-2---61987#ABB271,0112-2---61987#ABA577,0112-2---61987#ABA607
0112/2///61987#ABH614 | 001 | 01 | 0112/2///61987#ABH614#001 | Calibration of density |  |  |  | properties characterizing the calibration of density output values of a device |  |  |  |  | ITEM_CLASS | [5 empty] | 0112/2///61987#ABH561 - Calibration |  |  |  | Standard |  |  |  | 2019-03-08 | 2017-12-07 | 2019-03-08 | 2019-03-08 |  | SC65E – IEC 61987 | C00018 | 001-01 (2019-03-08 15:35:12 by BATCH 00000766) standard | 0112/2///61987#ABV501 | https://cdd.iec.ch/CDD/IEC61987/iec61987.nsf/Classes/0112-2---61987%23ABH614 | https://cdd.iec.ch/cdd/iec61987/iec61987.nsf/PropertiesAllVersions/0112-2---61987%23ABH594,https://cdd.iec.ch/cdd/iec61987/iec61987.nsf/PropertiesAllVersions/0112-2---61987%23ABH744 | 0112-2---61987#ABH594,0112-2---61987#ABH744
0112/2///61987#ABP056 | 001 | 01 | 0112/2///61987#ABP056#001 | Performance of outputs [I/O module] |  |  |  | properties characterizing the performance of the device outputs with regard to measurement accuracy and dynamic behaviour for an I/O module |  |  |  |  | ITEM_CLASS | [5 empty] | 0112/2///61987#ABP054 - Performance [I/O module] |  |  | false | Standard |  | IEC 61987 | IEC | 2023-01-23 | 2023-01-23 | 2023-01-23 | 2023-01-23 |  | IEC/SC 65E | C00128 | 001-01 (2023-01-23 14:53:33 by BATCH 00000807) standard | 0112/2///61987#ABV501 | https://cdd.iec.ch/CDD/IEC61987/iec61987.nsf/Classes/0112-2---61987%23ABP056 | https://cdd.iec.ch/cdd/iec61987/iec61987.nsf/PropertiesAllVersions/0112-2---61987%23ABP270,https://cdd.iec.ch/cdd/iec61987/iec61987.nsf/PropertiesAllVersions/0112-2---61987%23ABP085,https://cdd.iec.ch/cdd/iec61987/iec61987.nsf/PropertiesAllVersions/0112-2---61987%23ABP262 | 0112-2---61987#ABP270,0112-2---61987#ABP085,0112-2---61987#ABP262
0112/2///61987#ABP301 | 001 | 01 | 0112/2///61987#ABP301#001 | Binary valve output |  |  |  | properties characterizing a binary valve output |  |  |  |  | ITEM_CLASS | [5 empty] | 0112/2///61987#ABP052 - Output [I/O module] |  |  | false | Standard |  | IEC 61987 | IEC | 2023-01-23 | 2023-01-23 | 2023-01-23 | 2023-01-23 |  | IEC/SC 65E | C00128 | 001-01 (2023-01-23 14:53:34 by BATCH 00000807) standard | 0112/2///61987#ABV501 | https://cdd.iec.ch/CDD/IEC61987/iec61987.nsf/Classes/0112-2---61987%23ABP301 | https://cdd.iec.ch/cdd/iec61987/iec61987.nsf/PropertiesAllVersions/0112-2---61987%23ABE459,https://cdd.iec.ch/cdd/iec61987/iec61987.nsf/PropertiesAllVersions/0112-2---61987%23ABP307,https://cdd.iec.ch/cdd/iec61987/iec61987.nsf/PropertiesAllVersions/0112-2---61987%23ABP079,https://cdd.iec.ch/cdd/iec61987/iec61987.nsf/PropertiesAllVersions/0112-2---61987%23ABP281,https://cdd.iec.ch/cdd/iec61987/iec61987.nsf/PropertiesAllVersions/0112-2---61987%23ABP081,https://cdd.iec.ch/cdd/iec61987/iec61987.nsf/PropertiesAllVersions/0112-2---61987%23ABP282,https://cdd.iec.ch/cdd/iec61987/iec61987.nsf/PropertiesAllVersions/0112-2---61987%23ABA387,https://cdd.iec.ch/cdd/iec61987/iec61987.nsf/PropertiesAllVersions/0112-2---61987%23ABC891,https://cdd.iec.ch/cdd/iec61987/iec61987.nsf/PropertiesAllVersions/0112-2---61987%23ABA390,https://cdd.iec.ch/cdd/iec61987/iec61987.nsf/PropertiesAllVersions/0112-2---61987%23ABC865,https://cdd.iec.ch/cdd/iec61987/iec61987.nsf/PropertiesAllVersions/0112-2---61987%23ABI463,https://cdd.iec.ch/cdd/iec61987/iec61987.nsf/PropertiesAllVersions/0112-2---61987%23ABB934,https://cdd.iec.ch/cdd/iec61987/iec61987.nsf/PropertiesAllVersions/0112-2---61987%23ABD143 | 0112-2---61987#ABP281,0112-2---61987#ABP081,0112-2---61987#ABP282,0112-2---61987#ABA387,0112-2---61987#ABA390,0112-2---61987#ABC865,0112-2---61987#ABE459,0112-2---61987#ABP079,0112-2---61987#ABD143,0112-2---61987#ABI463,0112-2---61987#ABB934,0112-2---61987#ABP307,0112-2---61987#ABC891
0112/2///61987#ABA860 | 002 | 02 | 0112/2///61987#ABA860#002 | Thermowell |  |  |  | fitting, which is a pressure-tight pipe closed at one side, protecting a temperature sensing element against the environment, the process medium as well as mechanical forces |  |  |  |  | ITEM_CLASS | [9 empty] | Standard |  | IEC 61987 | IEC | 2022-06-28 | 2017-12-07 | 2017-12-07 | 2022-06-28 |  | IEC SC65E | C00112 |  | 0112/2///61987#ABA856 | https://cdd.iec.ch/CDD/IEC61987/iec61987.nsf/Classes/0112-2---61987%23ABA860 | https://cdd.iec.ch/cdd/iec61987/iec61987.nsf/PropertiesAllVersions/0112-2---61987%23ABF903 | 0112-2---61987#ABF903
0112/2///61987#ABO058 | 001 | 01 | 0112/2///61987#ABO058#001 | Security appliance |  |  |  | network component that establishes a communication barrier between different network segments and effectively manages and regulates the network traffic and access between the segments based on various protocols, filtering mechanism and rules | Physical security devices are also called edge devices. Network security may also be achieved by proxy servers. Security devices may contain different types of security functionality like e.g. firewall, VPN, access control, rule based filtering. |  |  |  | ITEM_CLASS |  |  |  |  | 0112/2///61987#ABP285 - reference to Operating LOP for infrastructure devices |  |  |  | true | Standard |  | IEC 61987-31 | IEC | 2022-10-26 | 2022-10-26 | 2022-10-26 | 2022-10-26 |  | IEC/SC 65E | C00127 | 001-01 (2022-10-26 07:15:17 by BATCH 00000802) standard | 0112/2///61987#ABO045 | https://cdd.iec.ch/CDD/IEC61987/iec61987.nsf/Classes/0112-2---61987%23ABO058
0112/2///61987#ABC100 | 007 | 01 | 0112/2///61987#ABC100#007 | Application |  |  |  | properties characterizing the application for which the device is designed, together with the reasons and if applicable, restrictions for use |  |  |  |  | ITEM_CLASS | [5 empty] | 0112/2///61987#ABA005 - Device LOP for flow transmitter0112/2///61987#ABA006 - Device LOP for coriolis mass flow transmitter0112/2///61987#ABA007 - Device LOP for swirl flow transmitter0112/2///61987#ABA008 - Device LOP for electromagnetic flow transmitter0112/2///61987#ABA009 - Device LOP for electromagnetic insertion flow transmitter0112/2///61987#ABA010 - Device LOP for orifice/differential pressure flow transmitter0112/2///61987#ABA013 - Device LOP for (oval) gear flow transmitter/gauge0112/2///61987#ABA014 - Device LOP for piston flow transmitter/gauge0112/2///61987#ABA016 - Device LOP for thermal mass flow transmitter0112/2///61987#ABA018 - Device LOP for turbine/propeller/Woltmann flow transmitter/gauge0112/2///61987#ABA019 - Device LOP for ultrasonic flow transmitter0112/2///61987#ABA020 - Device LOP for variable area flow transmitter/gauge0112/2///61987#ABA022 - Device LOP for vortex flow transmitter0112/2///61987#ABA023 - Device LOP for positive displacement flow transmitter/gauge0112/2///61987#ABA024 - Device LOP for helix flow transmitter/gauge0112/2///61987#ABA025 - Device LOP for remote/separate transmitter0112/2///61987#ABA029 - Device LOP for absolute/gauge pressure transmitter0112/2///61987#ABA031 - Device LOP for differential pressure transmitter0112/2///61987#ABA032 - Device LOP for absolute/gauge pressure gauge0112/2///61987#ABA034 - Device LOP for differential pressure gauge0112/2///61987#ABA035 - Device LOP for remote seal0112/2///61987#ABA037 - Device LOP for manifold0112/2///61987#ABA037 - Device LOP for pressure measurement manifold0112/2///61987#ABE310 - Device LOP for valve body assembly0112/2///61987#ABE311 - Device LOP for globe valve0112/2///61987#ABE312 - Device LOP for gate valve0112/2///61987#ABE313 - Device LOP for diaphragm valve0112/2///61987#ABE313 - Device LOP for diaphragm/pinch valve0112/2///61987#ABE314 - Device LOP for butterfly valve0112/2///61987#ABE315 - Device LOP for eccentric plug valve0112/2///61987#ABE316 - Device LOP for plug valve0112/2///61987#ABE317 - Device LOP for ball valve0112/2///61987#ABE318 - Device LOP for pressure reducing regulator or back pressure/excess pressure regulator0112/2///61987#ABE319 - Device LOP for pneumatic linear actuator0112/2///61987#ABE320 - Device LOP for pneumatic rotary actuator0112/2///61987#ABE321 - Device LOP for positioner0112/2///61987#ABE630 - Device LOP for limit switch0112/2///61987#ABE631 - Device LOP for solenoid valve0112/2///61987#ABE632 - Device LOP for filter regulator0112/2///61987#ABE633 - Device LOP for restriction orifice/diffuser0112/2///61987#ABE634 - Device LOP for I/P converter0112/2///61987#ABE728 - Device LOP for magnetic level gauge0112/2///61987#ABE729 - Device LOP for sight level gauge0112/2///61987#ABE730 - Device LOP for rotary paddle switch0112/2///61987#ABE731 - Device LOP for thermal level switch0112/2///61987#ABE732 - Device LOP for vibrating level switch0112/2///61987#ABE733 - Device LOP for optical level switch0112/2///61987#ABE735 - Device LOP for level transmitter0112/2///61987#ABE736 - Device LOP for displacer level transmitter/switch0112/2///61987#ABE737 - Device LOP for capacitance level transmitter/switch0112/2///61987#ABE738 - Device LOP for conductance level transmitter/switch0112/2///61987#ABE739 - Device LOP for float level transmitter/switch0112/2///61987#ABE740 - Device LOP for hydrostatic pressure level transmitter0112/2///61987#ABE741 - Device LOP for plumb bob level transmitter0112/2///61987#ABE742 - Device LOP for free-space radar level transmitter0112/2///61987#ABE743 - Device LOP for guided-wave radar level transmitter/switch0112/2///61987#ABE744 - Device LOP for ultrasonic level transmitter0112/2///61987#ABE745 - Device LOP for ultrasonic level switch0112/2///61987#ABE746 - Device LOP for nuclear level transmitter/switch0112/2///61987#ABE747 - Device LOP for laser level transmitter0112/2///61987#ABE748 - Device LOP for servo level transmitter0112/2///61987#ABE749 - Device LOP for microwave level switch0112/2///61987#ABE750 - Device LOP for sight level indicator0112/2///61987#ABE751 - Device LOP for stilling well0112/2///61987#ABE752 - Device LOP for window0112/2///61987#ABE753 - Device LOP for bypass/measuring chamber0112/2///61987#ABE755 - Device LOP for level switch0112/2///61987#ABE756 - Device LOP for separate level transmitter/switching unit0112/2///61987#ABE759 - Device LOP for temperature gauge0112/2///61987#ABE760 - Device LOP for contact temperature transmitter0112/2///61987#ABE761 - Device LOP for radiation thermometer0112/2///61987#ABE762 - Device LOP for temperature connection head0112/2///61987#ABE763 - Device LOP for insert/element0112/2///61987#ABE764 - Device LOP for separate temperature transmitter0112/2///61987#ABE765 - Device LOP for thermowell0112/2///61987#ABE766 - Device LOP for thermowell extension0112/2///61987#ABE767 - Device LOP for temperature transmitter0112/2///61987#ABF858 - Device LOP for buoyancy density transmitter0112/2///61987#ABF859 - Device LOP for refractive index density transmitter0112/2///61987#ABF860 - Device LOP for vibrating tube density transmitter0112/2///61987#ABF861 - Device LOP for radiometric density transmitter0112/2///61987#ABF862 - Device LOP for vibrating fork/rod density transmitter0112/2///61987#ABF863 - Device LOP for ultrasonic density transmitter0112/2///61987#ABF864 - Device LOP for microwave density transmitter0112/2///61987#ABF865 - Device LOP for density transmitter0112/2///61987#ABF866 - Device LOP for separate density transmitter0112/2///61987#ABP026 - Device LOP for I/O modules0112/2///61987#ABV520 - Device LOP for position transmitter |  |  | false | Standard |  | IEC 61987 | IEC | 2022-12-09 | 2017-12-07 | 2022-12-09 | 2022-12-09 |  | IEC/SC 65E | C00112 |  | 0112/2///61987#ABV501 | https://cdd.iec.ch/CDD/IEC61987/iec61987.nsf/Classes/0112-2---61987%23ABC100 | https://cdd.iec.ch/cdd/iec61987/iec61987.nsf/PropertiesAllVersions/0112-2---61987%23ABB014 | 0112-2---61987#ABB014
0112/2///61987#ABF562 | 001 | 01 | 0112/2///61987#ABF562#001 | Calibrated measuring range for density |  |  |  | properties characterizing the density measuring range for which the measuring device is calibrated and adjusted |  |  |  |  | ITEM_CLASS | [5 empty] | 0112/2///61987#ABG359 - Density measurement [2] |  |  |  | Standard |  | IEC 61987 | IEC | 2018-03-28 | 2018-03-28 | 2018-03-28 | 2018-03-28 |  | SC65E – IEC 61987 | C00017 | 001-01 (2018-03-28 07:26:06 by BATCH 00000762) standard | 0112/2///61987#ABV501 | https://cdd.iec.ch/CDD/IEC61987/iec61987.nsf/Classes/0112-2---61987%23ABF562 | https://cdd.iec.ch/cdd/iec61987/iec61987.nsf/PropertiesAllVersions/0112-2---61987%23ABB220,https://cdd.iec.ch/cdd/iec61987/iec61987.nsf/PropertiesAllVersions/0112-2---61987%23ABB221,https://cdd.iec.ch/cdd/iec61987/iec61987.nsf/PropertiesAllVersions/0112-2---61987%23ABB559,https://cdd.iec.ch/cdd/iec61987/iec61987.nsf/PropertiesAllVersions/0112-2---61987%23ABA967 | 0112-2---61987#ABB220,0112-2---61987#ABB221,0112-2---61987#ABB559,0112-2---61987#ABA967
0112/2///61987#ABA715 | 002 | 01 | 0112/2///61987#ABA715#002 | Resistance tape switch |  |  |  | level switch that uses a change in electrical resistance of a probe to detect a level regime |  |  |  |  | ITEM_CLASS |  |  |  |  | 0112/2///61987#ABF910 - reference to Operating LOP for level measuring equipment |  |  |  |  | Standard |  |  |  | 2018-03-28 | 2013-08-27 | 2016-05-24 | 2016-05-24 |  | SC65E – IEC 61987 | C00004 |  | 0112/2///61987#ABA703 | https://cdd.iec.ch/CDD/IEC61987/iec61987.nsf/Classes/0112-2---61987%23ABA715 |  | 0112-2---61987#ABF910
0112/2///61987#ABC205 | 001 | 02 | 0112/2///61987#ABC205#001 | Display |  |  |  | properties characterizing a display provided by a device |  |  |  |  | ITEM_CLASS | [5 empty] | 0112/2///61987#ABC682 - Visual controls |  |  |  | Standard |  |  |  | 2018-03-28 | 2013-08-27 | 2013-08-27 | 2014-06-18 |  | SC65E – IEC 61987 | C00004 |  | 0112/2///61987#ABV501 | https://cdd.iec.ch/CDD/IEC61987/iec61987.nsf/Classes/0112-2---61987%23ABC205 | https://cdd.iec.ch/cdd/iec61987/iec61987.nsf/PropertiesAllVersions/0112-2---61987%23ABB581,https://cdd.iec.ch/cdd/iec61987/iec61987.nsf/PropertiesAllVersions/0112-2---61987%23ABA509,https://cdd.iec.ch/cdd/iec61987/iec61987.nsf/PropertiesAllVersions/0112-2---61987%23ABB083,https://cdd.iec.ch/cdd/iec61987/iec61987.nsf/PropertiesAllVersions/0112-2---61987%23ABA155,https://cdd.iec.ch/cdd/iec61987/iec61987.nsf/PropertiesAllVersions/0112-2---61987%23ABB582,https://cdd.iec.ch/cdd/iec61987/iec61987.nsf/PropertiesAllVersions/0112-2---61987%23ABC797,https://cdd.iec.ch/cdd/iec61987/iec61987.nsf/PropertiesAllVersions/0112-2---61987%23ABB584,https://cdd.iec.ch/cdd/iec61987/iec61987.nsf/PropertiesAllVersions/0112-2---61987%23ABC838,https://cdd.iec.ch/cdd/iec61987/iec61987.nsf/PropertiesAllVersions/0112-2---61987%23ABB085,https://cdd.iec.ch/cdd/iec61987/iec61987.nsf/PropertiesAllVersions/0112-2---61987%23ABB586,https://cdd.iec.ch/cdd/iec61987/iec61987.nsf/PropertiesAllVersions/0112-2---61987%23ABB587,https://cdd.iec.ch/cdd/iec61987/iec61987.nsf/PropertiesAllVersions/0112-2---61987%23ABB588,https://cdd.iec.ch/cdd/iec61987/iec61987.nsf/PropertiesAllVersions/0112-2---61987%23ABB589,https://cdd.iec.ch/cdd/iec61987/iec61987.nsf/PropertiesAllVersions/0112-2---61987%23ABB444 | 0112-2---61987#ABB581,0112-2---61987#ABB083,0112-2---61987#ABC797,0112-2---61987#ABB586,0112-2---61987#ABB587,0112-2---61987#ABB588,0112-2---61987#ABC838,0112-2---61987#ABA155,0112-2---61987#ABB582,0112-2---61987#ABB589,0112-2---61987#ABA509,0112-2---61987#ABB584,0112-2---61987#ABB085,0112-2---61987#ABB444
0112/2///61987#ABC288 | 001 | 02 | 0112/2///61987#ABC288#001 | Inline thermal mass flow transmitter |  |  |  | properties characterizing the inline thermal mass flowmeter |  | 16 ABC288.16 |  |  | ITEM_CLASS | [5 empty] | 0112/2///61987#ABC635 - Structural design of a thermal mass flow transmitter |  |  |  | Standard |  |  |  | 2018-03-28 | 2013-08-27 | 2013-08-27 | 2014-06-18 |  | SC65E – IEC 61987 | C00004 |  | 0112/2///61987#ABV501 | https://cdd.iec.ch/CDD/IEC61987/iec61987.nsf/Classes/0112-2---61987%23ABC288 | https://cdd.iec.ch/cdd/iec61987/iec61987.nsf/PropertiesAllVersions/0112-2---61987%23ABB475,https://cdd.iec.ch/cdd/iec61987/iec61987.nsf/PropertiesAllVersions/0112-2---61987%23ABB476,https://cdd.iec.ch/cdd/iec61987/iec61987.nsf/PropertiesAllVersions/0112-2---61987%23ABC995,https://cdd.iec.ch/cdd/iec61987/iec61987.nsf/PropertiesAllVersions/0112-2---61987%23ABB477,https://cdd.iec.ch/cdd/iec61987/iec61987.nsf/PropertiesAllVersions/0112-2---61987%23ABB478 | 0112-2---61987#ABB476,0112-2---61987#ABC995,0112-2---61987#ABB477,0112-2---61987#ABB478,0112-2---61987#ABB475
0112/2///61987#ABC293 | 002 | 01 | 0112/2///61987#ABC293#002 | Input [4] |  |  |  | properties characterizing a measured variable, the size of which is to be acquired and indicated by the measurement as well as any auxiliary signal inputs |  |  | from IEC 61987-1, 5.4 |  | ITEM_CLASS | [5 empty] | 0112/2///61987#ABA008 - Device LOP for electromagnetic flow transmitter0112/2///61987#ABA009 - Device LOP for electromagnetic insertion flow transmitter0112/2///61987#ABA010 - Device LOP for orifice/differential pressure flow transmitter0112/2///61987#ABA016 - Device LOP for thermal mass flow transmitter0112/2///61987#ABA019 - Device LOP for ultrasonic flow transmitter0112/2///61987#ABA020 - Device LOP for variable area flow transmitter/gauge0112/2///61987#ABA022 - Device LOP for vortex flow transmitter |  |  |  | Standard |  |  |  | 2018-03-28 | 2013-08-27 | 2016-05-24 | 2016-05-24 |  | SC65E – IEC 61987 | C00004 |  | 0112/2///61987#ABV501 | https://cdd.iec.ch/CDD/IEC61987/iec61987.nsf/Classes/0112-2---61987%23ABC293 | https://cdd.iec.ch/cdd/iec61987/iec61987.nsf/PropertiesAllVersions/0112-2---61987%23ABB065,https://cdd.iec.ch/cdd/iec61987/iec61987.nsf/PropertiesAllVersions/0112-2---61987%23ABD039,https://cdd.iec.ch/cdd/iec61987/iec61987.nsf/PropertiesAllVersions/0112-2---61987%23ABA340,https://cdd.iec.ch/cdd/iec61987/iec61987.nsf/PropertiesAllVersions/0112-2---61987%23ABC759 | 0112-2---61987#ABC759,0112-2---61987#ABB065,0112-2---61987#ABD039,0112-2---61987#ABA340
0112/2///61987#ABH561 | 001 | 01 | 0112/2///61987#ABH561#001 | Calibration |  |  |  | properties characterizing the calibration of output values of a device |  |  |  |  | ITEM_CLASS | [5 empty] | 0112/2///61987#ABH552 - Calibration and test results |  |  |  | Standard |  |  |  | 2019-03-08 | 2017-12-07 | 2019-03-08 | 2019-03-08 |  | SC65E – IEC 61987 | C00018 | 001-01 (2019-03-08 15:35:12 by BATCH 00000766) standard | 0112/2///61987#ABV501 | https://cdd.iec.ch/CDD/IEC61987/iec61987.nsf/Classes/0112-2---61987%23ABH561 | https://cdd.iec.ch/cdd/iec61987/iec61987.nsf/PropertiesAllVersions/0112-2---61987%23ABH608,https://cdd.iec.ch/cdd/iec61987/iec61987.nsf/PropertiesAllVersions/0112-2---61987%23ABH609,https://cdd.iec.ch/cdd/iec61987/iec61987.nsf/PropertiesAllVersions/0112-2---61987%23ABH558,https://cdd.iec.ch/cdd/iec61987/iec61987.nsf/PropertiesAllVersions/0112-2---61987%23ABB271,https://cdd.iec.ch/cdd/iec61987/iec61987.nsf/PropertiesAllVersions/0112-2---61987%23ABA577,https://cdd.iec.ch/cdd/iec61987/iec61987.nsf/PropertiesAllVersions/0112-2---61987%23ABH553,https://cdd.iec.ch/cdd/iec61987/iec61987.nsf/PropertiesAllVersions/0112-2---61987%23ABH562,https://cdd.iec.ch/cdd/iec61987/iec61987.nsf/PropertiesAllVersions/0112-2---61987%23ABH722,https://cdd.iec.ch/cdd/iec61987/iec61987.nsf/PropertiesAllVersions/0112-2---61987%23ABH723,https://cdd.iec.ch/cdd/iec61987/iec61987.nsf/PropertiesAllVersions/0112-2---61987%23ABH724,https://cdd.iec.ch/cdd/iec61987/iec61987.nsf/PropertiesAllVersions/0112-2---61987%23ABH725,https://cdd.iec.ch/cdd/iec61987/iec61987.nsf/PropertiesAllVersions/0112-2---61987%23ABH726,https://cdd.iec.ch/cdd/iec61987/iec61987.nsf/PropertiesAllVersions/0112-2---61987%23ABH727,https://cdd.iec.ch/cdd/iec61987/iec61987.nsf/PropertiesAllVersions/0112-2---61987%23ABH728,https://cdd.iec.ch/cdd/iec61987/iec61987.nsf/PropertiesAllVersions/0112-2---61987%23ABH729,https://cdd.iec.ch/cdd/iec61987/iec61987.nsf/PropertiesAllVersions/0112-2---61987%23ABH730,https://cdd.iec.ch/cdd/iec61987/iec61987.nsf/PropertiesAllVersions/0112-2---61987%23ABH731,https://cdd.iec.ch/cdd/iec61987/iec61987.nsf/PropertiesAllVersions/0112-2---61987%23ABH732,https://cdd.iec.ch/cdd/iec61987/iec61987.nsf/PropertiesAllVersions/0112-2---61987%23ABH733,https://cdd.iec.ch/cdd/iec61987/iec61987.nsf/PropertiesAllVersions/0112-2---61987%23ABH734,https://cdd.iec.ch/cdd/iec61987/iec61987.nsf/PropertiesAllVersions/0112-2---61987%23ABH735,https://cdd.iec.ch/cdd/iec61987/iec61987.nsf/PropertiesAllVersions/0112-2---61987%23ABH736,https://cdd.iec.ch/cdd/iec61987/iec61987.nsf/PropertiesAllVersions/0112-2---61987%23ABH737,https://cdd.iec.ch/cdd/iec61987/iec61987.nsf/PropertiesAllVersions/0112-2---61987%23ABH738,https://cdd.iec.ch/cdd/iec61987/iec61987.nsf/PropertiesAllVersions/0112-2---61987%23ABH739,https://cdd.iec.ch/cdd/iec61987/iec61987.nsf/PropertiesAllVersions/0112-2---61987%23ABH740 | 0112-2---61987#ABH729,0112-2---61987#ABH732,0112-2---61987#ABH734,0112-2---61987#ABH738,0112-2---61987#ABH724,0112-2---61987#ABB271,0112-2---61987#ABA577,0112-2---61987#ABH562,0112-2---61987#ABH726,0112-2---61987#ABH727,0112-2---61987#ABH735,0112-2---61987#ABH737,0112-2---61987#ABH558,0112-2---61987#ABH728,0112-2---61987#ABH730,0112-2---61987#ABH733,0112-2---61987#ABH725,0112-2---61987#ABH609,0112-2---61987#ABH553,0112-2---61987#ABH722,0112-2---61987#ABH723,0112-2---61987#ABH731,0112-2---61987#ABH736,0112-2---61987#ABH739,0112-2---61987#ABH608,0112-2---61987#ABH740
0112/2///61987#ABN986 | 001 | 01 | 0112/2///61987#ABN986#001 | Density profile computer |  |  |  | calculator that uses two or more input signals to output the density as a function of depth | Input signals are usually provided by nuclear level transmitters and the medium is usually a mixture of water and oil. |  |  |  | ITEM_CLASS |  |  |  |  | 0112/2///61987#ABP285 - reference to Operating LOP for infrastructure devices |  |  |  | true | Standard |  | IEC 61987-31 | IEC | 2022-10-26 | 2022-10-26 | 2022-10-26 | 2022-10-26 |  | IEC/SC 65E | C00127 | 001-01 (2022-10-26 07:15:16 by BATCH 00000802) standard | 0112/2///61987#ABN985 | https://cdd.iec.ch/CDD/IEC61987/iec61987.nsf/Classes/0112-2---61987%23ABN986
0112/2///61987#ABC183 | 004 | 01 | 0112/2///61987#ABC183#004 | Deployment conditions [2] |  |  |  | properties characterizing the deployment of the device in the pipe or vessel in order to obtain the specified performance |  |  |  |  | ITEM_CLASS | [5 empty] | 0112/2///61987#ABC305 - Installation conditions [3] |  |  | false | Standard |  | IEC 61987 | IEC | 2022-12-09 | 2017-12-07 | 2022-12-09 | 2022-12-09 |  | IEC/SC 65E | C00112 |  | 0112/2///61987#ABV501 | https://cdd.iec.ch/CDD/IEC61987/iec61987.nsf/Classes/0112-2---61987%23ABC183 | https://cdd.iec.ch/cdd/iec61987/iec61987.nsf/PropertiesAllVersions/0112-2---61987%23ABA088,https://cdd.iec.ch/cdd/iec61987/iec61987.nsf/PropertiesAllVersions/0112-2---61987%23ABB024 | 0112-2---61987#ABA088,0112-2---61987#ABB024
0112/2///61987#ABC337 | 002 | 01 | 0112/2///61987#ABC337#002 | Mass flow measurement |  |  |  | properties characterizing a mass flow measured variable |  | 1 ABC337.1 |  |  | ITEM_CLASS | [5 empty] | 0112/2///61987#ABC660 - Type of measured variable [1]0112/2///61987#ABC661 - Type of measured variable [2]0112/2///61987#ABC662 - Type of measured variable [3] |  |  |  | Standard |  |  |  | 2020-02-24 | 2017-12-07 | 2020-02-24 | 2020-02-24 |  | SC65E – IEC 61987 | C00091 |  | 0112/2///61987#ABV501 | https://cdd.iec.ch/CDD/IEC61987/iec61987.nsf/Classes/0112-2---61987%23ABC337 | https://cdd.iec.ch/cdd/iec61987/iec61987.nsf/PropertiesAllVersions/0112-2---61987%23ABB015,https://cdd.iec.ch/cdd/iec61987/iec61987.nsf/PropertiesAllVersions/0112-2---61987%23ABD047,https://cdd.iec.ch/cdd/iec61987/iec61987.nsf/PropertiesAllVersions/0112-2---61987%23ABA324,https://cdd.iec.ch/cdd/iec61987/iec61987.nsf/PropertiesAllVersions/0112-2---61987%23ABA326,https://cdd.iec.ch/cdd/iec61987/iec61987.nsf/PropertiesAllVersions/0112-2---61987%23ABA327,https://cdd.iec.ch/cdd/iec61987/iec61987.nsf/PropertiesAllVersions/0112-2---61987%23ABA328,https://cdd.iec.ch/cdd/iec61987/iec61987.nsf/PropertiesAllVersions/0112-2---61987%23ABA330,https://cdd.iec.ch/cdd/iec61987/iec61987.nsf/PropertiesAllVersions/0112-2---61987%23ABB781,https://cdd.iec.ch/cdd/iec61987/iec61987.nsf/PropertiesAllVersions/0112-2---61987%23ABH430,https://cdd.iec.ch/cdd/iec61987/iec61987.nsf/PropertiesAllVersions/0112-2---61987%23ABJ600,https://cdd.iec.ch/cdd/iec61987/iec61987.nsf/PropertiesAllVersions/0112-2---61987%23ABJ601,https://cdd.iec.ch/cdd/iec61987/iec61987.nsf/PropertiesAllVersions/0112-2---61987%23ABN594 | 0112-2---61987#ABJ600,0112-2---61987#ABB015,0112-2---61987#ABA324,0112-2---61987#ABA326,0112-2---61987#ABA327,0112-2---61987#ABA328,0112-2---61987#ABN594,0112-2---61987#ABD047,0112-2---61987#ABA330,0112-2---61987#ABB781,0112-2---61987#ABH430,0112-2---61987#ABJ601
0112/2///61987#ABC469 | 001 | 02 | 0112/2///61987#ABC469#001 | Other material properties |  |  |  | properties characterizing additional material characteristics |  |  |  |  | ITEM_CLASS | [5 empty] | 0112/2///61987#ABC103 - Aqueous phase0112/2///61987#ABC323 - Liquid phase0112/2///61987#ABC447 - Non-aqueous liquid phase0112/2///61987#ABC597 - Solid/particle phase [pressure]0112/2///61987#ABC598 - Solid/particle phase [flow]0112/2///61987#ABC679 - Gas/vapor phase [pressure]0112/2///61987#ABC680 - Gas/vapor phase [flow]0112/2///61987#ABG455 - Total fluid [temperature]0112/2///61987#ABG459 - Aqueous phase [level]0112/2///61987#ABG460 - Aqueous phase [density]0112/2///61987#ABG461 - Non-aqueous liquid phase [level]0112/2///61987#ABG462 - Non-aqueous liquid phase [density]0112/2///61987#ABG463 - Gas/vapor phase [level]0112/2///61987#ABG464 - Gas/vapor phase [density]0112/2///61987#ABG465 - Solid/particle phase [level]0112/2///61987#ABG466 - Solid/particle phase [density]0112/2///61987#ABH067 - Intermediate phase [level]0112/2///61987#ABH190 - Foam phase [level] |  |  |  | Standard |  |  |  | 2018-03-28 | 2013-08-27 | 2013-08-27 | 2014-06-18 |  | SC65E – IEC 61987 | C00004 |  | 0112/2///61987#ABV501 | https://cdd.iec.ch/CDD/IEC61987/iec61987.nsf/Classes/0112-2---61987%23ABC469 | https://cdd.iec.ch/cdd/iec61987/iec61987.nsf/PropertiesAllVersions/0112-2---61987%23ABA580,https://cdd.iec.ch/cdd/iec61987/iec61987.nsf/PropertiesAllVersions/0112-2---61987%23ABA622,https://cdd.iec.ch/cdd/iec61987/iec61987.nsf/PropertiesAllVersions/0112-2---61987%23ABB303,https://cdd.iec.ch/cdd/iec61987/iec61987.nsf/PropertiesAllVersions/0112-2---61987%23ABD178,https://cdd.iec.ch/cdd/iec61987/iec61987.nsf/PropertiesAllVersions/0112-2---61987%23ABA597,https://cdd.iec.ch/cdd/iec61987/iec61987.nsf/PropertiesAllVersions/0112-2---61987%23ABA603,https://cdd.iec.ch/cdd/iec61987/iec61987.nsf/PropertiesAllVersions/0112-2---61987%23ABB305,https://cdd.iec.ch/cdd/iec61987/iec61987.nsf/PropertiesAllVersions/0112-2---61987%23ABB306,https://cdd.iec.ch/cdd/iec61987/iec61987.nsf/PropertiesAllVersions/0112-2---61987%23ABB307,https://cdd.iec.ch/cdd/iec61987/iec61987.nsf/PropertiesAllVersions/0112-2---61987%23ABB308,https://cdd.iec.ch/cdd/iec61987/iec61987.nsf/PropertiesAllVersions/0112-2---61987%23ABB309,https://cdd.iec.ch/cdd/iec61987/iec61987.nsf/PropertiesAllVersions/0112-2---61987%23ABB310,https://cdd.iec.ch/cdd/iec61987/iec61987.nsf/PropertiesAllVersions/0112-2---61987%23ABA944,https://cdd.iec.ch/cdd/iec61987/iec61987.nsf/PropertiesAllVersions/0112-2---61987%23ABA909 | 0112-2---61987#ABB308,0112-2---61987#ABD178,0112-2---61987#ABB305,0112-2---61987#ABB306,0112-2---61987#ABB307,0112-2---61987#ABA944,0112-2---61987#ABA622,0112-2---61987#ABA597,0112-2---61987#ABB309,0112-2---61987#ABB310,0112-2---61987#ABB303,0112-2---61987#ABA580,0112-2---61987#ABA603,0112-2---61987#ABA909
0112/2///61987#ABC470 | 001 | 02 | 0112/2///61987#ABC470#001 | Other operating element |  |  |  | properties characterizing additional operating elements provided by the device |  |  |  |  | ITEM_CLASS | [5 empty] | 0112/2///61987#ABC329 - Manual controls |  |  |  | Standard |  |  |  | 2018-03-28 | 2013-08-27 | 2013-08-27 | 2014-06-18 |  | SC65E – IEC 61987 | C00004 |  | 0112/2///61987#ABV501 | https://cdd.iec.ch/CDD/IEC61987/iec61987.nsf/Classes/0112-2---61987%23ABC470 | https://cdd.iec.ch/cdd/iec61987/iec61987.nsf/PropertiesAllVersions/0112-2---61987%23ABA540,https://cdd.iec.ch/cdd/iec61987/iec61987.nsf/PropertiesAllVersions/0112-2---61987%23ABA541,https://cdd.iec.ch/cdd/iec61987/iec61987.nsf/PropertiesAllVersions/0112-2---61987%23ABA542 | 0112-2---61987#ABA540,0112-2---61987#ABA541,0112-2---61987#ABA542
0112/2///61987#ABC545 | 004 | 01 | 0112/2///61987#ABC545#004 | Process diagnostic |  |  |  | properties characterizing the process diagnostic functions provided by a device |  |  |  |  | ITEM_CLASS | [5 empty] | 0112/2///61987#ABC194 - Diagnosis |  |  |  | Standard |  |  |  | 2018-03-28 | 2013-08-27 | 2018-03-20 | 2018-03-20 |  | SC65E – IEC 61987 | C00004 |  | 0112/2///61987#ABV501 | https://cdd.iec.ch/CDD/IEC61987/iec61987.nsf/Classes/0112-2---61987%23ABC545 | https://cdd.iec.ch/cdd/iec61987/iec61987.nsf/PropertiesAllVersions/0112-2---61987%23ABB601,https://cdd.iec.ch/cdd/iec61987/iec61987.nsf/PropertiesAllVersions/0112-2---61987%23ABB598,https://cdd.iec.ch/cdd/iec61987/iec61987.nsf/PropertiesAllVersions/0112-2---61987%23ABB602 | 0112-2---61987#ABB601,0112-2---61987#ABB598,0112-2---61987#ABB602
0112/2///61987#ABC607 | 002 | 01 | 0112/2///61987#ABC607#002 | Structural design [electromagnetic insertion flow transmitter] |  |  |  | properties characterizing the constructional details of a device |  |  |  |  | ITEM_CLASS | [5 empty] | 0112/2///61987#ABC426 - Mechanical and electrical construction [electromagnetic insertion flow transmitter] |  |  |  | Standard |  |  |  | 2018-03-28 | 2013-08-27 | 2016-05-24 | 2016-05-24 |  | SC65E – IEC 61987 | C00004 |  | 0112/2///61987#ABV501 | https://cdd.iec.ch/CDD/IEC61987/iec61987.nsf/Classes/0112-2---61987%23ABC607 | https://cdd.iec.ch/cdd/iec61987/iec61987.nsf/PropertiesAllVersions/0112-2---61987%23ABD269,https://cdd.iec.ch/cdd/iec61987/iec61987.nsf/PropertiesAllVersions/0112-2---61987%23ABD286,https://cdd.iec.ch/cdd/iec61987/iec61987.nsf/PropertiesAllVersions/0112-2---61987%23ABA177,https://cdd.iec.ch/cdd/iec61987/iec61987.nsf/PropertiesAllVersions/0112-2---61987%23ABD290,https://cdd.iec.ch/cdd/iec61987/iec61987.nsf/PropertiesAllVersions/0112-2---61987%23ABA182,https://cdd.iec.ch/cdd/iec61987/iec61987.nsf/PropertiesAllVersions/0112-2---61987%23ABD281,https://cdd.iec.ch/cdd/iec61987/iec61987.nsf/PropertiesAllVersions/0112-2---61987%23ABD284 | 0112-2---61987#ABD284,0112-2---61987#ABD269,0112-2---61987#ABD286,0112-2---61987#ABA177,0112-2---61987#ABD290,0112-2---61987#ABA182,0112-2---61987#ABD281
0112/2///61987#ABH920 | 001 | 01 | 0112/2///61987#ABH920#001 | HART event notification parameters |  |  |  | properties characterizing HART event notification parameters |  |  |  |  | ITEM_CLASS | [5 empty] | 0112/2///61987#ABH911 - HART configuration parameter |  |  |  | Standard |  |  |  | 2018-03-28 | 2018-03-28 | 2018-03-28 | 2018-03-28 |  | SC65E – IEC 61987 | C00018 | 001-01 (2018-03-28 07:26:12 by BATCH 00000762) standard | 0112/2///61987#ABV501 | https://cdd.iec.ch/CDD/IEC61987/iec61987.nsf/Classes/0112-2---61987%23ABH920 | https://cdd.iec.ch/cdd/iec61987/iec61987.nsf/PropertiesAllVersions/0112-2---61987%23ABI067,https://cdd.iec.ch/cdd/iec61987/iec61987.nsf/PropertiesAllVersions/0112-2---61987%23ABI220,https://cdd.iec.ch/cdd/iec61987/iec61987.nsf/PropertiesAllVersions/0112-2---61987%23ABI221,https://cdd.iec.ch/cdd/iec61987/iec61987.nsf/PropertiesAllVersions/0112-2---61987%23ABI068,https://cdd.iec.ch/cdd/iec61987/iec61987.nsf/PropertiesAllVersions/0112-2---61987%23ABI401 | 0112-2---61987#ABI067,0112-2---61987#ABI220,0112-2---61987#ABI221,0112-2---61987#ABI068,0112-2---61987#ABI401
0112/2///61987#ABE333 | 002 | 01 | 0112/2///61987#ABE333#002 | Voltage temperature element |  |  |  | temperature element that uses the dependence of voltage on temperature to sense temperature |  |  |  |  | ITEM_CLASS | [9 empty] | Standard |  |  |  | 2018-03-28 |  | 2016-05-24 | 2016-05-24 |  | SC65E – IEC 61987 | C00004 |  | 0112/2///61987#ABA875 | https://cdd.iec.ch/CDD/IEC61987/iec61987.nsf/Classes/0112-2---61987%23ABE333
0112/2///61987#ABE021 | 001 | 02 | 0112/2///61987#ABE021#001 | Structural design [butterfly valve] |  |  |  | properties characterizing the constructional details of a device |  |  |  |  | ITEM_CLASS | [5 empty] | 0112/2///61987#ABD933 - Mechanical and electrical construction [butterfly valve] |  |  |  | Standard |  |  |  | 2018-03-28 | 2013-09-02 | 2013-09-02 | 2014-06-18 |  | SC65E – IEC 61987 | C00009 |  | 0112/2///61987#ABV501 | https://cdd.iec.ch/CDD/IEC61987/iec61987.nsf/Classes/0112-2---61987%23ABE021 | https://cdd.iec.ch/cdd/iec61987/iec61987.nsf/PropertiesAllVersions/0112-2---61987%23ABE070,https://cdd.iec.ch/cdd/iec61987/iec61987.nsf/PropertiesAllVersions/0112-2---61987%23ABE283,https://cdd.iec.ch/cdd/iec61987/iec61987.nsf/PropertiesAllVersions/0112-2---61987%23ABE295 | 0112-2---61987#ABE070,0112-2---61987#ABE283,0112-2---61987#ABE295
0112/2///61987#ABE590 | 002 | 01 | 0112/2///61987#ABE590#002 | Rated operating conditions [14] |  |  |  | properties characterizing the conditions that must be fulfilled during operation in order that a device or assembly performs as designed |  |  |  |  | ITEM_CLASS | [5 empty] | 0112/2///61987#ABE633 - Device LOP for restriction orifice/diffuser |  |  | false | Standard |  | IEC 61987 | IEC | 2022-12-09 | 2017-12-07 | 2022-12-09 | 2022-12-09 |  | IEC/SC 65E | C00112 |  | 0112/2///61987#ABV501 | https://cdd.iec.ch/CDD/IEC61987/iec61987.nsf/Classes/0112-2---61987%23ABE590 | https://cdd.iec.ch/cdd/iec61987/iec61987.nsf/PropertiesAllVersions/0112-2---61987%23ABE509,https://cdd.iec.ch/cdd/iec61987/iec61987.nsf/PropertiesAllVersions/0112-2---61987%23ABE709,https://cdd.iec.ch/cdd/iec61987/iec61987.nsf/PropertiesAllVersions/0112-2---61987%23ABE511,https://cdd.iec.ch/cdd/iec61987/iec61987.nsf/PropertiesAllVersions/0112-2---61987%23ABE513 | 0112-2---61987#ABE509,0112-2---61987#ABE709,0112-2---61987#ABE511,0112-2---61987#ABE513
0112/2///61987#ABF004 | 001 | 01 | 0112/2///61987#ABF004#001 | Measuring range for degree of filling |  |  |  | properties characterizing a degree of filling measuring range |  |  |  |  | ITEM_CLASS | [5 empty] | 0112/2///61987#ABE823 - Degree of filling measurement |  |  |  | Standard |  | IEC 61987 | IEC | 2018-03-28 | 2018-03-28 | 2018-03-28 | 2018-03-28 |  | SC65E – IEC 61987 | C00018 | 001-01 (2018-03-28 07:26:05 by BATCH 00000762) standard | 0112/2///61987#ABV501 | https://cdd.iec.ch/CDD/IEC61987/iec61987.nsf/Classes/0112-2---61987%23ABF004 | https://cdd.iec.ch/cdd/iec61987/iec61987.nsf/PropertiesAllVersions/0112-2---61987%23ABE824,https://cdd.iec.ch/cdd/iec61987/iec61987.nsf/PropertiesAllVersions/0112-2---61987%23ABE825,https://cdd.iec.ch/cdd/iec61987/iec61987.nsf/PropertiesAllVersions/0112-2---61987%23ABE897,https://cdd.iec.ch/cdd/iec61987/iec61987.nsf/PropertiesAllVersions/0112-2---61987%23ABA967 | 0112-2---61987#ABA967,0112-2---61987#ABE824,0112-2---61987#ABE825,0112-2---61987#ABE897
0112/2///61987#ABG150 | 001 | 01 | 0112/2///61987#ABG150#001 | Type of output [20] |  |  |  | administration block for polymorphism acting as proxy for the selected output type |  | Polymorphic element: ABG150, Id: 2 |  |  | ITEM_CLASS | [5 empty] | 0112/2///61987#ABG135 - Output [20] |  |  |  | Standard |  | IEC 61987 | IEC | 2018-03-28 | 2014-12-17 | 2016-05-24 | 2016-05-24 |  | SC65E – IEC 61987 | C00019 | 001-01 (2018-03-28 07:26:07 by BATCH 00000762) standard | 0112/2///61987#ABV501 | https://cdd.iec.ch/CDD/IEC61987/iec61987.nsf/Classes/0112-2---61987%23ABG150 | https://cdd.iec.ch/cdd/iec61987/iec61987.nsf/PropertiesAllVersions/0112-2---61987%23ABV191,https://cdd.iec.ch/cdd/iec61987/iec61987.nsf/PropertiesAllVersions/0112-2---61987%23ABV197,https://cdd.iec.ch/cdd/iec61987/iec61987.nsf/PropertiesAllVersions/0112-2---61987%23ABV198,https://cdd.iec.ch/cdd/iec61987/iec61987.nsf/PropertiesAllVersions/0112-2---61987%23ABV199,https://cdd.iec.ch/cdd/iec61987/iec61987.nsf/PropertiesAllVersions/0112-2---61987%23ABV224,https://cdd.iec.ch/cdd/iec61987/iec61987.nsf/PropertiesAllVersions/0112-2---61987%23ABV225,https://cdd.iec.ch/cdd/iec61987/iec61987.nsf/PropertiesAllVersions/0112-2---61987%23ABV226,https://cdd.iec.ch/cdd/iec61987/iec61987.nsf/PropertiesAllVersions/0112-2---61987%23ABV227,https://cdd.iec.ch/cdd/iec61987/iec61987.nsf/PropertiesAllVersions/0112-2---61987%23ABV200 | 0112-2---61987#ABV226,0112-2---61987#ABV227,0112-2---61987#ABV191,0112-2---61987#ABV198,0112-2---61987#ABV199,0112-2---61987#ABV224,0112-2---61987#ABV197,0112-2---61987#ABV225,0112-2---61987#ABV200
0112/2///61987#ABG226 | 001 | 01 | 0112/2///61987#ABG226#001 | Performance [23] |  |  |  | properties characterizing the performance of the device with regard to measurement accuracy and dynamic behaviour |  |  | from IEC 61987-1, 5.6 |  | ITEM_CLASS | [5 empty] | 0112/2///61987#ABE761 - Device LOP for radiation thermometer |  |  |  | Standard |  | IEC 61987 | IEC | 2018-03-28 | 2014-12-17 | 2016-05-24 | 2016-05-24 |  | SC65E – IEC 61987 | C00019 | 001-01 (2018-03-28 07:26:08 by BATCH 00000762) standard | 0112/2///61987#ABV501 | https://cdd.iec.ch/CDD/IEC61987/iec61987.nsf/Classes/0112-2---61987%23ABG226 | https://cdd.iec.ch/cdd/iec61987/iec61987.nsf/PropertiesAllVersions/0112-2---61987%23ABG796,https://cdd.iec.ch/cdd/iec61987/iec61987.nsf/PropertiesAllVersions/0112-2---61987%23ABB636,https://cdd.iec.ch/cdd/iec61987/iec61987.nsf/PropertiesAllVersions/0112-2---61987%23ABG815,https://cdd.iec.ch/cdd/iec61987/iec61987.nsf/PropertiesAllVersions/0112-2---61987%23ABF693 | 0112-2---61987#ABG796,0112-2---61987#ABB636,0112-2---61987#ABG815,0112-2---61987#ABF693
0112/2///61987#ABG455 | 001 | 01 | 0112/2///61987#ABG455#001 | Total fluid [temperature] |  |  |  | properties characterizing the set of common process variables for a stream consisting of one or more phases |  |  |  |  | ITEM_CLASS | [5 empty] | 0112/2///61987#ABG454 - Process case variables [temperature] |  |  |  | Standard |  | IEC 61987 | IEC | 2018-03-28 | 2014-12-17 | 2016-05-24 | 2016-05-24 |  | SC65E – IEC 61987 | C00019 | 001-01 (2018-03-28 07:26:11 by BATCH 00000762) standard | 0112/2///61987#ABV501 | https://cdd.iec.ch/CDD/IEC61987/iec61987.nsf/Classes/0112-2---61987%23ABG455 | https://cdd.iec.ch/cdd/iec61987/iec61987.nsf/PropertiesAllVersions/0112-2---61987%23ABB289,https://cdd.iec.ch/cdd/iec61987/iec61987.nsf/PropertiesAllVersions/0112-2---61987%23ABB290,https://cdd.iec.ch/cdd/iec61987/iec61987.nsf/PropertiesAllVersions/0112-2---61987%23ABB291,https://cdd.iec.ch/cdd/iec61987/iec61987.nsf/PropertiesAllVersions/0112-2---61987%23ABB292,https://cdd.iec.ch/cdd/iec61987/iec61987.nsf/PropertiesAllVersions/0112-2---61987%23ABB181,https://cdd.iec.ch/cdd/iec61987/iec61987.nsf/PropertiesAllVersions/0112-2---61987%23ABB182,https://cdd.iec.ch/cdd/iec61987/iec61987.nsf/PropertiesAllVersions/0112-2---61987%23ABA927,https://cdd.iec.ch/cdd/iec61987/iec61987.nsf/PropertiesAllVersions/0112-2---61987%23ABA946,https://cdd.iec.ch/cdd/iec61987/iec61987.nsf/PropertiesAllVersions/0112-2---61987%23ABA557,https://cdd.iec.ch/cdd/iec61987/iec61987.nsf/PropertiesAllVersions/0112-2---61987%23ABA556,https://cdd.iec.ch/cdd/iec61987/iec61987.nsf/PropertiesAllVersions/0112-2---61987%23ABA948,https://cdd.iec.ch/cdd/iec61987/iec61987.nsf/PropertiesAllVersions/0112-2---61987%23ABA949,https://cdd.iec.ch/cdd/iec61987/iec61987.nsf/PropertiesAllVersions/0112-2---61987%23ABA561,https://cdd.iec.ch/cdd/iec61987/iec61987.nsf/PropertiesAllVersions/0112-2---61987%23ABA626,https://cdd.iec.ch/cdd/iec61987/iec61987.nsf/PropertiesAllVersions/0112-2---61987%23ABB293,https://cdd.iec.ch/cdd/iec61987/iec61987.nsf/PropertiesAllVersions/0112-2---61987%23ABA625,https://cdd.iec.ch/cdd/iec61987/iec61987.nsf/PropertiesAllVersions/0112-2---61987%23ABB195,https://cdd.iec.ch/cdd/iec61987/iec61987.nsf/PropertiesAllVersions/0112-2---61987%23ABA627,https://cdd.iec.ch/cdd/iec61987/iec61987.nsf/PropertiesAllVersions/0112-2---61987%23ABB294,https://cdd.iec.ch/cdd/iec61987/iec61987.nsf/PropertiesAllVersions/0112-2---61987%23ABH315,https://cdd.iec.ch/cdd/iec61987/iec61987.nsf/PropertiesAllVersions/0112-2---61987%23ABD099 | 0112-2---61987#ABB182,0112-2---61987#ABB291,0112-2---61987#ABB292,0112-2---61987#ABA946,0112-2---61987#ABA556,0112-2---61987#ABA626,0112-2---61987#ABB195,0112-2---61987#ABH315,0112-2---61987#ABB289,0112-2---61987#ABB181,0112-2---61987#ABA948,0112-2---61987#ABA561,0112-2---61987#ABA627,0112-2---61987#ABB294,0112-2---61987#ABD099,0112-2---61987#ABB290,0112-2---61987#ABA927,0112-2---61987#ABA557,0112-2---61987#ABA949,0112-2---61987#ABB293,0112-2---61987#ABA625
0112/2///61987#ABH618 | 001 | 01 | 0112/2///61987#ABH618#001 | Calibration of pressure |  |  |  | properties characterizing the calibration of pressure output values of a device |  |  |  |  | ITEM_CLASS | [5 empty] | 0112/2///61987#ABH561 - Calibration |  |  |  | Standard |  |  |  | 2019-03-08 | 2017-12-07 | 2019-03-08 | 2019-03-08 |  | SC65E – IEC 61987 | C00018 | 001-01 (2019-03-08 15:35:12 by BATCH 00000766) standard | 0112/2///61987#ABV501 | https://cdd.iec.ch/CDD/IEC61987/iec61987.nsf/Classes/0112-2---61987%23ABH618 | https://cdd.iec.ch/cdd/iec61987/iec61987.nsf/PropertiesAllVersions/0112-2---61987%23ABB196,https://cdd.iec.ch/cdd/iec61987/iec61987.nsf/PropertiesAllVersions/0112-2---61987%23ABH594,https://cdd.iec.ch/cdd/iec61987/iec61987.nsf/PropertiesAllVersions/0112-2---61987%23ABH748 | 0112-2---61987#ABB196,0112-2---61987#ABH594,0112-2---61987#ABH748
0112/2///61987#ABE643 | 002 | 01 | 0112/2///61987#ABE643#002 | Rack-mounted level transmitter/switching unit |  |  |  | separate level transmitter or switching unit designed for mounting in a rack |  |  |  |  | ITEM_CLASS |  |  |  |  | 0112/2///61987#ABE645 - reference to Generic OLOP for system components0112/2///61987#ABF906 - reference to Device LOP for separate level transmitter/switching unit |  |  |  |  | Standard |  |  |  | 2018-03-28 | 2014-07-18 | 2018-03-20 | 2018-03-20 |  | SC65E – IEC 61987 | C00004 |  | 0112/2///61987#ABE639 | https://cdd.iec.ch/CDD/IEC61987/iec61987.nsf/Classes/0112-2---61987%23ABE643 |  | 0112-2---61987#ABF906
0112/2///61987#ABF859 | 001 | 01 | 0112/2///61987#ABF859#001 | Device LOP for refractive index density transmitter |  |  |  | list of properties characterizing a refractive index density transmitter |  |  |  |  | ITEM_CLASS | [5 empty] | 0112/2///61987#ABA756 - Refractive index density transmitter |  |  |  | Standard |  | IEC 61987 | IEC | 2018-03-28 | 2014-12-17 | 2018-03-20 | 2018-03-20 |  | SC65E – IEC 61987 | C00017 | 001-01 (2018-03-28 07:26:06 by BATCH 00000762) standard | 0112/2///61987#ABV504 | https://cdd.iec.ch/CDD/IEC61987/iec61987.nsf/Classes/0112-2---61987%23ABF859 | https://cdd.iec.ch/cdd/iec61987/iec61987.nsf/PropertiesAllVersions/0112-2---61987%23ABC899,https://cdd.iec.ch/cdd/iec61987/iec61987.nsf/PropertiesAllVersions/0112-2---61987%23ABC730,https://cdd.iec.ch/cdd/iec61987/iec61987.nsf/PropertiesAllVersions/0112-2---61987%23ABU646,https://cdd.iec.ch/cdd/iec61987/iec61987.nsf/PropertiesAllVersions/0112-2---61987%23ABG498,https://cdd.iec.ch/cdd/iec61987/iec61987.nsf/PropertiesAllVersions/0112-2---61987%23ABB206,https://cdd.iec.ch/cdd/iec61987/iec61987.nsf/PropertiesAllVersions/0112-2---61987%23ABG698,https://cdd.iec.ch/cdd/iec61987/iec61987.nsf/PropertiesAllVersions/0112-2---61987%23ABC830,https://cdd.iec.ch/cdd/iec61987/iec61987.nsf/PropertiesAllVersions/0112-2---61987%23ABG792,https://cdd.iec.ch/cdd/iec61987/iec61987.nsf/PropertiesAllVersions/0112-2---61987%23ABG882,https://cdd.iec.ch/cdd/iec61987/iec61987.nsf/PropertiesAllVersions/0112-2---61987%23ABG958,https://cdd.iec.ch/cdd/iec61987/iec61987.nsf/PropertiesAllVersions/0112-2---61987%23ABD088,https://cdd.iec.ch/cdd/iec61987/iec61987.nsf/PropertiesAllVersions/0112-2---61987%23ABD153,https://cdd.iec.ch/cdd/iec61987/iec61987.nsf/PropertiesAllVersions/0112-2---61987%23ABC786,https://cdd.iec.ch/cdd/iec61987/iec61987.nsf/PropertiesAllVersions/0112-2---61987%23ABC795,https://cdd.iec.ch/cdd/iec61987/iec61987.nsf/PropertiesAllVersions/0112-2---61987%23ABA293,https://cdd.iec.ch/cdd/iec61987/iec61987.nsf/PropertiesAllVersions/0112-2---61987%23ABC710 | 0112-2---61987#ABG698,0112-2---61987#ABG882,0112-2---61987#ABG958,0112-2---61987#ABD088,0112-2---61987#ABD153,0112-2---61987#ABC710,0112-2---61987#ABC899,0112-2---61987#ABB206,0112-2---61987#ABG792,0112-2---61987#ABA293,0112-2---61987#ABC730,0112-2---61987#ABU646,0112-2---61987#ABC830,0112-2---61987#ABC786,0112-2---61987#ABG498,0112-2---61987#ABC795
0112/2///61987#ABC054 | 002 | 01 | 0112/2///61987#ABC054#002 | Type of auxiliary input [3] |  |  |  | administration block for polymorphism acting as proxy for the selected auxiliary input type |  | 2 ABC054.2 |  |  | ITEM_CLASS | [5 empty] | 0112/2///61987#ABC128 - Auxiliary input [3] |  |  |  | Standard |  |  |  | 2018-03-28 | 2013-08-27 | 2016-05-24 | 2016-05-24 |  | SC65E – IEC 61987 | C00004 |  | 0112/2///61987#ABV501 | https://cdd.iec.ch/CDD/IEC61987/iec61987.nsf/Classes/0112-2---61987%23ABC054 | https://cdd.iec.ch/cdd/iec61987/iec61987.nsf/PropertiesAllVersions/0112-2---61987%23ABU256,https://cdd.iec.ch/cdd/iec61987/iec61987.nsf/PropertiesAllVersions/0112-2---61987%23ABU258,https://cdd.iec.ch/cdd/iec61987/iec61987.nsf/PropertiesAllVersions/0112-2---61987%23ABU259,https://cdd.iec.ch/cdd/iec61987/iec61987.nsf/PropertiesAllVersions/0112-2---61987%23ABU260,https://cdd.iec.ch/cdd/iec61987/iec61987.nsf/PropertiesAllVersions/0112-2---61987%23ABU261,https://cdd.iec.ch/cdd/iec61987/iec61987.nsf/PropertiesAllVersions/0112-2---61987%23ABU262,https://cdd.iec.ch/cdd/iec61987/iec61987.nsf/PropertiesAllVersions/0112-2---61987%23ABU263,https://cdd.iec.ch/cdd/iec61987/iec61987.nsf/PropertiesAllVersions/0112-2---61987%23ABU264,https://cdd.iec.ch/cdd/iec61987/iec61987.nsf/PropertiesAllVersions/0112-2---61987%23ABU265 | 0112-2---61987#ABU259,0112-2---61987#ABU261,0112-2---61987#ABU263,0112-2---61987#ABU264,0112-2---61987#ABU265,0112-2---61987#ABU256,0112-2---61987#ABU258,0112-2---61987#ABU260,0112-2---61987#ABU262
0112/2///61987#ABC140 | 006 | 01 | 0112/2///61987#ABC140#006 | Binary current output |  |  |  | properties characterizing a binary current output |  | 8 ABC140.8 |  |  | ITEM_CLASS | [5 empty] | 0112/2///61987#ABC665 - Type of output [2]0112/2///61987#ABC666 - Type of output [3]0112/2///61987#ABC667 - Type of output [4]0112/2///61987#ABC668 - Type of output [5]0112/2///61987#ABC669 - Type of output [6]0112/2///61987#ABC670 - Type of output [7]0112/2///61987#ABE042 - Type of output [8]0112/2///61987#ABE573 - Type of output [9]0112/2///61987#ABE579 - Type of output [11]0112/2///61987#ABG153 - Type of output [23]0112/2///61987#ABG142 - Type of output [12]0112/2///61987#ABG143 - Type of output [13]0112/2///61987#ABG144 - Type of output [14]0112/2///61987#ABG145 - Type of output [15]0112/2///61987#ABG146 - Type of output [16]0112/2///61987#ABG147 - Type of output [17]0112/2///61987#ABG154 - Type of output [24]0112/2///61987#ABG155 - Type of output [25]0112/2///61987#ABG156 - Type of output [26]0112/2///61987#ABG148 - Type of output [18]0112/2///61987#ABG149 - Type of output [19]0112/2///61987#ABG150 - Type of output [20] |  |  |  | Standard |  |  |  | 2018-03-28 | 2013-08-27 | 2018-03-20 | 2018-03-20 |  | SC65E – IEC 61987 | C00019 |  | 0112/2///61987#ABV501 | https://cdd.iec.ch/CDD/IEC61987/iec61987.nsf/Classes/0112-2---61987%23ABC140 | https://cdd.iec.ch/cdd/iec61987/iec61987.nsf/PropertiesAllVersions/0112-2---61987%23ABA435,https://cdd.iec.ch/cdd/iec61987/iec61987.nsf/PropertiesAllVersions/0112-2---61987%23ABA412,https://cdd.iec.ch/cdd/iec61987/iec61987.nsf/PropertiesAllVersions/0112-2---61987%23ABD220,https://cdd.iec.ch/cdd/iec61987/iec61987.nsf/PropertiesAllVersions/0112-2---61987%23ABA368,https://cdd.iec.ch/cdd/iec61987/iec61987.nsf/PropertiesAllVersions/0112-2---61987%23ABA369,https://cdd.iec.ch/cdd/iec61987/iec61987.nsf/PropertiesAllVersions/0112-2---61987%23ABB155,https://cdd.iec.ch/cdd/iec61987/iec61987.nsf/PropertiesAllVersions/0112-2---61987%23ABB156,https://cdd.iec.ch/cdd/iec61987/iec61987.nsf/PropertiesAllVersions/0112-2---61987%23ABC806,https://cdd.iec.ch/cdd/iec61987/iec61987.nsf/PropertiesAllVersions/0112-2---61987%23ABA997,https://cdd.iec.ch/cdd/iec61987/iec61987.nsf/PropertiesAllVersions/0112-2---61987%23ABH369,https://cdd.iec.ch/cdd/iec61987/iec61987.nsf/PropertiesAllVersions/0112-2---61987%23ABA457,https://cdd.iec.ch/cdd/iec61987/iec61987.nsf/PropertiesAllVersions/0112-2---61987%23ABC843,https://cdd.iec.ch/cdd/iec61987/iec61987.nsf/PropertiesAllVersions/0112-2---61987%23ABC842,https://cdd.iec.ch/cdd/iec61987/iec61987.nsf/PropertiesAllVersions/0112-2---61987%23ABA390,https://cdd.iec.ch/cdd/iec61987/iec61987.nsf/PropertiesAllVersions/0112-2---61987%23ABC865,https://cdd.iec.ch/cdd/iec61987/iec61987.nsf/PropertiesAllVersions/0112-2---61987%23ABI463,https://cdd.iec.ch/cdd/iec61987/iec61987.nsf/PropertiesAllVersions/0112-2---61987%23ABB103,https://cdd.iec.ch/cdd/iec61987/iec61987.nsf/PropertiesAllVersions/0112-2---61987%23ABC850,https://cdd.iec.ch/cdd/iec61987/iec61987.nsf/PropertiesAllVersions/0112-2---61987%23ABA401,https://cdd.iec.ch/cdd/iec61987/iec61987.nsf/PropertiesAllVersions/0112-2---61987%23ABC778 | 0112-2---61987#ABB155,0112-2---61987#ABC865,0112-2---61987#ABI463,0112-2---61987#ABB103,0112-2---61987#ABA435,0112-2---61987#ABD220,0112-2---61987#ABC806,0112-2---61987#ABA457,0112-2---61987#ABC842,0112-2---61987#ABA390,0112-2---61987#ABC778,0112-2---61987#ABA412,0112-2---61987#ABB156,0112-2---61987#ABA997,0112-2---61987#ABH369,0112-2---61987#ABC843,0112-2---61987#ABC850,0112-2---61987#ABA368,0112-2---61987#ABA401,0112-2---61987#ABA369
0112/2///61987#ABD499 | 002 | 01 | 0112/2///61987#ABD499#002 | Reference process conditions [1] |  |  |  | properties characterizing the reference conditions of the process under which the performance of a device was tested |  |  |  |  | ITEM_CLASS | [5 empty] | 0112/2///61987#ABD484 - Reference conditions of the device [3] |  |  |  | Standard |  |  |  | 2018-03-28 | 2013-08-27 | 2016-05-24 | 2016-05-24 |  | SC65E – IEC 61987 | C00004 |  | 0112/2///61987#ABV501 | https://cdd.iec.ch/CDD/IEC61987/iec61987.nsf/Classes/0112-2---61987%23ABD499 | https://cdd.iec.ch/cdd/iec61987/iec61987.nsf/PropertiesAllVersions/0112-2---61987%23ABB001,https://cdd.iec.ch/cdd/iec61987/iec61987.nsf/PropertiesAllVersions/0112-2---61987%23ABB002,https://cdd.iec.ch/cdd/iec61987/iec61987.nsf/PropertiesAllVersions/0112-2---61987%23ABB003,https://cdd.iec.ch/cdd/iec61987/iec61987.nsf/PropertiesAllVersions/0112-2---61987%23ABB188,https://cdd.iec.ch/cdd/iec61987/iec61987.nsf/PropertiesAllVersions/0112-2---61987%23ABB641,https://cdd.iec.ch/cdd/iec61987/iec61987.nsf/PropertiesAllVersions/0112-2---61987%23ABB278 | 0112-2---61987#ABB001,0112-2---61987#ABB002,0112-2---61987#ABB003,0112-2---61987#ABB188,0112-2---61987#ABB641,0112-2---61987#ABB278
0112/2///61987#ABE866 | 001 | 01 | 0112/2///61987#ABE866#001 | Absolute performance for point level |  |  |  | properties characterizing the accuracy of a limit switch, expressed in engineering units |  | Polymorphic element: ABE866, Id: 5 |  |  | ITEM_CLASS | [5 empty] | 0112/2///61987#ABG274 - Type of performance variable [8]0112/2///61987#ABG275 - Type of performance variable [9]0112/2///61987#ABG278 - Type of performance variable [12]0112/2///61987#ABG279 - Type of performance variable [13]0112/2///61987#ABG289 - Type of performance variable [23] |  |  |  | Standard |  | IEC 61987 | IEC | 2018-03-28 | 2018-03-28 | 2018-03-28 | 2018-03-28 |  | SC65E – IEC 61987 | C00018 | 001-01 (2018-03-28 07:26:04 by BATCH 00000762) standard | 0112/2///61987#ABV501 | https://cdd.iec.ch/CDD/IEC61987/iec61987.nsf/Classes/0112-2---61987%23ABE866 | https://cdd.iec.ch/cdd/iec61987/iec61987.nsf/PropertiesAllVersions/0112-2---61987%23ABE867,https://cdd.iec.ch/cdd/iec61987/iec61987.nsf/PropertiesAllVersions/0112-2---61987%23ABD535,https://cdd.iec.ch/cdd/iec61987/iec61987.nsf/PropertiesAllVersions/0112-2---61987%23ABE868,https://cdd.iec.ch/cdd/iec61987/iec61987.nsf/PropertiesAllVersions/0112-2---61987%23ABE869,https://cdd.iec.ch/cdd/iec61987/iec61987.nsf/PropertiesAllVersions/0112-2---61987%23ABE870,https://cdd.iec.ch/cdd/iec61987/iec61987.nsf/PropertiesAllVersions/0112-2---61987%23ABB774,https://cdd.iec.ch/cdd/iec61987/iec61987.nsf/PropertiesAllVersions/0112-2---61987%23ABB775,https://cdd.iec.ch/cdd/iec61987/iec61987.nsf/PropertiesAllVersions/0112-2---61987%23ABB776,https://cdd.iec.ch/cdd/iec61987/iec61987.nsf/PropertiesAllVersions/0112-2---61987%23ABF689,https://cdd.iec.ch/cdd/iec61987/iec61987.nsf/PropertiesAllVersions/0112-2---61987%23ABF691,https://cdd.iec.ch/cdd/iec61987/iec61987.nsf/PropertiesAllVersions/0112-2---61987%23ABC954 | 0112-2---61987#ABE867,0112-2---61987#ABE870,0112-2---61987#ABB774,0112-2---61987#ABB775,0112-2---61987#ABC954,0112-2---61987#ABF691,0112-2---61987#ABD535,0112-2---61987#ABE868,0112-2---61987#ABE869,0112-2---61987#ABB776,0112-2---61987#ABF689
0112/2///61987#ABF197 | 001 | 01 | 0112/2///61987#ABF197#001 | Material of shaft/cable |  |  |  | properties characterizing the material of which the shaft or cable is made |  |  |  |  | ITEM_CLASS | [5 empty] | 0112/2///61987#ABF191 - Structural design of a rotary paddle switch |  |  |  | Standard |  | IEC 61987 | IEC | 2018-03-28 | 2018-03-28 | 2018-03-28 | 2018-03-28 |  | SC65E – IEC 61987 | C00018 | 001-01 (2018-03-28 07:26:05 by BATCH 00000762) standard | 0112/2///61987#ABV501 | https://cdd.iec.ch/CDD/IEC61987/iec61987.nsf/Classes/0112-2---61987%23ABF197 | https://cdd.iec.ch/cdd/iec61987/iec61987.nsf/PropertiesAllVersions/0112-2---61987%23ABB455,https://cdd.iec.ch/cdd/iec61987/iec61987.nsf/PropertiesAllVersions/0112-2---61987%23ABI460,https://cdd.iec.ch/cdd/iec61987/iec61987.nsf/PropertiesAllVersions/0112-2---61987%23ABA908,https://cdd.iec.ch/cdd/iec61987/iec61987.nsf/PropertiesAllVersions/0112-2---61987%23ABA907 | 0112-2---61987#ABB455,0112-2---61987#ABI460,0112-2---61987#ABA908,0112-2---61987#ABA907
0112/2///61987#ABG219 | 001 | 01 | 0112/2///61987#ABG219#001 | Performance [16] |  |  |  | properties characterizing the performance of the device with regard to measurement accuracy and dynamic behaviour |  |  | from IEC 61987-1, 5.6 |  | ITEM_CLASS | [5 empty] | 0112/2///61987#ABE728 - Device LOP for magnetic level gauge0112/2///61987#ABE737 - Device LOP for capacitance level transmitter/switch0112/2///61987#ABE738 - Device LOP for conductance level transmitter/switch0112/2///61987#ABE739 - Device LOP for float level transmitter/switch0112/2///61987#ABE743 - Device LOP for guided-wave radar level transmitter/switch |  |  |  | Standard |  | IEC 61987 | IEC | 2018-03-28 | 2014-12-17 | 2018-03-20 | 2018-03-20 |  | SC65E – IEC 61987 | C00018 | 001-01 (2018-03-28 07:26:08 by BATCH 00000762) standard | 0112/2///61987#ABV501 | https://cdd.iec.ch/CDD/IEC61987/iec61987.nsf/Classes/0112-2---61987%23ABG219 | https://cdd.iec.ch/cdd/iec61987/iec61987.nsf/PropertiesAllVersions/0112-2---61987%23ABG794,https://cdd.iec.ch/cdd/iec61987/iec61987.nsf/PropertiesAllVersions/0112-2---61987%23ABB636,https://cdd.iec.ch/cdd/iec61987/iec61987.nsf/PropertiesAllVersions/0112-2---61987%23ABG810 | 0112-2---61987#ABG794,0112-2---61987#ABB636,0112-2---61987#ABG810
0112/2///61987#ABD375 | 001 | 01 | 0112/2///61987#ABD375#001 | Flow regulator |  |  |  | process regulator that acts against a spring to maintain a constant flow value |  |  | analog StepLib pressure reg. |  | ITEM_CLASS | [9 empty] | Standard |  |  |  | 2018-03-28 | 2013-09-02 | 2016-05-02 | 2016-05-02 |  | SC65E – IEC 61987 | C00009 | 001-01 (2018-03-28 07:25:59 by BATCH 00000762) standard | 0112/2///61987#ABD385 | https://cdd.iec.ch/CDD/IEC61987/iec61987.nsf/Classes/0112-2---61987%23ABD375
0112/2///61987#ABE735 | 001 | 01 | 0112/2///61987#ABE735#001 | Device LOP for level transmitter |  |  |  | list of properties characterizing a level transmitter |  |  |  |  | ITEM_CLASS | [5 empty] | 0112/2///61987#ABE734 - Level transmitter (generic) |  |  |  | Standard |  | IEC 61987 | IEC | 2018-03-28 | 2014-12-17 | 2018-03-20 | 2018-03-20 |  | SC65E – IEC 61987 | C00018 | 001-01 (2018-03-28 07:26:04 by BATCH 00000762) standard | 0112/2///61987#ABV504 | https://cdd.iec.ch/CDD/IEC61987/iec61987.nsf/Classes/0112-2---61987%23ABE735 | https://cdd.iec.ch/cdd/iec61987/iec61987.nsf/PropertiesAllVersions/0112-2---61987%23ABC899,https://cdd.iec.ch/cdd/iec61987/iec61987.nsf/PropertiesAllVersions/0112-2---61987%23ABC730,https://cdd.iec.ch/cdd/iec61987/iec61987.nsf/PropertiesAllVersions/0112-2---61987%23ABU857,https://cdd.iec.ch/cdd/iec61987/iec61987.nsf/PropertiesAllVersions/0112-2---61987%23ABG489,https://cdd.iec.ch/cdd/iec61987/iec61987.nsf/PropertiesAllVersions/0112-2---61987%23ABB206,https://cdd.iec.ch/cdd/iec61987/iec61987.nsf/PropertiesAllVersions/0112-2---61987%23ABG687,https://cdd.iec.ch/cdd/iec61987/iec61987.nsf/PropertiesAllVersions/0112-2---61987%23ABC830,https://cdd.iec.ch/cdd/iec61987/iec61987.nsf/PropertiesAllVersions/0112-2---61987%23ABG777,https://cdd.iec.ch/cdd/iec61987/iec61987.nsf/PropertiesAllVersions/0112-2---61987%23ABG880,https://cdd.iec.ch/cdd/iec61987/iec61987.nsf/PropertiesAllVersions/0112-2---61987%23ABG920,https://cdd.iec.ch/cdd/iec61987/iec61987.nsf/PropertiesAllVersions/0112-2---61987%23ABD088,https://cdd.iec.ch/cdd/iec61987/iec61987.nsf/PropertiesAllVersions/0112-2---61987%23ABD153,https://cdd.iec.ch/cdd/iec61987/iec61987.nsf/PropertiesAllVersions/0112-2---61987%23ABC786,https://cdd.iec.ch/cdd/iec61987/iec61987.nsf/PropertiesAllVersions/0112-2---61987%23ABC795,https://cdd.iec.ch/cdd/iec61987/iec61987.nsf/PropertiesAllVersions/0112-2---61987%23ABA293,https://cdd.iec.ch/cdd/iec61987/iec61987.nsf/PropertiesAllVersions/0112-2---61987%23ABC710 | 0112-2---61987#ABB206,0112-2---61987#ABC830,0112-2---61987#ABD088,0112-2---61987#ABC730,0112-2---61987#ABU857,0112-2---61987#ABC795,0112-2---61987#ABC710,0112-2---61987#ABG489,0112-2---61987#ABG920,0112-2---61987#ABD153,0112-2---61987#ABC786,0112-2---61987#ABA293,0112-2---61987#ABC899,0112-2---61987#ABG880,0112-2---61987#ABG687,0112-2---61987#ABG777
0112/2///61987#ABH229 | 001 | 01 | 0112/2///61987#ABH229#001 | Process case variables for non-contact temperature transmitter |  |  |  | properties characterizing the additional operating state conditions and physical properties of a process material for non-contact temperature transmitters |  |  |  |  | ITEM_CLASS | [5 empty] | 0112/2///61987#ABG455 - Total fluid [temperature] |  |  |  | Standard |  | IEC 61987 | IEC | 2018-03-28 | 2014-12-17 | 2017-09-18 | 2017-09-18 |  | SC65E – IEC 61987 | C00019 | 001-01 (2018-03-28 07:26:12 by BATCH 00000762) standard | 0112/2///61987#ABV501 | https://cdd.iec.ch/CDD/IEC61987/iec61987.nsf/Classes/0112-2---61987%23ABH229 | https://cdd.iec.ch/cdd/iec61987/iec61987.nsf/PropertiesAllVersions/0112-2---61987%23ABH218,https://cdd.iec.ch/cdd/iec61987/iec61987.nsf/PropertiesAllVersions/0112-2---61987%23ABH219,https://cdd.iec.ch/cdd/iec61987/iec61987.nsf/PropertiesAllVersions/0112-2---61987%23ABH313,https://cdd.iec.ch/cdd/iec61987/iec61987.nsf/PropertiesAllVersions/0112-2---61987%23ABH225,https://cdd.iec.ch/cdd/iec61987/iec61987.nsf/PropertiesAllVersions/0112-2---61987%23ABH226,https://cdd.iec.ch/cdd/iec61987/iec61987.nsf/PropertiesAllVersions/0112-2---61987%23ABH227,https://cdd.iec.ch/cdd/iec61987/iec61987.nsf/PropertiesAllVersions/0112-2---61987%23ABH228 | 0112-2---61987#ABH218,0112-2---61987#ABH219,0112-2---61987#ABH313,0112-2---61987#ABH225,0112-2---61987#ABH226,0112-2---61987#ABH227,0112-2---61987#ABH228
0112/2///61987#ABE571 | 001 | 01 | 0112/2///61987#ABE571#001 | Pneumatic solenoid valve input |  |  |  | properties characterizing a pneumatic input of a solenoid valve |  |  |  |  | ITEM_CLASS | [5 empty] | 0112/2///61987#ABE569 - Input [14] |  |  |  | Standard |  | IEC 61987 | IEC | 2018-03-28 | 2014-07-25 | 2018-03-20 | 2018-03-20 |  | SC65E – IEC 61987 | C00016 | 001-01 (2018-03-28 07:26:03 by BATCH 00000762) standard | 0112/2///61987#ABV501 | https://cdd.iec.ch/CDD/IEC61987/iec61987.nsf/Classes/0112-2---61987%23ABE571 | https://cdd.iec.ch/cdd/iec61987/iec61987.nsf/PropertiesAllVersions/0112-2---61987%23ABE486,https://cdd.iec.ch/cdd/iec61987/iec61987.nsf/PropertiesAllVersions/0112-2---61987%23ABA342 | 0112-2---61987#ABE486,0112-2---61987#ABA342
0112/2///61987#ABE602 | 001 | 01 | 0112/2///61987#ABE602#001 | Switching position |  |  |  | properties characterizing a switching position |  |  |  |  | ITEM_CLASS | [5 empty] | 0112/2///61987#ABE601 - Structural design of a limit switch |  |  |  | Standard |  | IEC 61987 | IEC | 2018-03-28 | 2014-07-25 | 2017-09-18 | 2017-09-18 |  | SC65E | C00016 | 001-01 (2018-03-28 07:26:03 by BATCH 00000762) standard | 0112/2///61987#ABV501 | https://cdd.iec.ch/CDD/IEC61987/iec61987.nsf/Classes/0112-2---61987%23ABE602 | https://cdd.iec.ch/cdd/iec61987/iec61987.nsf/PropertiesAllVersions/0112-2---61987%23ABE528,https://cdd.iec.ch/cdd/iec61987/iec61987.nsf/PropertiesAllVersions/0112-2---61987%23ABE529 | 0112-2---61987#ABE528,0112-2---61987#ABE529
0112/2///61987#ABE784 | 001 | 01 | 0112/2///61987#ABE784#001 | Concentration measurement |  |  |  | properties characterizing a concentration measurement |  | Polymorphic element: ABE784, Id: 3 |  |  | ITEM_CLASS | [5 empty] | 0112/2///61987#ABG011 - Type of measured variable [39] |  |  |  | Standard |  | IEC 61987 | IEC | 2018-03-28 | 2018-03-28 | 2018-03-28 | 2018-03-28 |  | SC65E – IEC 61987 | C00017 | 001-01 (2018-03-28 07:26:04 by BATCH 00000762) standard | 0112/2///61987#ABV501 | https://cdd.iec.ch/CDD/IEC61987/iec61987.nsf/Classes/0112-2---61987%23ABE784 | https://cdd.iec.ch/cdd/iec61987/iec61987.nsf/PropertiesAllVersions/0112-2---61987%23ABF563,https://cdd.iec.ch/cdd/iec61987/iec61987.nsf/PropertiesAllVersions/0112-2---61987%23ABB015,https://cdd.iec.ch/cdd/iec61987/iec61987.nsf/PropertiesAllVersions/0112-2---61987%23ABF647,https://cdd.iec.ch/cdd/iec61987/iec61987.nsf/PropertiesAllVersions/0112-2---61987%23ABA326,https://cdd.iec.ch/cdd/iec61987/iec61987.nsf/PropertiesAllVersions/0112-2---61987%23ABA327,https://cdd.iec.ch/cdd/iec61987/iec61987.nsf/PropertiesAllVersions/0112-2---61987%23ABA328,https://cdd.iec.ch/cdd/iec61987/iec61987.nsf/PropertiesAllVersions/0112-2---61987%23ABA330,https://cdd.iec.ch/cdd/iec61987/iec61987.nsf/PropertiesAllVersions/0112-2---61987%23ABB781 | 0112-2---61987#ABA326,0112-2---61987#ABA327,0112-2---61987#ABA328,0112-2---61987#ABA330,0112-2---61987#ABB781,0112-2---61987#ABF563,0112-2---61987#ABB015,0112-2---61987#ABF647
0112/2///61987#ABG392 | 001 | 01 | 0112/2///61987#ABG392#001 | Mechanical and electrical construction [temperature connection head] |  |  |  | properties characterizing the constructional details of the device and its parts |  |  | IEC 61987-1, 5.8 |  | ITEM_CLASS | [5 empty] | 0112/2///61987#ABE762 - Device LOP for temperature connection head |  |  |  | Standard |  | IEC 61987 | IEC | 2018-03-28 | 2014-12-17 | 2016-05-24 | 2016-05-24 |  | SC65E – IEC 61987 | C00019 | 001-01 (2018-03-28 07:26:09 by BATCH 00000762) standard | 0112/2///61987#ABV501 | https://cdd.iec.ch/CDD/IEC61987/iec61987.nsf/Classes/0112-2---61987%23ABG392 | https://cdd.iec.ch/cdd/iec61987/iec61987.nsf/PropertiesAllVersions/0112-2---61987%23ABD534,https://cdd.iec.ch/cdd/iec61987/iec61987.nsf/PropertiesAllVersions/0112-2---61987%23ABG997,https://cdd.iec.ch/cdd/iec61987/iec61987.nsf/PropertiesAllVersions/0112-2---61987%23ABC790 | 0112-2---61987#ABD534,0112-2---61987#ABG997,0112-2---61987#ABC790
0112/2///61987#ABF335 | 001 | 01 | 0112/2///61987#ABF335#001 | Connected cable |  |  |  | properties characterizing the cable which is connected to a device or device component |  |  |  |  | ITEM_CLASS | [5 empty] | 0112/2///61987#ABF289 - RTD/thermocouple probe output |  |  |  | Standard |  | IEC 61987 | IEC | 2018-03-28 | 2014-12-17 | 2017-09-18 | 2017-09-18 |  | SC65E – IEC 61987 | C00019 | 001-01 (2018-03-28 07:26:05 by BATCH 00000762) standard | 0112/2///61987#ABV501 | https://cdd.iec.ch/CDD/IEC61987/iec61987.nsf/Classes/0112-2---61987%23ABF335 | https://cdd.iec.ch/cdd/iec61987/iec61987.nsf/PropertiesAllVersions/0112-2---61987%23ABA039,https://cdd.iec.ch/cdd/iec61987/iec61987.nsf/PropertiesAllVersions/0112-2---61987%23ABA620,https://cdd.iec.ch/cdd/iec61987/iec61987.nsf/PropertiesAllVersions/0112-2---61987%23ABF336,https://cdd.iec.ch/cdd/iec61987/iec61987.nsf/PropertiesAllVersions/0112-2---61987%23ABF337,https://cdd.iec.ch/cdd/iec61987/iec61987.nsf/PropertiesAllVersions/0112-2---61987%23ABF338,https://cdd.iec.ch/cdd/iec61987/iec61987.nsf/PropertiesAllVersions/0112-2---61987%23ABF300,https://cdd.iec.ch/cdd/iec61987/iec61987.nsf/PropertiesAllVersions/0112-2---61987%23ABF301,https://cdd.iec.ch/cdd/iec61987/iec61987.nsf/PropertiesAllVersions/0112-2---61987%23ABA619,https://cdd.iec.ch/cdd/iec61987/iec61987.nsf/PropertiesAllVersions/0112-2---61987%23ABF297,https://cdd.iec.ch/cdd/iec61987/iec61987.nsf/PropertiesAllVersions/0112-2---61987%23ABB347,https://cdd.iec.ch/cdd/iec61987/iec61987.nsf/PropertiesAllVersions/0112-2---61987%23ABH373,https://cdd.iec.ch/cdd/iec61987/iec61987.nsf/PropertiesAllVersions/0112-2---61987%23ABA582,https://cdd.iec.ch/cdd/iec61987/iec61987.nsf/PropertiesAllVersions/0112-2---61987%23ABH372,https://cdd.iec.ch/cdd/iec61987/iec61987.nsf/PropertiesAllVersions/0112-2---61987%23ABF339 | 0112-2---61987#ABH373,0112-2---61987#ABA582,0112-2---61987#ABA039,0112-2---61987#ABF300,0112-2---61987#ABA619,0112-2---61987#ABF297,0112-2---61987#ABF337,0112-2---61987#ABH372,0112-2---61987#ABF339,0112-2---61987#ABF336,0112-2---61987#ABF338,0112-2---61987#ABF301,0112-2---61987#ABB347,0112-2---61987#ABA620
0112/2///61987#ABD381 | 001 | 01 | 0112/2///61987#ABD381#001 | Flow modification accessory |  |  |  | accessory of a control valve/automated on/off valve that is used to modify the characteristics of fluid flow | It usually comprises a device mounted in the pipeline upstream and/or downstream of the valve body assembly. |  |  |  | ITEM_CLASS | [9 empty] | Standard |  |  |  | 2018-03-28 | 2013-09-02 | 2018-03-20 | 2018-03-20 |  | SC65E – IEC 61987 | C00009 | 001-01 (2018-03-28 07:25:59 by BATCH 00000762) standard | 0112/2///61987#ABD341 | https://cdd.iec.ch/CDD/IEC61987/iec61987.nsf/Classes/0112-2---61987%23ABD381 | https://cdd.iec.ch/cdd/iec61987/iec61987.nsf/PropertiesAllVersions/0112-2---61987%23ABE657 | 0112-2---61987#ABE657
0112/2///61987#ABN995 | 001 | 01 | 0112/2///61987#ABN995#001 | Motion/position controller |  |  |  | controller that provides a position-related output based on setpoint and feedback input signals |  |  |  |  | ITEM_CLASS |  |  |  |  | 0112/2///61987#ABP285 - reference to Operating LOP for infrastructure devices |  |  |  | true | Standard |  | IEC 61987-31 | IEC | 2022-10-26 | 2022-10-26 | 2022-10-26 | 2022-10-26 |  | IEC/SC 65E | C00127 | 001-01 (2022-10-26 07:15:16 by BATCH 00000802) standard | 0112/2///61987#ABN988 | https://cdd.iec.ch/CDD/IEC61987/iec61987.nsf/Classes/0112-2---61987%23ABN995
0112/2///61987#ABC484 | 003 | 01 | 0112/2///61987#ABC484#003 | Overall dimensions and weight |  |  |  | properties characterizing general mechanical properties of the device |  |  |  |  | ITEM_CLASS | [5 empty] | 0112/2///61987#ABC422 - Mechanical and electrical construction [flow transmitter]0112/2///61987#ABC423 - Mechanical and electrical construction [coriolis mass flow transmitter]0112/2///61987#ABC424 - Mechanical and electrical construction [swirl flow transmitter]0112/2///61987#ABC425 - Mechanical and electrical construction [electromagnetic flow transmitter]0112/2///61987#ABC427 - Mechanical and electrical construction [orifice/differential pressure flow transmitter]0112/2///61987#ABC428 - Mechanical and electrical construction [(oval) gear flow transmitter/gauge]0112/2///61987#ABC429 - Mechanical and electrical construction [piston flow transmitter/gauge]0112/2///61987#ABC430 - Mechanical and electrical construction [thermal mass flow transmitter]0112/2///61987#ABC431 - Mechanical and electrical construction [rotating element flow transmitter/gauge]0112/2///61987#ABC432 - Mechanical and electrical construction [ultrasonic flow transmitter]0112/2///61987#ABC433 - Mechanical and electrical construction [variable area flow transmitter/gauge]0112/2///61987#ABC434 - Mechanical and electrical construction [vortex flow transmitter]0112/2///61987#ABC435 - Mechanical and electrical construction [positive displacement flow transmitter/gauge]0112/2///61987#ABC436 - Mechanical and electrical construction [helix flow transmitter/gauge]0112/2///61987#ABC442 - Mechanical and electrical construction [remote seal]0112/2///61987#ABG396 - Mechanical and electrical construction [density transmitter]0112/2///61987#ABG397 - Mechanical and electrical construction [buoyancy density transmitter]0112/2///61987#ABG398 - Mechanical and electrical construction [refractive index density transmitter]0112/2///61987#ABG399 - Mechanical and electrical construction [vibrating tube density transmitter]0112/2///61987#ABG400 - Mechanical and electrical construction [radiometric density transmitter]0112/2///61987#ABG401 - Mechanical and electrical construction [vibrating fork/rod density transmitter]0112/2///61987#ABG402 - Mechanical and electrical construction [ultrasonic density transmitter]0112/2///61987#ABG403 - Mechanical and electrical construction [microwave density transmitter] |  |  |  | Standard |  |  |  | 2018-03-28 | 2013-08-27 | 2018-03-20 | 2018-03-20 |  | SC65E – IEC 61987 | C00004 |  | 0112/2///61987#ABV501 | https://cdd.iec.ch/CDD/IEC61987/iec61987.nsf/Classes/0112-2---61987%23ABC484 | https://cdd.iec.ch/cdd/iec61987/iec61987.nsf/PropertiesAllVersions/0112-2---61987%23ABA953,https://cdd.iec.ch/cdd/iec61987/iec61987.nsf/PropertiesAllVersions/0112-2---61987%23ABA553,https://cdd.iec.ch/cdd/iec61987/iec61987.nsf/PropertiesAllVersions/0112-2---61987%23ABA640,https://cdd.iec.ch/cdd/iec61987/iec61987.nsf/PropertiesAllVersions/0112-2---61987%23ABA573,https://cdd.iec.ch/cdd/iec61987/iec61987.nsf/PropertiesAllVersions/0112-2---61987%23ABA574,https://cdd.iec.ch/cdd/iec61987/iec61987.nsf/PropertiesAllVersions/0112-2---61987%23ABA144 | 0112-2---61987#ABA573,0112-2---61987#ABA574,0112-2---61987#ABA144,0112-2---61987#ABA953,0112-2---61987#ABA553,0112-2---61987#ABA640
0112/2///61987#ABC569 | 002 | 01 | 0112/2///61987#ABC569#002 | Reference conditions for the performance variable [2] |  |  |  | properties characterizing the reference conditions under which the performance of a device regarding a performance variable was tested |  |  |  |  | ITEM_CLASS | [5 empty] | 0112/2///61987#ABC506 - Performance variable [4] |  |  |  | Standard |  |  |  | 2018-03-28 | 2013-09-27 | 2016-05-24 | 2016-05-24 |  | SC65E – IEC 61987 | C00004 |  | 0112/2///61987#ABV501 | https://cdd.iec.ch/CDD/IEC61987/iec61987.nsf/Classes/0112-2---61987%23ABC569 | https://cdd.iec.ch/cdd/iec61987/iec61987.nsf/PropertiesAllVersions/0112-2---61987%23ABD193,https://cdd.iec.ch/cdd/iec61987/iec61987.nsf/PropertiesAllVersions/0112-2---61987%23ABD198 | 0112-2---61987#ABD193,0112-2---61987#ABD198
0112/2///61987#ABD910 | 001 | 02 | 0112/2///61987#ABD910#001 | Material of measures for noise-reduction |  |  |  | properties characterizing the material of which the measures for noise reduction are made |  |  |  |  | ITEM_CLASS | [5 empty] | 0112/2///61987#ABE026 - Structural design of a ball valve0112/2///61987#ABE027 - Structural design of a butterfly valve0112/2///61987#ABE029 - Structural design of a gate valve0112/2///61987#ABE030 - Structural design of a globe valve0112/2///61987#ABE035 - Structural design of a pressure reducing regulator or back pressure/excess pressure regulator0112/2///61987#ABE036 - Structural design of an eccentric plug valve |  |  |  | Standard |  |  |  | 2018-03-28 | 2013-09-02 | 2013-09-02 | 2014-06-18 |  | SC65E – IEC 61987 | C00009 |  | 0112/2///61987#ABV501 | https://cdd.iec.ch/CDD/IEC61987/iec61987.nsf/Classes/0112-2---61987%23ABD910 | https://cdd.iec.ch/cdd/iec61987/iec61987.nsf/PropertiesAllVersions/0112-2---61987%23ABB455,https://cdd.iec.ch/cdd/iec61987/iec61987.nsf/PropertiesAllVersions/0112-2---61987%23ABI460,https://cdd.iec.ch/cdd/iec61987/iec61987.nsf/PropertiesAllVersions/0112-2---61987%23ABA908,https://cdd.iec.ch/cdd/iec61987/iec61987.nsf/PropertiesAllVersions/0112-2---61987%23ABA907 | 0112-2---61987#ABB455,0112-2---61987#ABI460,0112-2---61987#ABA908,0112-2---61987#ABA907
0112/2///61987#ABD974 | 001 | 02 | 0112/2///61987#ABD974#001 | Performance variable [7] |  |  |  | properties characterizing the performance of a device with respect to a particular process variable |  |  |  |  | ITEM_CLASS | [5 empty] | 0112/2///61987#ABD971 - Performance [12] |  |  |  | Standard |  |  |  | 2018-03-28 | 2013-09-02 | 2013-09-02 | 2014-06-18 |  | SC65E – IEC 61987 | C00004 |  | 0112/2///61987#ABV501 | https://cdd.iec.ch/CDD/IEC61987/iec61987.nsf/Classes/0112-2---61987%23ABD974 | https://cdd.iec.ch/cdd/iec61987/iec61987.nsf/PropertiesAllVersions/0112-2---61987%23ABB271,https://cdd.iec.ch/cdd/iec61987/iec61987.nsf/PropertiesAllVersions/0112-2---61987%23ABA577,https://cdd.iec.ch/cdd/iec61987/iec61987.nsf/PropertiesAllVersions/0112-2---61987%23ABE257,https://cdd.iec.ch/cdd/iec61987/iec61987.nsf/PropertiesAllVersions/0112-2---61987%23ABE299 | 0112-2---61987#ABE257,0112-2---61987#ABE299,0112-2---61987#ABB271,0112-2---61987#ABA577
0112/2///61987#ABF052 | 001 | 01 | 0112/2///61987#ABF052#001 | Material of float arm |  |  |  | properties characterizing the material of which the float arm is made |  |  |  |  | ITEM_CLASS | [5 empty] | 0112/2///61987#ABF050 - Horizontal float switch |  |  |  | Standard |  | IEC 61987 | IEC | 2018-03-28 | 2018-03-28 | 2018-03-28 | 2018-03-28 |  | SC65E – IEC 61987 | C00018 | 001-01 (2018-03-28 07:26:05 by BATCH 00000762) standard | 0112/2///61987#ABV501 | https://cdd.iec.ch/CDD/IEC61987/iec61987.nsf/Classes/0112-2---61987%23ABF052 | https://cdd.iec.ch/cdd/iec61987/iec61987.nsf/PropertiesAllVersions/0112-2---61987%23ABB455,https://cdd.iec.ch/cdd/iec61987/iec61987.nsf/PropertiesAllVersions/0112-2---61987%23ABI460,https://cdd.iec.ch/cdd/iec61987/iec61987.nsf/PropertiesAllVersions/0112-2---61987%23ABA908,https://cdd.iec.ch/cdd/iec61987/iec61987.nsf/PropertiesAllVersions/0112-2---61987%23ABA907 | 0112-2---61987#ABB455,0112-2---61987#ABI460,0112-2---61987#ABA908,0112-2---61987#ABA907
0112/2///61987#ABG123 | 001 | 01 | 0112/2///61987#ABG123#001 | Pulse input [4] |  |  |  | properties characterizing an auxiliary pulse input |  | Polymorphic element: ABG123, Id: 4 |  |  | ITEM_CLASS | [5 empty] | 0112/2///61987#ABG063 - Type of auxiliary input [14] |  |  |  | Standard |  | IEC 61987 | IEC | 2018-03-28 | 2018-03-28 | 2018-03-28 | 2018-03-28 |  | SC65E – IEC 61987 | C00018 | 001-01 (2018-03-28 07:26:07 by BATCH 00000762) standard | 0112/2///61987#ABV501 | https://cdd.iec.ch/CDD/IEC61987/iec61987.nsf/Classes/0112-2---61987%23ABG123 | https://cdd.iec.ch/cdd/iec61987/iec61987.nsf/PropertiesAllVersions/0112-2---61987%23ABU977,https://cdd.iec.ch/cdd/iec61987/iec61987.nsf/PropertiesAllVersions/0112-2---61987%23ABD185 | 0112-2---61987#ABU977,0112-2---61987#ABD185
0112/2///61987#ABG263 | 001 | 01 | 0112/2///61987#ABG263#001 | Performance variable [23] |  |  |  | properties characterizing the performance of a device with respect to a particular process variable |  |  |  |  | ITEM_CLASS | [5 empty] | 0112/2///61987#ABV040 - Performance [33] |  |  |  | Standard |  | IEC 61987 | IEC | 2018-03-28 | 2014-12-17 | 2018-03-20 | 2018-03-20 |  | SC65E – IEC 61987 | C00018 | 001-01 (2018-03-28 07:26:08 by BATCH 00000762) standard | 0112/2///61987#ABV501 | https://cdd.iec.ch/CDD/IEC61987/iec61987.nsf/Classes/0112-2---61987%23ABG263 | https://cdd.iec.ch/cdd/iec61987/iec61987.nsf/PropertiesAllVersions/0112-2---61987%23ABB271,https://cdd.iec.ch/cdd/iec61987/iec61987.nsf/PropertiesAllVersions/0112-2---61987%23ABA577,https://cdd.iec.ch/cdd/iec61987/iec61987.nsf/PropertiesAllVersions/0112-2---61987%23ABG826,https://cdd.iec.ch/cdd/iec61987/iec61987.nsf/PropertiesAllVersions/0112-2---61987%23ABV018 | 0112-2---61987#ABB271,0112-2---61987#ABA577,0112-2---61987#ABG826,0112-2---61987#ABV018
0112/2///61987#ABN691 | 002 | 01 | 0112/2///61987#ABN691#002 | Specific electrical measurement variables |  |  |  | properties characterizing dynamic data which are the result of a measurement of the electrical characteristics of an object |  |  |  |  | ITEM_CLASS | [5 empty] | 0112/2///61987#ABN682 - Continuous measurement variables |  |  | false | Standard |  | IEC 61987 | IEC | 2022-12-09 |  | 2022-12-09 | 2022-12-09 |  | IEC/SC 65E | C00112 |  | 0112/2///61987#ABV501 | https://cdd.iec.ch/CDD/IEC61987/iec61987.nsf/Classes/0112-2---61987%23ABN691 | https://cdd.iec.ch/cdd/iec61987/iec61987.nsf/PropertiesAllVersions/0112-2---61987%23ABN618,https://cdd.iec.ch/cdd/iec61987/iec61987.nsf/PropertiesAllVersions/0112-2---61987%23ABN620,https://cdd.iec.ch/cdd/iec61987/iec61987.nsf/PropertiesAllVersions/0112-2---61987%23ABN619,https://cdd.iec.ch/cdd/iec61987/iec61987.nsf/PropertiesAllVersions/0112-2---61987%23ABN713,https://cdd.iec.ch/cdd/iec61987/iec61987.nsf/PropertiesAllVersions/0112-2---61987%23ABN714,https://cdd.iec.ch/cdd/iec61987/iec61987.nsf/PropertiesAllVersions/0112-2---61987%23ABN715 | 0112-2---61987#ABN619,0112-2---61987#ABN713,0112-2---61987#ABN714,0112-2---61987#ABN715,0112-2---61987#ABN618,0112-2---61987#ABN620
0112/2///61987#ABA842 | 002 | 01 | 0112/2///61987#ABA842#002 | Weight transmitter |  |  |  | transmitter that outputs a signal representative of an weight |  |  |  |  | ITEM_CLASS | [9 empty] | Standard |  |  |  | 2018-03-28 | 2013-08-27 | 2016-05-24 | 2016-05-24 |  | SC65E – IEC 61987 | C00004 |  | 0112/2///61987#ABA751 | https://cdd.iec.ch/CDD/IEC61987/iec61987.nsf/Classes/0112-2---61987%23ABA842
0112/2///61987#ABH335 | 002 | 01 | 0112/2///61987#ABH335#002 | Separate density transmitter |  |  |  | separate transmitter designed for density measurement |  |  |  |  | ITEM_CLASS |  |  |  |  | 0112/2///61987#ABE645 - reference to Generic OLOP for system components |  |  |  |  | Standard |  |  |  | 2018-03-28 | 2014-07-18 | 2018-03-20 | 2018-03-20 |  | SC65E – IEC 61987 | C00010 |  | 0112/2///61987#ABA638 | https://cdd.iec.ch/CDD/IEC61987/iec61987.nsf/Classes/0112-2---61987%23ABH335 | https://cdd.iec.ch/cdd/iec61987/iec61987.nsf/PropertiesAllVersions/0112-2---61987%23ABF919 | 0112-2---61987#ABF919,0112-2---61987#ABE645
0112/2///61987#ABE405 | 001 | 02 | 0112/2///61987#ABE405#001 | Surface treatment |  |  |  | properties characterizing a surface treatment of a part of a final control element |  |  |  |  | ITEM_CLASS | [5 empty] | 0112/2///61987#ABE008 - Seat0112/2///61987#ABE403 - Closure member0112/2///61987#ABE409 - Stem/shaft |  |  |  | Standard |  |  |  | 2018-03-28 |  |  | 2014-06-18 |  | SC65E – IEC 61987 | C00009 |  | 0112/2///61987#ABV501 | https://cdd.iec.ch/CDD/IEC61987/iec61987.nsf/Classes/0112-2---61987%23ABE405 | https://cdd.iec.ch/cdd/iec61987/iec61987.nsf/PropertiesAllVersions/0112-2---61987%23ABD767,https://cdd.iec.ch/cdd/iec61987/iec61987.nsf/PropertiesAllVersions/0112-2---61987%23ABE416,https://cdd.iec.ch/cdd/iec61987/iec61987.nsf/PropertiesAllVersions/0112-2---61987%23ABD580 | 0112-2---61987#ABD580,0112-2---61987#ABD767,0112-2---61987#ABE416
0112/2///61987#ABJ624 | 001 | 01 | 0112/2///61987#ABJ624#001 | PULSE_INPUT |  |  |  | properties characterizing a PULSE_INPUT |  |  |  |  | ITEM_CLASS | [5 empty] | 0112/2///61987#ABH901 - Pulse input function block |  |  |  | Standard |  |  |  | 2019-03-08 | 2017-12-07 | 2019-03-08 | 2019-03-08 |  | SC65E – IEC 61987 | C00018 | 001-01 (2019-03-08 15:35:13 by BATCH 00000766) standard | 0112/2///61987#ABV501 | https://cdd.iec.ch/CDD/IEC61987/iec61987.nsf/Classes/0112-2---61987%23ABJ624 | https://cdd.iec.ch/cdd/iec61987/iec61987.nsf/PropertiesAllVersions/0112-2---61987%23ABI172,https://cdd.iec.ch/cdd/iec61987/iec61987.nsf/PropertiesAllVersions/0112-2---61987%23ABI173,https://cdd.iec.ch/cdd/iec61987/iec61987.nsf/PropertiesAllVersions/0112-2---61987%23ABH978,https://cdd.iec.ch/cdd/iec61987/iec61987.nsf/PropertiesAllVersions/0112-2---61987%23ABJ653,https://cdd.iec.ch/cdd/iec61987/iec61987.nsf/PropertiesAllVersions/0112-2---61987%23ABI277,https://cdd.iec.ch/cdd/iec61987/iec61987.nsf/PropertiesAllVersions/0112-2---61987%23ABJ401 | 0112-2---61987#ABI172,0112-2---61987#ABI173,0112-2---61987#ABH978,0112-2---61987#ABJ653,0112-2---61987#ABI277,0112-2---61987#ABJ401
0112/2///61987#ABC467 | 005 | 01 | 0112/2///61987#ABC467#005 | Other controls |  |  |  | properties characterizing special control functions provided by the device |  |  |  |  | ITEM_CLASS | [5 empty] | 0112/2///61987#ABC461 - Operation |  |  |  | Standard |  |  |  | 2018-03-28 | 2013-08-27 | 2018-03-20 | 2018-03-20 |  | SC65E – IEC 61987 | C00004 |  | 0112/2///61987#ABV501 | https://cdd.iec.ch/CDD/IEC61987/iec61987.nsf/Classes/0112-2---61987%23ABC467 | https://cdd.iec.ch/cdd/iec61987/iec61987.nsf/PropertiesAllVersions/0112-2---61987%23ABB592,https://cdd.iec.ch/cdd/iec61987/iec61987.nsf/PropertiesAllVersions/0112-2---61987%23ABB593 | 0112-2---61987#ABB592,0112-2---61987#ABB593
0112/2///61987#ABF640 | 001 | 01 | 0112/2///61987#ABF640#001 | Inline ultrasonic density transmitter |  |  |  | properties characterizing an ultrasonic density transmitter with a flow tube |  |  |  |  | ITEM_CLASS | [5 empty] | 0112/2///61987#ABF636 - Structural design of an ultrasonic density transmitter |  |  |  | Standard |  | IEC 61987 | IEC | 2018-03-28 | 2018-03-28 | 2018-03-28 | 2018-03-28 |  | SC65E – IEC 61987 | C00017 | 001-01 (2018-03-28 07:26:06 by BATCH 00000762) standard | 0112/2///61987#ABV501 | https://cdd.iec.ch/CDD/IEC61987/iec61987.nsf/Classes/0112-2---61987%23ABF640 | https://cdd.iec.ch/cdd/iec61987/iec61987.nsf/PropertiesAllVersions/0112-2---61987%23ABB486,https://cdd.iec.ch/cdd/iec61987/iec61987.nsf/PropertiesAllVersions/0112-2---61987%23ABB130,https://cdd.iec.ch/cdd/iec61987/iec61987.nsf/PropertiesAllVersions/0112-2---61987%23ABB487,https://cdd.iec.ch/cdd/iec61987/iec61987.nsf/PropertiesAllVersions/0112-2---61987%23ABF856,https://cdd.iec.ch/cdd/iec61987/iec61987.nsf/PropertiesAllVersions/0112-2---61987%23ABD021 | 0112-2---61987#ABB486,0112-2---61987#ABB130,0112-2---61987#ABB487,0112-2---61987#ABF856,0112-2---61987#ABD021
0112/2///61987#ABG454 | 001 | 01 | 0112/2///61987#ABG454#001 | Process case variables [temperature] |  |  |  | properties characterizing the measured variables, phases, operating state conditions, physical properties of a process material |  |  |  |  | ITEM_CLASS | [5 empty] | 0112/2///61987#ABG451 - Process case [temperature] |  |  |  | Standard |  | IEC 61987 | IEC | 2018-03-28 | 2014-12-17 | 2016-05-24 | 2016-05-24 |  | SC65E – IEC 61987 | C00019 | 001-01 (2018-03-28 07:26:11 by BATCH 00000762) standard | 0112/2///61987#ABV501 | https://cdd.iec.ch/CDD/IEC61987/iec61987.nsf/Classes/0112-2---61987%23ABG454 | https://cdd.iec.ch/cdd/iec61987/iec61987.nsf/PropertiesAllVersions/0112-2---61987%23ABH015 | 0112-2---61987#ABH015
0112/2///61987#ABA848 | 002 | 01 | 0112/2///61987#ABA848#002 | Temperature transmitter connection head |  |  |  | instrument component comprising an enclosure with facilities for the electrical connection of sensing element and output cable that also provides protection against dust, moisture and corrosion | The connection facilities may be a terminal block or another instrument component such as a head-mounted transmitter. Some connection heads also provide for the mechanical connection of an insert. |  |  |  | ITEM_CLASS | [9 empty] | Standard |  |  |  | 2018-03-28 | 2013-08-27 | 2016-05-24 | 2016-05-24 |  | SC65E – IEC 61987 | C00004 |  | 0112/2///61987#ABA847 | https://cdd.iec.ch/CDD/IEC61987/iec61987.nsf/Classes/0112-2---61987%23ABA848 | https://cdd.iec.ch/cdd/iec61987/iec61987.nsf/PropertiesAllVersions/0112-2---61987%23ABF901 | 0112-2---61987#ABF901
0112/2///61987#ABC560 | 003 | 01 | 0112/2///61987#ABC560#003 | Rated operating conditions [4] |  |  |  | properties characterizing the conditions that must be fulfilled during operation in order that a device or assembly performs as designed |  |  |  |  | ITEM_CLASS | [5 empty] | 0112/2///61987#ABA031 - Device LOP for differential pressure transmitter |  |  | false | Standard |  | IEC 61987 | IEC | 2022-12-09 | 2019-03-12 | 2022-12-09 | 2022-12-09 |  | IEC/SC 65E | C00112 |  | 0112/2///61987#ABV501 | https://cdd.iec.ch/CDD/IEC61987/iec61987.nsf/Classes/0112-2---61987%23ABC560 | https://cdd.iec.ch/cdd/iec61987/iec61987.nsf/PropertiesAllVersions/0112-2---61987%23ABD521,https://cdd.iec.ch/cdd/iec61987/iec61987.nsf/PropertiesAllVersions/0112-2---61987%23ABC859,https://cdd.iec.ch/cdd/iec61987/iec61987.nsf/PropertiesAllVersions/0112-2---61987%23ABD173,https://cdd.iec.ch/cdd/iec61987/iec61987.nsf/PropertiesAllVersions/0112-2---61987%23ABD163 | 0112-2---61987#ABD521,0112-2---61987#ABC859,0112-2---61987#ABD173,0112-2---61987#ABD163
0112/2///61987#ABE785 | 001 | 01 | 0112/2///61987#ABE785#001 | Measuring range for concentration |  |  |  | properties characterizing a concentration measuring range |  |  |  |  | ITEM_CLASS | [5 empty] | 0112/2///61987#ABE784 - Concentration measurement |  |  |  | Standard |  | IEC 61987 | IEC | 2018-03-28 | 2018-03-28 | 2018-03-28 | 2018-03-28 |  | SC65E – IEC 61987 | C00017 | 001-01 (2018-03-28 07:26:04 by BATCH 00000762) standard | 0112/2///61987#ABV501 | https://cdd.iec.ch/CDD/IEC61987/iec61987.nsf/Classes/0112-2---61987%23ABE785 | https://cdd.iec.ch/cdd/iec61987/iec61987.nsf/PropertiesAllVersions/0112-2---61987%23ABE786,https://cdd.iec.ch/cdd/iec61987/iec61987.nsf/PropertiesAllVersions/0112-2---61987%23ABE787,https://cdd.iec.ch/cdd/iec61987/iec61987.nsf/PropertiesAllVersions/0112-2---61987%23ABF566,https://cdd.iec.ch/cdd/iec61987/iec61987.nsf/PropertiesAllVersions/0112-2---61987%23ABA967 | 0112-2---61987#ABA967,0112-2---61987#ABE786,0112-2---61987#ABE787,0112-2---61987#ABF566
0112/2///61987#ABF188 | 001 | 01 | 0112/2///61987#ABF188#001 | Extension of vibration probe |  |  |  | properties characterizing the extension of a vibration probe of a vibrating limit switch |  |  |  |  | ITEM_CLASS | [5 empty] | 0112/2///61987#ABF183 - Structural design of a vibrating level switch0112/2///61987#ABF635 - Structural design of a vibrating fork/rod density transmitter |  |  |  | Standard |  | IEC 61987 | IEC | 2018-03-28 | 2018-03-28 | 2018-03-28 | 2018-03-28 |  | SC65E – IEC 61987 | C00018 | 001-01 (2018-03-28 07:26:05 by BATCH 00000762) standard | 0112/2///61987#ABV501 | https://cdd.iec.ch/CDD/IEC61987/iec61987.nsf/Classes/0112-2---61987%23ABF188 | https://cdd.iec.ch/cdd/iec61987/iec61987.nsf/PropertiesAllVersions/0112-2---61987%23ABF189,https://cdd.iec.ch/cdd/iec61987/iec61987.nsf/PropertiesAllVersions/0112-2---61987%23ABA640,https://cdd.iec.ch/cdd/iec61987/iec61987.nsf/PropertiesAllVersions/0112-2---61987%23ABB952,https://cdd.iec.ch/cdd/iec61987/iec61987.nsf/PropertiesAllVersions/0112-2---61987%23ABF746 | 0112-2---61987#ABA640,0112-2---61987#ABB952,0112-2---61987#ABF746,0112-2---61987#ABF189
0112/2///61987#ABF282 | 001 | 01 | 0112/2///61987#ABF282#001 | Structural design of a sight level indicator |  |  |  | properties characterizing the constructional details of a sight level indicator |  |  |  |  | ITEM_CLASS | [5 empty] | 0112/2///61987#ABG427 - Structural design [sight level indicator] |  |  |  | Standard |  | IEC 61987 | IEC | 2018-03-28 | 2014-12-17 | 2018-03-20 | 2018-03-20 |  | SC65E – IEC 61987 | C00018 | 001-01 (2018-03-28 07:26:05 by BATCH 00000762) standard | 0112/2///61987#ABV501 | https://cdd.iec.ch/CDD/IEC61987/iec61987.nsf/Classes/0112-2---61987%23ABF282 | https://cdd.iec.ch/cdd/iec61987/iec61987.nsf/PropertiesAllVersions/0112-2---61987%23ABH492,https://cdd.iec.ch/cdd/iec61987/iec61987.nsf/PropertiesAllVersions/0112-2---61987%23ABF281,https://cdd.iec.ch/cdd/iec61987/iec61987.nsf/PropertiesAllVersions/0112-2---61987%23ABH482,https://cdd.iec.ch/cdd/iec61987/iec61987.nsf/PropertiesAllVersions/0112-2---61987%23ABF831,https://cdd.iec.ch/cdd/iec61987/iec61987.nsf/PropertiesAllVersions/0112-2---61987%23ABH480,https://cdd.iec.ch/cdd/iec61987/iec61987.nsf/PropertiesAllVersions/0112-2---61987%23ABH481,https://cdd.iec.ch/cdd/iec61987/iec61987.nsf/PropertiesAllVersions/0112-2---61987%23ABB010,https://cdd.iec.ch/cdd/iec61987/iec61987.nsf/PropertiesAllVersions/0112-2---61987%23ABH490,https://cdd.iec.ch/cdd/iec61987/iec61987.nsf/PropertiesAllVersions/0112-2---61987%23ABH491,https://cdd.iec.ch/cdd/iec61987/iec61987.nsf/PropertiesAllVersions/0112-2---61987%23ABA147,https://cdd.iec.ch/cdd/iec61987/iec61987.nsf/PropertiesAllVersions/0112-2---61987%23ABA633,https://cdd.iec.ch/cdd/iec61987/iec61987.nsf/PropertiesAllVersions/0112-2---61987%23ABB140,https://cdd.iec.ch/cdd/iec61987/iec61987.nsf/PropertiesAllVersions/0112-2---61987%23ABB396,https://cdd.iec.ch/cdd/iec61987/iec61987.nsf/PropertiesAllVersions/0112-2---61987%23ABB915,https://cdd.iec.ch/cdd/iec61987/iec61987.nsf/PropertiesAllVersions/0112-2---61987%23ABD033,https://cdd.iec.ch/cdd/iec61987/iec61987.nsf/PropertiesAllVersions/0112-2---61987%23ABB457,https://cdd.iec.ch/cdd/iec61987/iec61987.nsf/PropertiesAllVersions/0112-2---61987%23ABC969 | 0112-2---61987#ABH491,0112-2---61987#ABB140,0112-2---61987#ABH490,0112-2---61987#ABF281,0112-2---61987#ABF831,0112-2---61987#ABH480,0112-2---61987#ABH481,0112-2---61987#ABB010,0112-2---61987#ABD033,0112-2---61987#ABH492,0112-2---61987#ABA147,0112-2---61987#ABB915,0112-2---61987#ABB457,0112-2---61987#ABH482,0112-2---61987#ABB396,0112-2---61987#ABC969,0112-2---61987#ABA633
0112/2///61987#ABF943 | 001 | 01 | 0112/2///61987#ABF943#001 | Measured variable [7] | process variable |  |  | properties characterizing a measured variable, the size of which is to be acquired and indicated by the device |  |  |  |  | ITEM_CLASS | [5 empty] | 0112/2///61987#ABF921 - Input [14]0112/2///61987#ABF922 - Input [15]0112/2///61987#ABF923 - Input [16]0112/2///61987#ABF927 - Input [20]0112/2///61987#ABF940 - Input [33] |  |  |  | Standard |  | IEC 61987 | IEC | 2018-03-28 | 2014-12-17 | 2018-03-20 | 2018-03-20 |  | SC65E – IEC 61987 | C00018 | 001-01 (2018-03-28 07:26:06 by BATCH 00000762) standard | 0112/2///61987#ABV501 | https://cdd.iec.ch/CDD/IEC61987/iec61987.nsf/Classes/0112-2---61987%23ABF943 | https://cdd.iec.ch/cdd/iec61987/iec61987.nsf/PropertiesAllVersions/0112-2---61987%23ABB271,https://cdd.iec.ch/cdd/iec61987/iec61987.nsf/PropertiesAllVersions/0112-2---61987%23ABA577,https://cdd.iec.ch/cdd/iec61987/iec61987.nsf/PropertiesAllVersions/0112-2---61987%23ABU867 | 0112-2---61987#ABB271,0112-2---61987#ABA577,0112-2---61987#ABU867
0112/2///61987#ABG474 | 001 | 01 | 0112/2///61987#ABG474#001 | Process design conditions [density] |  |  |  | properties characterizing the process conditions for which a device shall be designed |  |  |  |  | ITEM_CLASS | [5 empty] | 0112/2///61987#ABG469 - Operating conditions for device design [density] |  |  |  | Standard |  | IEC 61987 | IEC | 2018-03-28 | 2014-12-17 | 2018-03-20 | 2018-03-20 |  | SC65E – IEC 61987 | C00019 | 001-01 (2018-03-28 07:26:11 by BATCH 00000762) standard | 0112/2///61987#ABV501 | https://cdd.iec.ch/CDD/IEC61987/iec61987.nsf/Classes/0112-2---61987%23ABG474 | https://cdd.iec.ch/cdd/iec61987/iec61987.nsf/PropertiesAllVersions/0112-2---61987%23ABH036,https://cdd.iec.ch/cdd/iec61987/iec61987.nsf/PropertiesAllVersions/0112-2---61987%23ABC817 | 0112-2---61987#ABH036,0112-2---61987#ABC817
0112/2///61987#ABC108 | 001 | 02 | 0112/2///61987#ABC108#001 | Assigned dynamic viscosity range |  |  |  | properties characterizing a range configured for viscosity |  | 13 ABC108.13 |  |  | ITEM_CLASS | [5 empty] | 0112/2///61987#ABC120 - Assigned variable [3] |  |  |  | Standard |  |  |  | 2018-03-28 | 2013-08-27 | 2013-08-27 | 2014-06-18 |  | SC65E – IEC 61987 | C00004 |  | 0112/2///61987#ABV501 | https://cdd.iec.ch/CDD/IEC61987/iec61987.nsf/Classes/0112-2---61987%23ABC108 | https://cdd.iec.ch/cdd/iec61987/iec61987.nsf/PropertiesAllVersions/0112-2---61987%23ABA360,https://cdd.iec.ch/cdd/iec61987/iec61987.nsf/PropertiesAllVersions/0112-2---61987%23ABA361,https://cdd.iec.ch/cdd/iec61987/iec61987.nsf/PropertiesAllVersions/0112-2---61987%23ABB574,https://cdd.iec.ch/cdd/iec61987/iec61987.nsf/PropertiesAllVersions/0112-2---61987%23ABB575 | 0112-2---61987#ABB574,0112-2---61987#ABB575,0112-2---61987#ABA360,0112-2---61987#ABA361
0112/2///61987#ABC115 | 001 | 02 | 0112/2///61987#ABC115#001 | Assigned pressure range |  |  |  | properties characterizing a range configured for pressure |  | 9 ABC115.9 |  |  | ITEM_CLASS | [5 empty] | 0112/2///61987#ABC124 - Assigned variable [7]0112/2///61987#ABC121 - Assigned variable [4]0112/2///61987#ABC122 - Assigned variable [5]0112/2///61987#ABC123 - Assigned variable [6]0112/2///61987#ABC120 - Assigned variable [3]0112/2///61987#ABG096 - Assigned variable [16]0112/2///61987#ABG089 - Assigned variable [9]0112/2///61987#ABG091 - Assigned variable [11]0112/2///61987#ABG097 - Assigned variable [17]0112/2///61987#ABH044 - Assigned variable [22]0112/2///61987#ABV037 - Assigned variable [18]0112/2///61987#ABV039 - Assigned variable [8] |  |  |  | Standard |  |  |  | 2018-03-28 | 2013-08-27 | 2013-08-27 | 2014-06-18 |  | SC65E – IEC 61987 | C00004 |  | 0112/2///61987#ABV501 | https://cdd.iec.ch/CDD/IEC61987/iec61987.nsf/Classes/0112-2---61987%23ABC115 | https://cdd.iec.ch/cdd/iec61987/iec61987.nsf/PropertiesAllVersions/0112-2---61987%23ABA356,https://cdd.iec.ch/cdd/iec61987/iec61987.nsf/PropertiesAllVersions/0112-2---61987%23ABA357,https://cdd.iec.ch/cdd/iec61987/iec61987.nsf/PropertiesAllVersions/0112-2---61987%23ABB570,https://cdd.iec.ch/cdd/iec61987/iec61987.nsf/PropertiesAllVersions/0112-2---61987%23ABB571 | 0112-2---61987#ABA356,0112-2---61987#ABA357,0112-2---61987#ABB570,0112-2---61987#ABB571
0112/2///61987#ABE415 | 001 | 02 | 0112/2///61987#ABE415#001 | Material of surface coating |  |  |  | properties characterizing the material covering a surface |  |  |  |  | ITEM_CLASS | [5 empty] | 0112/2///61987#ABE405 - Surface treatment0112/2///61987#ABE407 - Surface treatment of sealing edge |  |  |  | Standard |  |  |  | 2018-03-28 |  |  | 2014-06-18 |  | SC65E – IEC 61987 | C00009 |  | 0112/2///61987#ABV501 | https://cdd.iec.ch/CDD/IEC61987/iec61987.nsf/Classes/0112-2---61987%23ABE415 | https://cdd.iec.ch/cdd/iec61987/iec61987.nsf/PropertiesAllVersions/0112-2---61987%23ABB455,https://cdd.iec.ch/cdd/iec61987/iec61987.nsf/PropertiesAllVersions/0112-2---61987%23ABI460,https://cdd.iec.ch/cdd/iec61987/iec61987.nsf/PropertiesAllVersions/0112-2---61987%23ABA908,https://cdd.iec.ch/cdd/iec61987/iec61987.nsf/PropertiesAllVersions/0112-2---61987%23ABA907 | 0112-2---61987#ABB455,0112-2---61987#ABI460,0112-2---61987#ABA908,0112-2---61987#ABA907
0112/2///61987#ABG179 | 001 | 01 | 0112/2///61987#ABG179#001 | Analog current output [15] |  |  |  | properties characterizing an analog current output |  | Polymorphic element: ABG179, Id: 2 |  |  | ITEM_CLASS | [5 empty] | 0112/2///61987#ABG150 - Type of output [20] |  |  |  | Standard |  | IEC 61987 | IEC | 2018-03-28 | 2014-12-17 | 2016-05-24 | 2016-05-24 |  | SC65E – IEC 61987 | C00019 | 001-01 (2018-03-28 07:26:07 by BATCH 00000762) standard | 0112/2///61987#ABV501 | https://cdd.iec.ch/CDD/IEC61987/iec61987.nsf/Classes/0112-2---61987%23ABG179 | https://cdd.iec.ch/cdd/iec61987/iec61987.nsf/PropertiesAllVersions/0112-2---61987%23ABV204 | 0112-2---61987#ABV204
0112/2///61987#ABG348 | 001 | 01 | 0112/2///61987#ABG348#001 | Normal process conditions [10] |  |  |  | properties characterizing the range of process conditions within which a device is designed to operate within specified performance limits |  |  |  |  | ITEM_CLASS | [5 empty] | 0112/2///61987#ABG342 - Process design ratings [14] |  |  |  | Standard |  | IEC 61987 | IEC | 2018-03-28 | 2014-12-17 | 2016-05-24 | 2016-05-24 |  | SC65E – IEC 61987 | C00019 | 001-01 (2018-03-28 07:26:09 by BATCH 00000762) standard | 0112/2///61987#ABV501 | https://cdd.iec.ch/CDD/IEC61987/iec61987.nsf/Classes/0112-2---61987%23ABG348 | https://cdd.iec.ch/cdd/iec61987/iec61987.nsf/PropertiesAllVersions/0112-2---61987%23ABA918,https://cdd.iec.ch/cdd/iec61987/iec61987.nsf/PropertiesAllVersions/0112-2---61987%23ABA919,https://cdd.iec.ch/cdd/iec61987/iec61987.nsf/PropertiesAllVersions/0112-2---61987%23ABA598,https://cdd.iec.ch/cdd/iec61987/iec61987.nsf/PropertiesAllVersions/0112-2---61987%23ABD439,https://cdd.iec.ch/cdd/iec61987/iec61987.nsf/PropertiesAllVersions/0112-2---61987%23ABD440,https://cdd.iec.ch/cdd/iec61987/iec61987.nsf/PropertiesAllVersions/0112-2---61987%23ABD426,https://cdd.iec.ch/cdd/iec61987/iec61987.nsf/PropertiesAllVersions/0112-2---61987%23ABD427 | 0112-2---61987#ABA918,0112-2---61987#ABA919,0112-2---61987#ABA598,0112-2---61987#ABD439,0112-2---61987#ABD440,0112-2---61987#ABD426,0112-2---61987#ABD427
0112/2///61987#ABC126 | 003 | 01 | 0112/2///61987#ABC126#003 | Auxiliary input [1] |  |  |  | properties characterizing a device auxiliary input that acquires values from external instrumentation |  |  |  |  | ITEM_CLASS | [5 empty] | 0112/2///61987#ABC290 - Input [1] |  |  | false | Standard |  | IEC 61987 | IEC | 2022-12-09 | 2017-12-07 | 2022-12-09 | 2022-12-09 |  | IEC/SC 65E | C00112 |  | 0112/2///61987#ABV501 | https://cdd.iec.ch/CDD/IEC61987/iec61987.nsf/Classes/0112-2---61987%23ABC126 | https://cdd.iec.ch/cdd/iec61987/iec61987.nsf/PropertiesAllVersions/0112-2---61987%23ABB271,https://cdd.iec.ch/cdd/iec61987/iec61987.nsf/PropertiesAllVersions/0112-2---61987%23ABA577,https://cdd.iec.ch/cdd/iec61987/iec61987.nsf/PropertiesAllVersions/0112-2---61987%23ABB095,https://cdd.iec.ch/cdd/iec61987/iec61987.nsf/PropertiesAllVersions/0112-2---61987%23ABA342,https://cdd.iec.ch/cdd/iec61987/iec61987.nsf/PropertiesAllVersions/0112-2---61987%23ABU148 | 0112-2---61987#ABB271,0112-2---61987#ABA577,0112-2---61987#ABB095,0112-2---61987#ABA342,0112-2---61987#ABU148
0112/2///61987#ABC363 | 001 | 02 | 0112/2///61987#ABC363#001 | Material of flow nozzle |  |  |  | properties characterizing the material of which the flow nozzle is made |  |  |  |  | ITEM_CLASS | [5 empty] | 0112/2///61987#ABC244 - Flow nozzle |  |  |  | Standard |  |  |  | 2018-03-28 | 2013-08-27 | 2013-08-27 | 2014-06-18 |  | SC65E – IEC 61987 | C00019 |  | 0112/2///61987#ABV501 | https://cdd.iec.ch/CDD/IEC61987/iec61987.nsf/Classes/0112-2---61987%23ABC363 | https://cdd.iec.ch/cdd/iec61987/iec61987.nsf/PropertiesAllVersions/0112-2---61987%23ABB455,https://cdd.iec.ch/cdd/iec61987/iec61987.nsf/PropertiesAllVersions/0112-2---61987%23ABI460,https://cdd.iec.ch/cdd/iec61987/iec61987.nsf/PropertiesAllVersions/0112-2---61987%23ABA908,https://cdd.iec.ch/cdd/iec61987/iec61987.nsf/PropertiesAllVersions/0112-2---61987%23ABA907 | 0112-2---61987#ABI460,0112-2---61987#ABA908,0112-2---61987#ABA907,0112-2---61987#ABB455
0112/2///61987#ABC421 | 001 | 02 | 0112/2///61987#ABC421#001 | Measuring range for temperature |  |  |  | properties characterizing a temperature measuring range |  |  |  |  | ITEM_CLASS | [5 empty] | 0112/2///61987#ABC650 - Temperature measurement0112/2///61987#ABG355 - Temperature measurement [1] |  |  |  | Standard |  |  |  | 2018-03-28 | 2013-08-27 | 2013-08-27 | 2014-06-18 |  | SC65E – IEC 61987 | C00004 |  | 0112/2///61987#ABV501 | https://cdd.iec.ch/CDD/IEC61987/iec61987.nsf/Classes/0112-2---61987%23ABC421 | https://cdd.iec.ch/cdd/iec61987/iec61987.nsf/PropertiesAllVersions/0112-2---61987%23ABB214,https://cdd.iec.ch/cdd/iec61987/iec61987.nsf/PropertiesAllVersions/0112-2---61987%23ABB215,https://cdd.iec.ch/cdd/iec61987/iec61987.nsf/PropertiesAllVersions/0112-2---61987%23ABB560,https://cdd.iec.ch/cdd/iec61987/iec61987.nsf/PropertiesAllVersions/0112-2---61987%23ABA967,https://cdd.iec.ch/cdd/iec61987/iec61987.nsf/PropertiesAllVersions/0112-2---61987%23ABH432 | 0112-2---61987#ABB215,0112-2---61987#ABB560,0112-2---61987#ABA967,0112-2---61987#ABH432,0112-2---61987#ABB214
0112/2///61987#ABF463 | 001 | 01 | 0112/2///61987#ABF463#001 | Nuclear source |  |  |  | properties characterizing the nuclear source of a nuclear level transmitter or switch |  |  |  |  | ITEM_CLASS | [5 empty] | 0112/2///61987#ABF343 - Structural design of a nuclear level transmitter/switch0112/2///61987#ABF634 - Structural design of a radiometric density transmitter |  |  |  | Standard |  | IEC 61987 | IEC | 2018-03-28 | 2018-03-28 | 2018-03-28 | 2018-03-28 |  | SC65E – IEC 61987 | C00018 | 001-01 (2018-03-28 07:26:06 by BATCH 00000762) standard | 0112/2///61987#ABV501 | https://cdd.iec.ch/CDD/IEC61987/iec61987.nsf/Classes/0112-2---61987%23ABF463 | https://cdd.iec.ch/cdd/iec61987/iec61987.nsf/PropertiesAllVersions/0112-2---61987%23ABF470,https://cdd.iec.ch/cdd/iec61987/iec61987.nsf/PropertiesAllVersions/0112-2---61987%23ABF457,https://cdd.iec.ch/cdd/iec61987/iec61987.nsf/PropertiesAllVersions/0112-2---61987%23ABH465,https://cdd.iec.ch/cdd/iec61987/iec61987.nsf/PropertiesAllVersions/0112-2---61987%23ABF471,https://cdd.iec.ch/cdd/iec61987/iec61987.nsf/PropertiesAllVersions/0112-2---61987%23ABF472,https://cdd.iec.ch/cdd/iec61987/iec61987.nsf/PropertiesAllVersions/0112-2---61987%23ABF530,https://cdd.iec.ch/cdd/iec61987/iec61987.nsf/PropertiesAllVersions/0112-2---61987%23ABF473,https://cdd.iec.ch/cdd/iec61987/iec61987.nsf/PropertiesAllVersions/0112-2---61987%23ABF474,https://cdd.iec.ch/cdd/iec61987/iec61987.nsf/PropertiesAllVersions/0112-2---61987%23ABF475,https://cdd.iec.ch/cdd/iec61987/iec61987.nsf/PropertiesAllVersions/0112-2---61987%23ABF476,https://cdd.iec.ch/cdd/iec61987/iec61987.nsf/PropertiesAllVersions/0112-2---61987%23ABF816 | 0112-2---61987#ABF457,0112-2---61987#ABF472,0112-2---61987#ABF530,0112-2---61987#ABF476,0112-2---61987#ABF816,0112-2---61987#ABF470,0112-2---61987#ABH465,0112-2---61987#ABF471,0112-2---61987#ABF473,0112-2---61987#ABF474,0112-2---61987#ABF475
0112/2///61987#ABG437 | 001 | 01 | 0112/2///61987#ABG437#001 | Structural design [temperature connection head] |  |  |  | properties characterizing the constructional details of a device |  |  |  |  | ITEM_CLASS | [5 empty] | 0112/2///61987#ABG392 - Mechanical and electrical construction [temperature connection head] |  |  |  | Standard |  | IEC 61987 | IEC | 2018-03-28 | 2014-12-17 | 2016-05-24 | 2016-05-24 |  | SC65E – IEC 61987 | C00019 | 001-01 (2018-03-28 07:26:11 by BATCH 00000762) standard | 0112/2///61987#ABV501 | https://cdd.iec.ch/CDD/IEC61987/iec61987.nsf/Classes/0112-2---61987%23ABG437 | https://cdd.iec.ch/cdd/iec61987/iec61987.nsf/PropertiesAllVersions/0112-2---61987%23ABF799 | 0112-2---61987#ABF799
0112/2///61987#ABH501 | 003 | 01 | 0112/2///61987#ABH501#003 | Manual |  |  |  | properties characterizing a device manual |  |  |  |  | ITEM_CLASS | [5 empty] | 0112/2///61987#ABH517 - Device documents supplied |  |  |  | Standard |  | IEC 61987 | IEC | 2022-06-28 | 2017-12-07 | 2022-06-28 | 2022-06-28 |  | IEC SC65E | C00112 |  | 0112/2///61987#ABV501 | https://cdd.iec.ch/CDD/IEC61987/iec61987.nsf/Classes/0112-2---61987%23ABH501 | https://cdd.iec.ch/cdd/iec61987/iec61987.nsf/PropertiesAllVersions/0112-2---61987%23ABH782,https://cdd.iec.ch/cdd/iec61987/iec61987.nsf/PropertiesAllVersions/0112-2---61987%23ABH510,https://cdd.iec.ch/cdd/iec61987/iec61987.nsf/PropertiesAllVersions/0112-2---61987%23ABN598,https://cdd.iec.ch/cdd/iec61987/iec61987.nsf/PropertiesAllVersions/0112-2---61987%23ABA152 | 0112-2---61987#ABH782,0112-2---61987#ABH510,0112-2---61987#ABN598,0112-2---61987#ABA152
0112/2///61987#ABC043 | 001 | 02 | 0112/2///61987#ABC043#001 | Transducer of an ultrasonic flow transmitter |  |  |  | properties characterizing the transducer of an ultrasonic flowmeter |  |  |  |  | ITEM_CLASS | [5 empty] | 0112/2///61987#ABC644 - Structural design of an ultrasonic flow transmitter |  |  |  | Standard |  |  |  | 2018-03-28 | 2013-08-27 | 2013-08-27 | 2014-06-18 |  | SC65E – IEC 61987 | C00004 |  | 0112/2///61987#ABV501 | https://cdd.iec.ch/CDD/IEC61987/iec61987.nsf/Classes/0112-2---61987%23ABC043 | https://cdd.iec.ch/cdd/iec61987/iec61987.nsf/PropertiesAllVersions/0112-2---61987%23ABB441,https://cdd.iec.ch/cdd/iec61987/iec61987.nsf/PropertiesAllVersions/0112-2---61987%23ABD030,https://cdd.iec.ch/cdd/iec61987/iec61987.nsf/PropertiesAllVersions/0112-2---61987%23ABD021 | 0112-2---61987#ABB441,0112-2---61987#ABD030,0112-2---61987#ABD021
0112/2///61987#ABC461 | 005 | 01 | 0112/2///61987#ABC461#005 | Operation |  |  |  | properties characterizing the means provided for the operation of a device |  |  |  |  | ITEM_CLASS | [5 empty] | 0112/2///61987#ABC458 - Operability0112/2///61987#ABE712 - Operability [2]0112/2///61987#ABE714 - Operability [3]0112/2///61987#ABP051 - Operability [I/O module] |  |  |  | Standard |  |  |  | 2018-03-28 | 2013-08-27 | 2018-03-20 | 2018-03-20 |  | SC65E – IEC 61987 | C00004 |  | 0112/2///61987#ABV501 | https://cdd.iec.ch/CDD/IEC61987/iec61987.nsf/Classes/0112-2---61987%23ABC461 | https://cdd.iec.ch/cdd/iec61987/iec61987.nsf/PropertiesAllVersions/0112-2---61987%23ABD325,https://cdd.iec.ch/cdd/iec61987/iec61987.nsf/PropertiesAllVersions/0112-2---61987%23ABC755,https://cdd.iec.ch/cdd/iec61987/iec61987.nsf/PropertiesAllVersions/0112-2---61987%23ABD097 | 0112-2---61987#ABD325,0112-2---61987#ABC755,0112-2---61987#ABD097
0112/2///61987#ABD931 | 001 | 02 | 0112/2///61987#ABD931#001 | Mechanical and electrical construction [pressure reducing regulator or back pressure/excess pressure regulator] |  |  |  | properties characterizing the constructional details of the device and its parts |  |  | IEC 61987-1, 5.8 |  | ITEM_CLASS | [5 empty] | 0112/2///61987#ABE318 - Device LOP for pressure reducing regulator or back pressure/excess pressure regulator |  |  |  | Standard |  |  |  | 2018-03-28 | 2013-09-02 | 2013-09-02 | 2014-06-18 |  | SC65E – IEC 61987 | C00009 |  | 0112/2///61987#ABV501 | https://cdd.iec.ch/CDD/IEC61987/iec61987.nsf/Classes/0112-2---61987%23ABD931 | https://cdd.iec.ch/cdd/iec61987/iec61987.nsf/PropertiesAllVersions/0112-2---61987%23ABE392,https://cdd.iec.ch/cdd/iec61987/iec61987.nsf/PropertiesAllVersions/0112-2---61987%23ABE275,https://cdd.iec.ch/cdd/iec61987/iec61987.nsf/PropertiesAllVersions/0112-2---61987%23ABB139,https://cdd.iec.ch/cdd/iec61987/iec61987.nsf/PropertiesAllVersions/0112-2---61987%23ABE112,https://cdd.iec.ch/cdd/iec61987/iec61987.nsf/PropertiesAllVersions/0112-2---61987%23ABE075 | 0112-2---61987#ABE392,0112-2---61987#ABE275,0112-2---61987#ABB139,0112-2---61987#ABE112,0112-2---61987#ABE075
0112/2///61987#ABN696 | 001 | 01 | 0112/2///61987#ABN696#001 | Discrete measurement variables |  |  |  | properties characterizing dynamic data value which are the result of a measurement and which are belonging to a finite set of distinctly recognizable values that a quantity can take |  |  | IEV 171-01-06 MOD |  | ITEM_CLASS | [5 empty] | 0112/2///61987#ABJ726 - LOPD for measurement variables |  |  |  | Standard |  |  |  | 2020-02-24 |  | 2020-02-24 | 2020-02-24 |  | SC65E – IEC 61987 | C00092 | 001-01 (2020-02-24 12:37:11 by BATCH 00000778) standard | 0112/2///61987#ABV501 | https://cdd.iec.ch/CDD/IEC61987/iec61987.nsf/Classes/0112-2---61987%23ABN696 | https://cdd.iec.ch/cdd/iec61987/iec61987.nsf/PropertiesAllVersions/0112-2---61987%23ABN633,https://cdd.iec.ch/cdd/iec61987/iec61987.nsf/PropertiesAllVersions/0112-2---61987%23ABN629 | 0112-2---61987#ABN633,0112-2---61987#ABN629
0112/2///61987#ABC356 | 001 | 02 | 0112/2///61987#ABC356#001 | Material of electrodes |  |  |  | properties characterizing the material of which an electrode is made |  |  |  |  | ITEM_CLASS | [5 empty] | 0112/2///61987#ABC573 - Reference electrode0112/2///61987#ABU456 - Sensing element of an electromagnetic flow transmitter0112/2///61987#ABU457 - Sensing element of an electromagnetic flow transmitter |  |  |  | Standard |  |  |  | 2018-03-28 | 2013-08-27 | 2013-08-27 | 2014-06-18 |  | SC65E – IEC 61987 | C00019 |  | 0112/2///61987#ABV501 | https://cdd.iec.ch/CDD/IEC61987/iec61987.nsf/Classes/0112-2---61987%23ABC356 | https://cdd.iec.ch/cdd/iec61987/iec61987.nsf/PropertiesAllVersions/0112-2---61987%23ABB455,https://cdd.iec.ch/cdd/iec61987/iec61987.nsf/PropertiesAllVersions/0112-2---61987%23ABI460,https://cdd.iec.ch/cdd/iec61987/iec61987.nsf/PropertiesAllVersions/0112-2---61987%23ABA908,https://cdd.iec.ch/cdd/iec61987/iec61987.nsf/PropertiesAllVersions/0112-2---61987%23ABA907 | 0112-2---61987#ABA907,0112-2---61987#ABB455,0112-2---61987#ABI460,0112-2---61987#ABA908
0112/2///61987#ABF075 | 001 | 01 | 0112/2///61987#ABF075#001 | Absolute performance for voltage |  |  |  | properties characterizing the accuracy of a voltage measurement, expressed in engineering units |  | Polymorphic element: ABF075, Id: 4 |  |  | ITEM_CLASS | [5 empty] | 0112/2///61987#ABG282 - Type of performance variable [16] |  |  |  | Standard |  | IEC 61987 | IEC | 2018-03-28 | 2014-12-17 | 2017-09-18 | 2017-09-18 |  | SC65E – IEC 61987 | C00019 | 001-01 (2018-03-28 07:26:05 by BATCH 00000762) standard | 0112/2///61987#ABV501 | https://cdd.iec.ch/CDD/IEC61987/iec61987.nsf/Classes/0112-2---61987%23ABF075 | https://cdd.iec.ch/cdd/iec61987/iec61987.nsf/PropertiesAllVersions/0112-2---61987%23ABF077,https://cdd.iec.ch/cdd/iec61987/iec61987.nsf/PropertiesAllVersions/0112-2---61987%23ABD535,https://cdd.iec.ch/cdd/iec61987/iec61987.nsf/PropertiesAllVersions/0112-2---61987%23ABF079,https://cdd.iec.ch/cdd/iec61987/iec61987.nsf/PropertiesAllVersions/0112-2---61987%23ABF081,https://cdd.iec.ch/cdd/iec61987/iec61987.nsf/PropertiesAllVersions/0112-2---61987%23ABF083,https://cdd.iec.ch/cdd/iec61987/iec61987.nsf/PropertiesAllVersions/0112-2---61987%23ABF085,https://cdd.iec.ch/cdd/iec61987/iec61987.nsf/PropertiesAllVersions/0112-2---61987%23ABF087,https://cdd.iec.ch/cdd/iec61987/iec61987.nsf/PropertiesAllVersions/0112-2---61987%23ABF719,https://cdd.iec.ch/cdd/iec61987/iec61987.nsf/PropertiesAllVersions/0112-2---61987%23ABB519,https://cdd.iec.ch/cdd/iec61987/iec61987.nsf/PropertiesAllVersions/0112-2---61987%23ABB774,https://cdd.iec.ch/cdd/iec61987/iec61987.nsf/PropertiesAllVersions/0112-2---61987%23ABB775,https://cdd.iec.ch/cdd/iec61987/iec61987.nsf/PropertiesAllVersions/0112-2---61987%23ABB776,https://cdd.iec.ch/cdd/iec61987/iec61987.nsf/PropertiesAllVersions/0112-2---61987%23ABF721,https://cdd.iec.ch/cdd/iec61987/iec61987.nsf/PropertiesAllVersions/0112-2---61987%23ABC840,https://cdd.iec.ch/cdd/iec61987/iec61987.nsf/PropertiesAllVersions/0112-2---61987%23ABC954 | 0112-2---61987#ABF083,0112-2---61987#ABF087,0112-2---61987#ABC840,0112-2---61987#ABB776,0112-2---61987#ABD535,0112-2---61987#ABF719,0112-2---61987#ABB519,0112-2---61987#ABB774,0112-2---61987#ABF721,0112-2---61987#ABF077,0112-2---61987#ABF081,0112-2---61987#ABF085,0112-2---61987#ABB775,0112-2---61987#ABF079,0112-2---61987#ABC954
0112/2///61987#ABP067 | 001 | 01 | 0112/2///61987#ABP067#001 | Reference device conditions [I/O module] |  |  |  | properties characterizing the reference conditions of an I/O module under which the performance of a device was tested |  |  |  |  | ITEM_CLASS | [5 empty] | 0112/2///61987#ABP065 - Reference conditions for the performance variable [I/O module]0112/2///61987#ABP066 - Reference conditions of the device [I/O module] |  |  | false | Standard |  | IEC 61987 | IEC | 2023-01-23 | 2023-01-23 | 2023-01-23 | 2023-01-23 |  | IEC/SC 65E | C00128 | 001-01 (2023-01-23 14:53:33 by BATCH 00000807) standard | 0112/2///61987#ABV501 | https://cdd.iec.ch/CDD/IEC61987/iec61987.nsf/Classes/0112-2---61987%23ABP067 | https://cdd.iec.ch/cdd/iec61987/iec61987.nsf/PropertiesAllVersions/0112-2---61987%23ABB647,https://cdd.iec.ch/cdd/iec61987/iec61987.nsf/PropertiesAllVersions/0112-2---61987%23ABB649,https://cdd.iec.ch/cdd/iec61987/iec61987.nsf/PropertiesAllVersions/0112-2---61987%23ABB650,https://cdd.iec.ch/cdd/iec61987/iec61987.nsf/PropertiesAllVersions/0112-2---61987%23ABB799,https://cdd.iec.ch/cdd/iec61987/iec61987.nsf/PropertiesAllVersions/0112-2---61987%23ABC889,https://cdd.iec.ch/cdd/iec61987/iec61987.nsf/PropertiesAllVersions/0112-2---61987%23ABB278 | 0112-2---61987#ABB647,0112-2---61987#ABB649,0112-2---61987#ABB650,0112-2---61987#ABB799,0112-2---61987#ABC889,0112-2---61987#ABB278
0112/2///61987#ABA029 | 002 | 01 | 0112/2///61987#ABA029#002 | Device LOP for absolute/gauge pressure transmitter |  |  |  | list of properties characterizing an absolute pressure or gauge pressure transmitter |  |  |  |  | ITEM_CLASS | [5 empty] | 0112/2///61987#ABA832 - Absolute pressure transmitter0112/2///61987#ABA834 - Gauge pressure transmitter |  |  |  | Standard |  |  |  | 2018-03-28 | 2013-09-27 | 2016-05-24 | 2016-05-24 |  | SC65E – IEC 61987 | C00004 |  | 0112/2///61987#ABV504 | https://cdd.iec.ch/CDD/IEC61987/iec61987.nsf/Classes/0112-2---61987%23ABA029 | https://cdd.iec.ch/cdd/iec61987/iec61987.nsf/PropertiesAllVersions/0112-2---61987%23ABC899,https://cdd.iec.ch/cdd/iec61987/iec61987.nsf/PropertiesAllVersions/0112-2---61987%23ABC730,https://cdd.iec.ch/cdd/iec61987/iec61987.nsf/PropertiesAllVersions/0112-2---61987%23ABC885,https://cdd.iec.ch/cdd/iec61987/iec61987.nsf/PropertiesAllVersions/0112-2---61987%23ABC929,https://cdd.iec.ch/cdd/iec61987/iec61987.nsf/PropertiesAllVersions/0112-2---61987%23ABB206,https://cdd.iec.ch/cdd/iec61987/iec61987.nsf/PropertiesAllVersions/0112-2---61987%23ABD111,https://cdd.iec.ch/cdd/iec61987/iec61987.nsf/PropertiesAllVersions/0112-2---61987%23ABC830,https://cdd.iec.ch/cdd/iec61987/iec61987.nsf/PropertiesAllVersions/0112-2---61987%23ABD126,https://cdd.iec.ch/cdd/iec61987/iec61987.nsf/PropertiesAllVersions/0112-2---61987%23ABD189,https://cdd.iec.ch/cdd/iec61987/iec61987.nsf/PropertiesAllVersions/0112-2---61987%23ABD068,https://cdd.iec.ch/cdd/iec61987/iec61987.nsf/PropertiesAllVersions/0112-2---61987%23ABD088,https://cdd.iec.ch/cdd/iec61987/iec61987.nsf/PropertiesAllVersions/0112-2---61987%23ABD154,https://cdd.iec.ch/cdd/iec61987/iec61987.nsf/PropertiesAllVersions/0112-2---61987%23ABC786,https://cdd.iec.ch/cdd/iec61987/iec61987.nsf/PropertiesAllVersions/0112-2---61987%23ABC795,https://cdd.iec.ch/cdd/iec61987/iec61987.nsf/PropertiesAllVersions/0112-2---61987%23ABA293,https://cdd.iec.ch/cdd/iec61987/iec61987.nsf/PropertiesAllVersions/0112-2---61987%23ABC710 | 0112-2---61987#ABC786,0112-2---61987#ABC899,0112-2---61987#ABD111,0112-2---61987#ABC830,0112-2---61987#ABD088,0112-2---61987#ABD154,0112-2---61987#ABD126,0112-2---61987#ABD189,0112-2---61987#ABD068,0112-2---61987#ABC710,0112-2---61987#ABC730,0112-2---61987#ABC929,0112-2---61987#ABB206,0112-2---61987#ABC885,0112-2---61987#ABC795,0112-2---61987#ABA293
0112/2///61987#ABC047 | 002 | 01 | 0112/2///61987#ABC047#002 | Transmitter body [4] |  |  |  | properties characterizing the wetted parts of a device | Typically the process connections are attached to the body and it may include the sensing element |  |  |  | ITEM_CLASS | [5 empty] | 0112/2///61987#ABC623 - Structural design [remote seal] |  |  |  | Standard |  |  |  | 2018-03-28 | 2013-08-27 | 2016-05-24 | 2016-05-24 |  | SC65E – IEC 61987 | C00019 |  | 0112/2///61987#ABV501 | https://cdd.iec.ch/CDD/IEC61987/iec61987.nsf/Classes/0112-2---61987%23ABC047 | https://cdd.iec.ch/cdd/iec61987/iec61987.nsf/PropertiesAllVersions/0112-2---61987%23ABC960,https://cdd.iec.ch/cdd/iec61987/iec61987.nsf/PropertiesAllVersions/0112-2---61987%23ABB102,https://cdd.iec.ch/cdd/iec61987/iec61987.nsf/PropertiesAllVersions/0112-2---61987%23ABU453,https://cdd.iec.ch/cdd/iec61987/iec61987.nsf/PropertiesAllVersions/0112-2---61987%23ABB234,https://cdd.iec.ch/cdd/iec61987/iec61987.nsf/PropertiesAllVersions/0112-2---61987%23ABB179,https://cdd.iec.ch/cdd/iec61987/iec61987.nsf/PropertiesAllVersions/0112-2---61987%23ABA553,https://cdd.iec.ch/cdd/iec61987/iec61987.nsf/PropertiesAllVersions/0112-2---61987%23ABA640,https://cdd.iec.ch/cdd/iec61987/iec61987.nsf/PropertiesAllVersions/0112-2---61987%23ABA573,https://cdd.iec.ch/cdd/iec61987/iec61987.nsf/PropertiesAllVersions/0112-2---61987%23ABA574,https://cdd.iec.ch/cdd/iec61987/iec61987.nsf/PropertiesAllVersions/0112-2---61987%23ABB932,https://cdd.iec.ch/cdd/iec61987/iec61987.nsf/PropertiesAllVersions/0112-2---61987%23ABA910,https://cdd.iec.ch/cdd/iec61987/iec61987.nsf/PropertiesAllVersions/0112-2---61987%23ABB950,https://cdd.iec.ch/cdd/iec61987/iec61987.nsf/PropertiesAllVersions/0112-2---61987%23ABA582,https://cdd.iec.ch/cdd/iec61987/iec61987.nsf/PropertiesAllVersions/0112-2---61987%23ABC976,https://cdd.iec.ch/cdd/iec61987/iec61987.nsf/PropertiesAllVersions/0112-2---61987%23ABA184,https://cdd.iec.ch/cdd/iec61987/iec61987.nsf/PropertiesAllVersions/0112-2---61987%23ABA916,https://cdd.iec.ch/cdd/iec61987/iec61987.nsf/PropertiesAllVersions/0112-2---61987%23ABA917,https://cdd.iec.ch/cdd/iec61987/iec61987.nsf/PropertiesAllVersions/0112-2---61987%23ABB010,https://cdd.iec.ch/cdd/iec61987/iec61987.nsf/PropertiesAllVersions/0112-2---61987%23ABA558,https://cdd.iec.ch/cdd/iec61987/iec61987.nsf/PropertiesAllVersions/0112-2---61987%23ABA179,https://cdd.iec.ch/cdd/iec61987/iec61987.nsf/PropertiesAllVersions/0112-2---61987%23ABB386,https://cdd.iec.ch/cdd/iec61987/iec61987.nsf/PropertiesAllVersions/0112-2---61987%23ABA589,https://cdd.iec.ch/cdd/iec61987/iec61987.nsf/PropertiesAllVersions/0112-2---61987%23ABB009,https://cdd.iec.ch/cdd/iec61987/iec61987.nsf/PropertiesAllVersions/0112-2---61987%23ABB969,https://cdd.iec.ch/cdd/iec61987/iec61987.nsf/PropertiesAllVersions/0112-2---61987%23ABA155,https://cdd.iec.ch/cdd/iec61987/iec61987.nsf/PropertiesAllVersions/0112-2---61987%23ABB398,https://cdd.iec.ch/cdd/iec61987/iec61987.nsf/PropertiesAllVersions/0112-2---61987%23ABB388,https://cdd.iec.ch/cdd/iec61987/iec61987.nsf/PropertiesAllVersions/0112-2---61987%23ABB389,https://cdd.iec.ch/cdd/iec61987/iec61987.nsf/PropertiesAllVersions/0112-2---61987%23ABB383,https://cdd.iec.ch/cdd/iec61987/iec61987.nsf/PropertiesAllVersions/0112-2---61987%23ABD007 | 0112-2---61987#ABB950,0112-2---61987#ABA589,0112-2---61987#ABB234,0112-2---61987#ABA573,0112-2---61987#ABA184,0112-2---61987#ABA179,0112-2---61987#ABB386,0112-2---61987#ABB383,0112-2---61987#ABB932,0112-2---61987#ABC976,0112-2---61987#ABA917,0112-2---61987#ABA558,0112-2---61987#ABB009,0112-2---61987#ABA155,0112-2---61987#ABC960,0112-2---61987#ABU453,0112-2---61987#ABB389,0112-2---61987#ABB179,0112-2---61987#ABA553,0112-2---61987#ABA574,0112-2---61987#ABA910,0112-2---61987#ABB969,0112-2---61987#ABB388,0112-2---61987#ABB102,0112-2---61987#ABA640,0112-2---61987#ABB010,0112-2---61987#ABD007,0112-2---61987#ABA582,0112-2---61987#ABA916,0112-2---61987#ABB398
0112/2///61987#ABC243 | 001 | 02 | 0112/2///61987#ABC243#001 | Fixed electromagnetic insertion flow transmitter |  |  |  | properties characterizing a fixed electromagnetic insertion flow meter according to its mechanical design |  |  |  |  | ITEM_CLASS | [5 empty] | 0112/2///61987#ABC643 - Structural design of an electromagnetic insertion flow transmitter |  |  |  | Standard |  |  |  | 2018-03-28 | 2013-08-27 | 2013-08-27 | 2014-06-18 |  | SC65E – IEC 61987 | C00004 |  | 0112/2///61987#ABV501 | https://cdd.iec.ch/CDD/IEC61987/iec61987.nsf/Classes/0112-2---61987%23ABC243 | https://cdd.iec.ch/cdd/iec61987/iec61987.nsf/PropertiesAllVersions/0112-2---61987%23ABB104,https://cdd.iec.ch/cdd/iec61987/iec61987.nsf/PropertiesAllVersions/0112-2---61987%23ABB469,https://cdd.iec.ch/cdd/iec61987/iec61987.nsf/PropertiesAllVersions/0112-2---61987%23ABB470,https://cdd.iec.ch/cdd/iec61987/iec61987.nsf/PropertiesAllVersions/0112-2---61987%23ABB471,https://cdd.iec.ch/cdd/iec61987/iec61987.nsf/PropertiesAllVersions/0112-2---61987%23ABB472,https://cdd.iec.ch/cdd/iec61987/iec61987.nsf/PropertiesAllVersions/0112-2---61987%23ABB105,https://cdd.iec.ch/cdd/iec61987/iec61987.nsf/PropertiesAllVersions/0112-2---61987%23ABB106,https://cdd.iec.ch/cdd/iec61987/iec61987.nsf/PropertiesAllVersions/0112-2---61987%23ABD013,https://cdd.iec.ch/cdd/iec61987/iec61987.nsf/PropertiesAllVersions/0112-2---61987%23ABD014,https://cdd.iec.ch/cdd/iec61987/iec61987.nsf/PropertiesAllVersions/0112-2---61987%23ABB468,https://cdd.iec.ch/cdd/iec61987/iec61987.nsf/PropertiesAllVersions/0112-2---61987%23ABB547,https://cdd.iec.ch/cdd/iec61987/iec61987.nsf/PropertiesAllVersions/0112-2---61987%23ABB479,https://cdd.iec.ch/cdd/iec61987/iec61987.nsf/PropertiesAllVersions/0112-2---61987%23ABD001,https://cdd.iec.ch/cdd/iec61987/iec61987.nsf/PropertiesAllVersions/0112-2---61987%23ABD015,https://cdd.iec.ch/cdd/iec61987/iec61987.nsf/PropertiesAllVersions/0112-2---61987%23ABD010 | 0112-2---61987#ABB479,0112-2---61987#ABD010,0112-2---61987#ABB471,0112-2---61987#ABB472,0112-2---61987#ABB105,0112-2---61987#ABD013,0112-2---61987#ABB104,0112-2---61987#ABD015,0112-2---61987#ABB469,0112-2---61987#ABD014,0112-2---61987#ABB547,0112-2---61987#ABB470,0112-2---61987#ABB106,0112-2---61987#ABB468,0112-2---61987#ABD001
0112/2///61987#ABC382 | 001 | 02 | 0112/2///61987#ABC382#001 | Material of pressure gauge stem |  |  |  | properties characterizing the material of which a connection nozzle of pressure gauge is made |  |  |  |  | ITEM_CLASS | [5 empty] | 0112/2///61987#ABC625 - Structural design of a differential pressure gauge0112/2///61987#ABC629 - Structural design of a pressure or differential pressure gauge |  |  |  | Standard |  |  |  | 2018-03-28 | 2013-09-27 | 2013-09-27 | 2014-06-18 |  | SC65E – IEC 61987 | C00004 |  | 0112/2///61987#ABV501 | https://cdd.iec.ch/CDD/IEC61987/iec61987.nsf/Classes/0112-2---61987%23ABC382 | https://cdd.iec.ch/cdd/iec61987/iec61987.nsf/PropertiesAllVersions/0112-2---61987%23ABB455,https://cdd.iec.ch/cdd/iec61987/iec61987.nsf/PropertiesAllVersions/0112-2---61987%23ABI460,https://cdd.iec.ch/cdd/iec61987/iec61987.nsf/PropertiesAllVersions/0112-2---61987%23ABA908,https://cdd.iec.ch/cdd/iec61987/iec61987.nsf/PropertiesAllVersions/0112-2---61987%23ABA907 | 0112-2---61987#ABB455,0112-2---61987#ABI460,0112-2---61987#ABA908,0112-2---61987#ABA907
0112/2///61987#ABE846 | 001 | 01 | 0112/2///61987#ABE846#001 | Absolute performance for mass |  |  |  | properties characterizing the accuracy of a mass measurement, expressed in engineering units |  | Polymorphic element: ABE846, Id: 4 |  |  | ITEM_CLASS | [5 empty] | 0112/2///61987#ABG273 - Type of performance variable [7]0112/2///61987#ABG275 - Type of performance variable [9]0112/2///61987#ABG276 - Type of performance variable [10]0112/2///61987#ABG277 - Type of performance variable [11]0112/2///61987#ABG278 - Type of performance variable [12]0112/2///61987#ABG279 - Type of performance variable [13] |  |  |  | Standard |  | IEC 61987 | IEC | 2018-03-28 | 2018-03-28 | 2018-03-28 | 2018-03-28 |  | SC65E – IEC 61987 | C00018 | 001-01 (2018-03-28 07:26:04 by BATCH 00000762) standard | 0112/2///61987#ABV501 | https://cdd.iec.ch/CDD/IEC61987/iec61987.nsf/Classes/0112-2---61987%23ABE846 | https://cdd.iec.ch/cdd/iec61987/iec61987.nsf/PropertiesAllVersions/0112-2---61987%23ABE847,https://cdd.iec.ch/cdd/iec61987/iec61987.nsf/PropertiesAllVersions/0112-2---61987%23ABD535,https://cdd.iec.ch/cdd/iec61987/iec61987.nsf/PropertiesAllVersions/0112-2---61987%23ABE848,https://cdd.iec.ch/cdd/iec61987/iec61987.nsf/PropertiesAllVersions/0112-2---61987%23ABE849,https://cdd.iec.ch/cdd/iec61987/iec61987.nsf/PropertiesAllVersions/0112-2---61987%23ABE850,https://cdd.iec.ch/cdd/iec61987/iec61987.nsf/PropertiesAllVersions/0112-2---61987%23ABE851,https://cdd.iec.ch/cdd/iec61987/iec61987.nsf/PropertiesAllVersions/0112-2---61987%23ABE852,https://cdd.iec.ch/cdd/iec61987/iec61987.nsf/PropertiesAllVersions/0112-2---61987%23ABF665,https://cdd.iec.ch/cdd/iec61987/iec61987.nsf/PropertiesAllVersions/0112-2---61987%23ABB519,https://cdd.iec.ch/cdd/iec61987/iec61987.nsf/PropertiesAllVersions/0112-2---61987%23ABB774,https://cdd.iec.ch/cdd/iec61987/iec61987.nsf/PropertiesAllVersions/0112-2---61987%23ABB775,https://cdd.iec.ch/cdd/iec61987/iec61987.nsf/PropertiesAllVersions/0112-2---61987%23ABB776,https://cdd.iec.ch/cdd/iec61987/iec61987.nsf/PropertiesAllVersions/0112-2---61987%23ABF687,https://cdd.iec.ch/cdd/iec61987/iec61987.nsf/PropertiesAllVersions/0112-2---61987%23ABC840,https://cdd.iec.ch/cdd/iec61987/iec61987.nsf/PropertiesAllVersions/0112-2---61987%23ABC954 | 0112-2---61987#ABB774,0112-2---61987#ABB776,0112-2---61987#ABB775,0112-2---61987#ABF687,0112-2---61987#ABD535,0112-2---61987#ABE848,0112-2---61987#ABE849,0112-2---61987#ABE851,0112-2---61987#ABF665,0112-2---61987#ABC954,0112-2---61987#ABE847,0112-2---61987#ABE850,0112-2---61987#ABE852,0112-2---61987#ABB519,0112-2---61987#ABC840
0112/2///61987#ABE946 | 001 | 01 | 0112/2///61987#ABE946#001 | Accuracy for a subrange of ullage | Accuracy for a subrange of freeboard |  |  | properties characterizing the accuracy of an ullage measurement for a subrange of ideal span |  |  |  |  | ITEM_CLASS | [5 empty] | 0112/2///61987#ABE939 - Absolute performance for ullage |  |  |  | Standard |  | IEC 61987 | IEC | 2018-03-28 | 2018-03-28 | 2018-03-28 | 2018-03-28 |  | SC65E – IEC 61987 | C00018 | 001-01 (2018-03-28 07:26:04 by BATCH 00000762) standard | 0112/2///61987#ABV501 | https://cdd.iec.ch/CDD/IEC61987/iec61987.nsf/Classes/0112-2---61987%23ABE946 | https://cdd.iec.ch/cdd/iec61987/iec61987.nsf/PropertiesAllVersions/0112-2---61987%23ABE947,https://cdd.iec.ch/cdd/iec61987/iec61987.nsf/PropertiesAllVersions/0112-2---61987%23ABE948,https://cdd.iec.ch/cdd/iec61987/iec61987.nsf/PropertiesAllVersions/0112-2---61987%23ABE940,https://cdd.iec.ch/cdd/iec61987/iec61987.nsf/PropertiesAllVersions/0112-2---61987%23ABE941,https://cdd.iec.ch/cdd/iec61987/iec61987.nsf/PropertiesAllVersions/0112-2---61987%23ABE942 | 0112-2---61987#ABE940,0112-2---61987#ABE941,0112-2---61987#ABE942,0112-2---61987#ABE947,0112-2---61987#ABE948
0112/2///61987#ABA736 | 002 | 01 | 0112/2///61987#ABA736#002 | Speed switch |  |  |  | switch that outputs a discrete signal representative of a rotation regime |  |  |  |  | ITEM_CLASS | [9 empty] | Standard |  |  |  | 2018-03-28 | 2013-08-27 | 2016-05-24 | 2016-05-24 |  | SC65E – IEC 61987 | C00004 |  | 0112/2///61987#ABA697 | https://cdd.iec.ch/CDD/IEC61987/iec61987.nsf/Classes/0112-2---61987%23ABA736
0112/2///61987#ABE800 | 001 | 01 | 0112/2///61987#ABE800#001 | Accuracy for a subrange of concentration |  |  |  | properties characterizing the accuracy of a concentration measurement for a subrange of ideal span |  |  |  |  | ITEM_CLASS | [5 empty] | 0112/2///61987#ABE792 - Absolute performance for concentration |  |  |  | Standard |  | IEC 61987 | IEC | 2018-03-28 | 2018-03-28 | 2018-03-28 | 2018-03-28 |  | SC65E – IEC 61987 | C00018 | 001-01 (2018-03-28 07:26:04 by BATCH 00000762) standard | 0112/2///61987#ABV501 | https://cdd.iec.ch/CDD/IEC61987/iec61987.nsf/Classes/0112-2---61987%23ABE800 | https://cdd.iec.ch/cdd/iec61987/iec61987.nsf/PropertiesAllVersions/0112-2---61987%23ABE801,https://cdd.iec.ch/cdd/iec61987/iec61987.nsf/PropertiesAllVersions/0112-2---61987%23ABE802,https://cdd.iec.ch/cdd/iec61987/iec61987.nsf/PropertiesAllVersions/0112-2---61987%23ABE794,https://cdd.iec.ch/cdd/iec61987/iec61987.nsf/PropertiesAllVersions/0112-2---61987%23ABE795,https://cdd.iec.ch/cdd/iec61987/iec61987.nsf/PropertiesAllVersions/0112-2---61987%23ABE796 | 0112-2---61987#ABE794,0112-2---61987#ABE795,0112-2---61987#ABE796,0112-2---61987#ABE801,0112-2---61987#ABE802
0112/2///61987#ABG337 | 001 | 01 | 0112/2///61987#ABG337#001 | Process design ratings [9] |  |  |  | properties characterizing the process conditions for which the device is designed |  |  |  |  | ITEM_CLASS | [5 empty] | 0112/2///61987#ABG323 - Rated operating conditions [18]0112/2///61987#ABV237 - Rated operating conditions [26] |  |  |  | Standard |  | IEC 61987 | IEC | 2018-03-28 | 2014-12-17 | 2016-05-24 | 2016-05-24 |  | SC65E – IEC 61987 | C00019 | 001-01 (2018-03-28 07:26:09 by BATCH 00000762) standard | 0112/2///61987#ABV501 | https://cdd.iec.ch/CDD/IEC61987/iec61987.nsf/Classes/0112-2---61987%23ABG337 | https://cdd.iec.ch/cdd/iec61987/iec61987.nsf/PropertiesAllVersions/0112-2---61987%23ABG905,https://cdd.iec.ch/cdd/iec61987/iec61987.nsf/PropertiesAllVersions/0112-2---61987%23ABC949,https://cdd.iec.ch/cdd/iec61987/iec61987.nsf/PropertiesAllVersions/0112-2---61987%23ABC938 | 0112-2---61987#ABG905,0112-2---61987#ABC949,0112-2---61987#ABC938
0112/2///61987#ABH436 | 001 | 01 | 0112/2///61987#ABH436#001 | Stem/bulb extension |  |  |  | properties characterizing a stem or an extension of a filled system temperature measuring device |  |  |  |  | ITEM_CLASS | [5 empty] | 0112/2///61987#ABF513 - Structural design of temperature gauge |  |  |  | Standard |  |  |  | 2018-03-28 | 2015-03-20 | 2017-09-18 | 2017-09-18 |  | SC65E – IEC 61987 | C00018 | 001-01 (2018-03-28 07:26:12 by BATCH 00000762) standard | 0112/2///61987#ABV501 | https://cdd.iec.ch/CDD/IEC61987/iec61987.nsf/Classes/0112-2---61987%23ABH436 | https://cdd.iec.ch/cdd/iec61987/iec61987.nsf/PropertiesAllVersions/0112-2---61987%23ABH437,https://cdd.iec.ch/cdd/iec61987/iec61987.nsf/PropertiesAllVersions/0112-2---61987%23ABB952,https://cdd.iec.ch/cdd/iec61987/iec61987.nsf/PropertiesAllVersions/0112-2---61987%23ABA640,https://cdd.iec.ch/cdd/iec61987/iec61987.nsf/PropertiesAllVersions/0112-2---61987%23ABC983 | 0112-2---61987#ABH437,0112-2---61987#ABB952,0112-2---61987#ABA640,0112-2---61987#ABC983
0112/2///61987#ABJ617 | 001 | 01 | 0112/2///61987#ABJ617#001 | DISCRETE_MEASUREMENT |  |  |  | parameter with properties characterizing the process value as a result of the Discrete input function block |  |  | IEC 61804-2 MOD |  | ITEM_CLASS | [5 empty] | 0112/2///61987#ABH878 - Discrete input function block |  |  |  | Standard |  |  |  | 2019-03-08 | 2017-12-07 | 2019-03-08 | 2019-03-08 |  | SC65E – IEC 61987 | C00018 | 001-01 (2019-03-08 15:35:13 by BATCH 00000766) standard | 0112/2///61987#ABV501 | https://cdd.iec.ch/CDD/IEC61987/iec61987.nsf/Classes/0112-2---61987%23ABJ617 | https://cdd.iec.ch/cdd/iec61987/iec61987.nsf/PropertiesAllVersions/0112-2---61987%23ABJ639,https://cdd.iec.ch/cdd/iec61987/iec61987.nsf/PropertiesAllVersions/0112-2---61987%23ABJ640 | 0112-2---61987#ABJ639,0112-2---61987#ABJ640
0112/2///61987#ABC619 | 002 | 01 | 0112/2///61987#ABC619#002 | Structural design [absolute/gauge pressure transmitter] |  |  |  | properties characterizing the constructional details of a device |  |  |  |  | ITEM_CLASS | [5 empty] | 0112/2///61987#ABC438 - Mechanical and electrical construction [absolute/gauge pressure transmitter] |  |  |  | Standard |  |  |  | 2018-03-28 | 2013-09-27 | 2016-05-24 | 2016-05-24 |  | SC65E – IEC 61987 | C00004 |  | 0112/2///61987#ABV501 | https://cdd.iec.ch/CDD/IEC61987/iec61987.nsf/Classes/0112-2---61987%23ABC619 | https://cdd.iec.ch/cdd/iec61987/iec61987.nsf/PropertiesAllVersions/0112-2---61987%23ABD267,https://cdd.iec.ch/cdd/iec61987/iec61987.nsf/PropertiesAllVersions/0112-2---61987%23ABD263,https://cdd.iec.ch/cdd/iec61987/iec61987.nsf/PropertiesAllVersions/0112-2---61987%23ABU384,https://cdd.iec.ch/cdd/iec61987/iec61987.nsf/PropertiesAllVersions/0112-2---61987%23ABA177,https://cdd.iec.ch/cdd/iec61987/iec61987.nsf/PropertiesAllVersions/0112-2---61987%23ABD291,https://cdd.iec.ch/cdd/iec61987/iec61987.nsf/PropertiesAllVersions/0112-2---61987%23ABD284 | 0112-2---61987#ABD284,0112-2---61987#ABD267,0112-2---61987#ABD263,0112-2---61987#ABU384,0112-2---61987#ABA177,0112-2---61987#ABD291
0112/2///61987#ABD868 | 002 | 01 | 0112/2///61987#ABD868#002 | Explosion protection design approval [2] |  |  |  | properties characterizing an explosion protection design approval |  |  |  |  | ITEM_CLASS | [5 empty] | 0112/2///61987#ABD929 - Mechanical and electrical construction [globe valve]0112/2///61987#ABD930 - Mechanical and electrical construction [ball valve]0112/2///61987#ABD931 - Mechanical and electrical construction [pressure reducing regulator or back pressure/excess pressure regulator]0112/2///61987#ABD933 - Mechanical and electrical construction [butterfly valve]0112/2///61987#ABD934 - Mechanical and electrical construction [pneumatic rotary actuator]0112/2///61987#ABD935 - Mechanical and electrical construction [plug valve]0112/2///61987#ABD936 - Mechanical and electrical construction [diaphragm valve]0112/2///61987#ABD936 - Mechanical and electrical construction [diaphragm/pinch valve]0112/2///61987#ABD937 - Mechanical and electrical construction [eccentric plug valve]0112/2///61987#ABD938 - Mechanical and electrical construction [pneumatic linear actuator]0112/2///61987#ABD939 - Mechanical and electrical construction [gate valve]0112/2///61987#ABD940 - Mechanical and electrical construction [valve body assembly]0112/2///61987#ABE608 - Mechanical and electrical construction [filter regulator] |  |  |  | Standard |  |  |  | 2018-03-28 | 2013-09-02 | 2018-03-20 | 2018-03-20 |  | SC65E – IEC 61987 | C00004 |  | 0112/2///61987#ABV501 | https://cdd.iec.ch/CDD/IEC61987/iec61987.nsf/Classes/0112-2---61987%23ABD868 | https://cdd.iec.ch/cdd/iec61987/iec61987.nsf/PropertiesAllVersions/0112-2---61987%23ABB991,https://cdd.iec.ch/cdd/iec61987/iec61987.nsf/PropertiesAllVersions/0112-2---61987%23ABB385,https://cdd.iec.ch/cdd/iec61987/iec61987.nsf/PropertiesAllVersions/0112-2---61987%23ABB146,https://cdd.iec.ch/cdd/iec61987/iec61987.nsf/PropertiesAllVersions/0112-2---61987%23ABA462,https://cdd.iec.ch/cdd/iec61987/iec61987.nsf/PropertiesAllVersions/0112-2---61987%23ABA960,https://cdd.iec.ch/cdd/iec61987/iec61987.nsf/PropertiesAllVersions/0112-2---61987%23ABB013,https://cdd.iec.ch/cdd/iec61987/iec61987.nsf/PropertiesAllVersions/0112-2---61987%23ABA961,https://cdd.iec.ch/cdd/iec61987/iec61987.nsf/PropertiesAllVersions/0112-2---61987%23ABA463,https://cdd.iec.ch/cdd/iec61987/iec61987.nsf/PropertiesAllVersions/0112-2---61987%23ABA595,https://cdd.iec.ch/cdd/iec61987/iec61987.nsf/PropertiesAllVersions/0112-2---61987%23ABA464,https://cdd.iec.ch/cdd/iec61987/iec61987.nsf/PropertiesAllVersions/0112-2---61987%23ABA465,https://cdd.iec.ch/cdd/iec61987/iec61987.nsf/PropertiesAllVersions/0112-2---61987%23ABC820,https://cdd.iec.ch/cdd/iec61987/iec61987.nsf/PropertiesAllVersions/0112-2---61987%23ABA589,https://cdd.iec.ch/cdd/iec61987/iec61987.nsf/PropertiesAllVersions/0112-2---61987%23ABA593,https://cdd.iec.ch/cdd/iec61987/iec61987.nsf/PropertiesAllVersions/0112-2---61987%23ABB159,https://cdd.iec.ch/cdd/iec61987/iec61987.nsf/PropertiesAllVersions/0112-2---61987%23ABA468 | 0112-2---61987#ABB991,0112-2---61987#ABA462,0112-2---61987#ABA463,0112-2---61987#ABA464,0112-2---61987#ABA589,0112-2---61987#ABA468,0112-2---61987#ABA465,0112-2---61987#ABB159,0112-2---61987#ABB146,0112-2---61987#ABA961,0112-2---61987#ABC820,0112-2---61987#ABB385,0112-2---61987#ABA960,0112-2---61987#ABB013,0112-2---61987#ABA595,0112-2---61987#ABA593
0112/2///61987#ABH639 | 001 | 01 | 0112/2///61987#ABH639#001 | Calibration point of level |  |  |  | properties characterizing the calibration of output values of a single level input value |  |  |  |  | ITEM_CLASS | [5 empty] | 0112/2///61987#ABH621 - Calibration of level |  |  |  | Standard |  |  |  | 2019-03-08 | 2017-12-07 | 2019-03-08 | 2019-03-08 |  | SC65E – IEC 61987 | C00018 | 001-01 (2019-03-08 15:35:12 by BATCH 00000766) standard | 0112/2///61987#ABV501 | https://cdd.iec.ch/CDD/IEC61987/iec61987.nsf/Classes/0112-2---61987%23ABH639 | https://cdd.iec.ch/cdd/iec61987/iec61987.nsf/PropertiesAllVersions/0112-2---61987%23ABH564,https://cdd.iec.ch/cdd/iec61987/iec61987.nsf/PropertiesAllVersions/0112-2---61987%23ABH548,https://cdd.iec.ch/cdd/iec61987/iec61987.nsf/PropertiesAllVersions/0112-2---61987%23ABH769 | 0112-2---61987#ABH564,0112-2---61987#ABH548,0112-2---61987#ABH769
0112/2///61987#ABA441 | 001 | 01 | 0112/2///61987#ABA441#001 | Device |  |  |  | properties characterizing a device |  |  |  |  | ITEM_CLASS | [5 empty] | 0112/2///61987#ABH496 - Device information |  |  |  | Standard |  |  |  | 2019-03-08 | 2017-12-07 | 2019-03-08 | 2019-03-08 |  | SC65E – IEC 61987 | C00018 | 001-01 (2019-03-08 15:35:11 by BATCH 00000766) standard | 0112/2///61987#ABV501 | https://cdd.iec.ch/CDD/IEC61987/iec61987.nsf/Classes/0112-2---61987%23ABA441 | https://cdd.iec.ch/cdd/iec61987/iec61987.nsf/PropertiesAllVersions/0112-2---61987%23ABA038,https://cdd.iec.ch/cdd/iec61987/iec61987.nsf/PropertiesAllVersions/0112-2---61987%23ABA251,https://cdd.iec.ch/cdd/iec61987/iec61987.nsf/PropertiesAllVersions/0112-2---61987%23ABD395,https://cdd.iec.ch/cdd/iec61987/iec61987.nsf/PropertiesAllVersions/0112-2---61987%23ABH182,https://cdd.iec.ch/cdd/iec61987/iec61987.nsf/PropertiesAllVersions/0112-2---61987%23ABH493,https://cdd.iec.ch/cdd/iec61987/iec61987.nsf/PropertiesAllVersions/0112-2---61987%23ABH500,https://cdd.iec.ch/cdd/iec61987/iec61987.nsf/PropertiesAllVersions/0112-2---61987%23ABA290,https://cdd.iec.ch/cdd/iec61987/iec61987.nsf/PropertiesAllVersions/0112-2---61987%23ABA291 | 0112-2---61987#ABH493,0112-2---61987#ABH500,0112-2---61987#ABA290,0112-2---61987#ABA291,0112-2---61987#ABA038,0112-2---61987#ABA251,0112-2---61987#ABD395,0112-2---61987#ABH182
0112/2///61987#ABC050 | 001 | 02 | 0112/2///61987#ABC050#001 | Trimmer |  |  |  | properties characterizing a trimmer provided for adjusting a device |  |  |  |  | ITEM_CLASS | [5 empty] | 0112/2///61987#ABC329 - Manual controls |  |  |  | Standard |  |  |  | 2018-03-28 | 2013-08-27 | 2013-08-27 | 2014-06-18 |  | SC65E – IEC 61987 | C00004 |  | 0112/2///61987#ABV501 | https://cdd.iec.ch/CDD/IEC61987/iec61987.nsf/Classes/0112-2---61987%23ABC050 | https://cdd.iec.ch/cdd/iec61987/iec61987.nsf/PropertiesAllVersions/0112-2---61987%23ABA523,https://cdd.iec.ch/cdd/iec61987/iec61987.nsf/PropertiesAllVersions/0112-2---61987%23ABA524,https://cdd.iec.ch/cdd/iec61987/iec61987.nsf/PropertiesAllVersions/0112-2---61987%23ABA525,https://cdd.iec.ch/cdd/iec61987/iec61987.nsf/PropertiesAllVersions/0112-2---61987%23ABA526 | 0112-2---61987#ABA526,0112-2---61987#ABA523,0112-2---61987#ABA524,0112-2---61987#ABA525
0112/2///61987#ABC096 | 002 | 01 | 0112/2///61987#ABC096#002 | Analog voltage output [2] |  |  |  | properties characterizing an analog voltage output |  | 8 ABC096.8 |  |  | ITEM_CLASS | [5 empty] | 0112/2///61987#ABC666 - Type of output [3]0112/2///61987#ABC667 - Type of output [4] |  |  |  | Standard |  |  |  | 2018-03-28 | 2013-08-27 | 2016-05-24 | 2016-05-24 |  | SC65E – IEC 61987 | C00004 |  | 0112/2///61987#ABV501 | https://cdd.iec.ch/CDD/IEC61987/iec61987.nsf/Classes/0112-2---61987%23ABC096 | https://cdd.iec.ch/cdd/iec61987/iec61987.nsf/PropertiesAllVersions/0112-2---61987%23ABU210,https://cdd.iec.ch/cdd/iec61987/iec61987.nsf/PropertiesAllVersions/0112-2---61987%23ABC729 | 0112-2---61987#ABU210,0112-2---61987#ABC729
0112/2///61987#ABE369 | 003 | 01 | 0112/2///61987#ABE369#003 | Environmental design ratings [4] |  |  |  | properties characterizing environmental conditions under which the device can be stored and operated within its specified accuracy limits and without permanent impairment of its operating characteristics |  |  |  |  | ITEM_CLASS | [5 empty] | 0112/2///61987#ABD999 - Rated Operating Conditions [10]0112/2///61987#ABD999 - Rated operating conditions [10]0112/2///61987#ABE583 - Rated operating conditions [12] |  |  | false | Standard |  | IEC 61987 | IEC | 2022-12-09 | 2017-12-07 | 2022-12-09 | 2022-12-09 |  | IEC/SC 65E | C00112 |  | 0112/2///61987#ABV501 | https://cdd.iec.ch/CDD/IEC61987/iec61987.nsf/Classes/0112-2---61987%23ABE369 | https://cdd.iec.ch/cdd/iec61987/iec61987.nsf/PropertiesAllVersions/0112-2---61987%23ABE368,https://cdd.iec.ch/cdd/iec61987/iec61987.nsf/PropertiesAllVersions/0112-2---61987%23ABC945,https://cdd.iec.ch/cdd/iec61987/iec61987.nsf/PropertiesAllVersions/0112-2---61987%23ABC869 | 0112-2---61987#ABC869,0112-2---61987#ABE368,0112-2---61987#ABC945
0112/2///61987#ABE387 | 001 | 02 | 0112/2///61987#ABE387#001 | Material of guide bushing |  |  |  | properties characterizing the material of which the bushing of a guide is made |  |  |  |  | ITEM_CLASS | [5 empty] | 0112/2///61987#ABD812 - Body of valve [2]0112/2///61987#ABD813 - Body of valve [3]0112/2///61987#ABD814 - Body of valve [1] |  |  |  | Standard |  |  |  | 2018-03-28 |  | 2014-03-13 | 2014-06-18 |  | SC65E – IEC 61987 | C00014 |  | 0112/2///61987#ABV501 | https://cdd.iec.ch/CDD/IEC61987/iec61987.nsf/Classes/0112-2---61987%23ABE387 | https://cdd.iec.ch/cdd/iec61987/iec61987.nsf/PropertiesAllVersions/0112-2---61987%23ABB455,https://cdd.iec.ch/cdd/iec61987/iec61987.nsf/PropertiesAllVersions/0112-2---61987%23ABI460,https://cdd.iec.ch/cdd/iec61987/iec61987.nsf/PropertiesAllVersions/0112-2---61987%23ABA908,https://cdd.iec.ch/cdd/iec61987/iec61987.nsf/PropertiesAllVersions/0112-2---61987%23ABA907 | 0112-2---61987#ABA907,0112-2---61987#ABB455,0112-2---61987#ABI460,0112-2---61987#ABA908
0112/2///61987#ABF294 | 001 | 01 | 0112/2///61987#ABF294#001 | Flying lead |  |  |  | properties characterizing a flying lead |  |  |  |  | ITEM_CLASS | [5 empty] | 0112/2///61987#ABF289 - RTD/thermocouple probe output |  |  |  | Standard |  | IEC 61987 | IEC | 2018-03-28 | 2014-12-17 | 2017-09-18 | 2017-09-18 |  | SC65E – IEC 61987 | C00019 | 001-01 (2018-03-28 07:26:05 by BATCH 00000762) standard | 0112/2///61987#ABV501 | https://cdd.iec.ch/CDD/IEC61987/iec61987.nsf/Classes/0112-2---61987%23ABF294 | https://cdd.iec.ch/cdd/iec61987/iec61987.nsf/PropertiesAllVersions/0112-2---61987%23ABF295,https://cdd.iec.ch/cdd/iec61987/iec61987.nsf/PropertiesAllVersions/0112-2---61987%23ABF296,https://cdd.iec.ch/cdd/iec61987/iec61987.nsf/PropertiesAllVersions/0112-2---61987%23ABF297,https://cdd.iec.ch/cdd/iec61987/iec61987.nsf/PropertiesAllVersions/0112-2---61987%23ABB347,https://cdd.iec.ch/cdd/iec61987/iec61987.nsf/PropertiesAllVersions/0112-2---61987%23ABF298,https://cdd.iec.ch/cdd/iec61987/iec61987.nsf/PropertiesAllVersions/0112-2---61987%23ABF299,https://cdd.iec.ch/cdd/iec61987/iec61987.nsf/PropertiesAllVersions/0112-2---61987%23ABF302,https://cdd.iec.ch/cdd/iec61987/iec61987.nsf/PropertiesAllVersions/0112-2---61987%23ABH370,https://cdd.iec.ch/cdd/iec61987/iec61987.nsf/PropertiesAllVersions/0112-2---61987%23ABF300,https://cdd.iec.ch/cdd/iec61987/iec61987.nsf/PropertiesAllVersions/0112-2---61987%23ABF301,https://cdd.iec.ch/cdd/iec61987/iec61987.nsf/PropertiesAllVersions/0112-2---61987%23ABH371,https://cdd.iec.ch/cdd/iec61987/iec61987.nsf/PropertiesAllVersions/0112-2---61987%23ABH373 | 0112-2---61987#ABF295,0112-2---61987#ABB347,0112-2---61987#ABF300,0112-2---61987#ABF301,0112-2---61987#ABH371,0112-2---61987#ABH373,0112-2---61987#ABF296,0112-2---61987#ABF297,0112-2---61987#ABF298,0112-2---61987#ABF299,0112-2---61987#ABF302,0112-2---61987#ABH370
0112/2///61987#ABA699 | 002 | 01 | 0112/2///61987#ABA699#002 | Mechanical flow switch |  |  |  | flow switch that uses a mechanical means to detect a flow regime |  |  |  |  | ITEM_CLASS |  |  |  |  | 0112/2///61987#ABU125 - reference to Operating LOP for flow measuring equipment |  |  |  |  | Standard |  |  |  | 2018-03-28 | 2013-08-27 | 2016-05-24 | 2016-05-24 |  | SC65E – IEC 61987 | C00004 |  | 0112/2///61987#ABA698 | https://cdd.iec.ch/CDD/IEC61987/iec61987.nsf/Classes/0112-2---61987%23ABA699 |  | 0112-2---61987#ABU125
0112/2///61987#ABC256 | 001 | 02 | 0112/2///61987#ABC256#001 | Function block |  |  |  | properties characterizing the function blocks provided by the device |  |  |  |  | ITEM_CLASS | [5 empty] | 0112/2///61987#ABC242 - Fieldbus parameters |  |  |  | Standard |  |  |  | 2018-03-28 | 2013-08-27 | 2013-08-27 | 2014-06-18 |  | SC65E – IEC 61987 | C00004 |  | 0112/2///61987#ABV501 | https://cdd.iec.ch/CDD/IEC61987/iec61987.nsf/Classes/0112-2---61987%23ABC256 | https://cdd.iec.ch/cdd/iec61987/iec61987.nsf/PropertiesAllVersions/0112-2---61987%23ABA074,https://cdd.iec.ch/cdd/iec61987/iec61987.nsf/PropertiesAllVersions/0112-2---61987%23ABA075,https://cdd.iec.ch/cdd/iec61987/iec61987.nsf/PropertiesAllVersions/0112-2---61987%23ABA076,https://cdd.iec.ch/cdd/iec61987/iec61987.nsf/PropertiesAllVersions/0112-2---61987%23ABA077,https://cdd.iec.ch/cdd/iec61987/iec61987.nsf/PropertiesAllVersions/0112-2---61987%23ABA078 | 0112-2---61987#ABA076,0112-2---61987#ABA077,0112-2---61987#ABA078,0112-2---61987#ABA074,0112-2---61987#ABA075
0112/2///61987#ABC672 | 002 | 01 | 0112/2///61987#ABC672#002 | Type of performance variable [2] |  |  |  | administration block for polymorphism acting as proxy for the selected performance type |  | 15 ABC672.15 |  |  | ITEM_CLASS | [5 empty] | 0112/2///61987#ABC504 - Performance variable [2] |  |  |  | Standard |  |  |  | 2018-03-28 | 2013-08-27 | 2016-05-24 | 2016-05-24 |  | SC65E – IEC 61987 | C00004 |  | 0112/2///61987#ABV501 | https://cdd.iec.ch/CDD/IEC61987/iec61987.nsf/Classes/0112-2---61987%23ABC672 | https://cdd.iec.ch/cdd/iec61987/iec61987.nsf/PropertiesAllVersions/0112-2---61987%23ABU168,https://cdd.iec.ch/cdd/iec61987/iec61987.nsf/PropertiesAllVersions/0112-2---61987%23ABU192,https://cdd.iec.ch/cdd/iec61987/iec61987.nsf/PropertiesAllVersions/0112-2---61987%23ABU193,https://cdd.iec.ch/cdd/iec61987/iec61987.nsf/PropertiesAllVersions/0112-2---61987%23ABU194,https://cdd.iec.ch/cdd/iec61987/iec61987.nsf/PropertiesAllVersions/0112-2---61987%23ABU195,https://cdd.iec.ch/cdd/iec61987/iec61987.nsf/PropertiesAllVersions/0112-2---61987%23ABU196,https://cdd.iec.ch/cdd/iec61987/iec61987.nsf/PropertiesAllVersions/0112-2---61987%23ABU197,https://cdd.iec.ch/cdd/iec61987/iec61987.nsf/PropertiesAllVersions/0112-2---61987%23ABU929,https://cdd.iec.ch/cdd/iec61987/iec61987.nsf/PropertiesAllVersions/0112-2---61987%23ABU199,https://cdd.iec.ch/cdd/iec61987/iec61987.nsf/PropertiesAllVersions/0112-2---61987%23ABU200,https://cdd.iec.ch/cdd/iec61987/iec61987.nsf/PropertiesAllVersions/0112-2---61987%23ABU201,https://cdd.iec.ch/cdd/iec61987/iec61987.nsf/PropertiesAllVersions/0112-2---61987%23ABU202 | 0112-2---61987#ABU196,0112-2---61987#ABU197,0112-2---61987#ABU199,0112-2---61987#ABU200,0112-2---61987#ABU201,0112-2---61987#ABU202,0112-2---61987#ABU168,0112-2---61987#ABU194,0112-2---61987#ABU195,0112-2---61987#ABU929,0112-2---61987#ABU192,0112-2---61987#ABU193
0112/2///61987#ABG314 | 002 | 01 | 0112/2///61987#ABG314#002 | Influence of external quantities expressed as a percentage [4] |  |  |  | properties characterizing the influence of external quantities on the accuracy of the device |  |  |  |  | ITEM_CLASS | [5 empty] | 0112/2///61987#ABG353 - Accuracy expressed as a percentage [5] |  |  | false | Standard |  | IEC 61987 | IEC | 2022-12-09 | 2017-12-07 | 2022-12-09 | 2022-12-09 |  | IEC/SC 65E | C00112 |  | 0112/2///61987#ABV501 | https://cdd.iec.ch/CDD/IEC61987/iec61987.nsf/Classes/0112-2---61987%23ABG314 | https://cdd.iec.ch/cdd/iec61987/iec61987.nsf/PropertiesAllVersions/0112-2---61987%23ABB664,https://cdd.iec.ch/cdd/iec61987/iec61987.nsf/PropertiesAllVersions/0112-2---61987%23ABB665,https://cdd.iec.ch/cdd/iec61987/iec61987.nsf/PropertiesAllVersions/0112-2---61987%23ABB666,https://cdd.iec.ch/cdd/iec61987/iec61987.nsf/PropertiesAllVersions/0112-2---61987%23ABB667,https://cdd.iec.ch/cdd/iec61987/iec61987.nsf/PropertiesAllVersions/0112-2---61987%23ABB672,https://cdd.iec.ch/cdd/iec61987/iec61987.nsf/PropertiesAllVersions/0112-2---61987%23ABB673,https://cdd.iec.ch/cdd/iec61987/iec61987.nsf/PropertiesAllVersions/0112-2---61987%23ABB674,https://cdd.iec.ch/cdd/iec61987/iec61987.nsf/PropertiesAllVersions/0112-2---61987%23ABB675,https://cdd.iec.ch/cdd/iec61987/iec61987.nsf/PropertiesAllVersions/0112-2---61987%23ABB680,https://cdd.iec.ch/cdd/iec61987/iec61987.nsf/PropertiesAllVersions/0112-2---61987%23ABB681,https://cdd.iec.ch/cdd/iec61987/iec61987.nsf/PropertiesAllVersions/0112-2---61987%23ABB682,https://cdd.iec.ch/cdd/iec61987/iec61987.nsf/PropertiesAllVersions/0112-2---61987%23ABB683,https://cdd.iec.ch/cdd/iec61987/iec61987.nsf/PropertiesAllVersions/0112-2---61987%23ABF574,https://cdd.iec.ch/cdd/iec61987/iec61987.nsf/PropertiesAllVersions/0112-2---61987%23ABF575,https://cdd.iec.ch/cdd/iec61987/iec61987.nsf/PropertiesAllVersions/0112-2---61987%23ABF580,https://cdd.iec.ch/cdd/iec61987/iec61987.nsf/PropertiesAllVersions/0112-2---61987%23ABF577,https://cdd.iec.ch/cdd/iec61987/iec61987.nsf/PropertiesAllVersions/0112-2---61987%23ABF578,https://cdd.iec.ch/cdd/iec61987/iec61987.nsf/PropertiesAllVersions/0112-2---61987%23ABF579,https://cdd.iec.ch/cdd/iec61987/iec61987.nsf/PropertiesAllVersions/0112-2---61987%23ABF576,https://cdd.iec.ch/cdd/iec61987/iec61987.nsf/PropertiesAllVersions/0112-2---61987%23ABF581,https://cdd.iec.ch/cdd/iec61987/iec61987.nsf/PropertiesAllVersions/0112-2---61987%23ABB668,https://cdd.iec.ch/cdd/iec61987/iec61987.nsf/PropertiesAllVersions/0112-2---61987%23ABC904,https://cdd.iec.ch/cdd/iec61987/iec61987.nsf/PropertiesAllVersions/0112-2---61987%23ABB676,https://cdd.iec.ch/cdd/iec61987/iec61987.nsf/PropertiesAllVersions/0112-2---61987%23ABC916,https://cdd.iec.ch/cdd/iec61987/iec61987.nsf/PropertiesAllVersions/0112-2---61987%23ABB684,https://cdd.iec.ch/cdd/iec61987/iec61987.nsf/PropertiesAllVersions/0112-2---61987%23ABC915,https://cdd.iec.ch/cdd/iec61987/iec61987.nsf/PropertiesAllVersions/0112-2---61987%23ABB688,https://cdd.iec.ch/cdd/iec61987/iec61987.nsf/PropertiesAllVersions/0112-2---61987%23ABC914,https://cdd.iec.ch/cdd/iec61987/iec61987.nsf/PropertiesAllVersions/0112-2---61987%23ABB692,https://cdd.iec.ch/cdd/iec61987/iec61987.nsf/PropertiesAllVersions/0112-2---61987%23ABB693,https://cdd.iec.ch/cdd/iec61987/iec61987.nsf/PropertiesAllVersions/0112-2---61987%23ABB694,https://cdd.iec.ch/cdd/iec61987/iec61987.nsf/PropertiesAllVersions/0112-2---61987%23ABB695,https://cdd.iec.ch/cdd/iec61987/iec61987.nsf/PropertiesAllVersions/0112-2---61987%23ABB696,https://cdd.iec.ch/cdd/iec61987/iec61987.nsf/PropertiesAllVersions/0112-2---61987%23ABB697,https://cdd.iec.ch/cdd/iec61987/iec61987.nsf/PropertiesAllVersions/0112-2---61987%23ABB698,https://cdd.iec.ch/cdd/iec61987/iec61987.nsf/PropertiesAllVersions/0112-2---61987%23ABB699,https://cdd.iec.ch/cdd/iec61987/iec61987.nsf/PropertiesAllVersions/0112-2---61987%23ABB700,https://cdd.iec.ch/cdd/iec61987/iec61987.nsf/PropertiesAllVersions/0112-2---61987%23ABB701,https://cdd.iec.ch/cdd/iec61987/iec61987.nsf/PropertiesAllVersions/0112-2---61987%23ABB703,https://cdd.iec.ch/cdd/iec61987/iec61987.nsf/PropertiesAllVersions/0112-2---61987%23ABB704,https://cdd.iec.ch/cdd/iec61987/iec61987.nsf/PropertiesAllVersions/0112-2---61987%23ABB706,https://cdd.iec.ch/cdd/iec61987/iec61987.nsf/PropertiesAllVersions/0112-2---61987%23ABB518,https://cdd.iec.ch/cdd/iec61987/iec61987.nsf/PropertiesAllVersions/0112-2---61987%23ABB780,https://cdd.iec.ch/cdd/iec61987/iec61987.nsf/PropertiesAllVersions/0112-2---61987%23ABB707,https://cdd.iec.ch/cdd/iec61987/iec61987.nsf/PropertiesAllVersions/0112-2---61987%23ABB708,https://cdd.iec.ch/cdd/iec61987/iec61987.nsf/PropertiesAllVersions/0112-2---61987%23ABB709,https://cdd.iec.ch/cdd/iec61987/iec61987.nsf/PropertiesAllVersions/0112-2---61987%23ABB710,https://cdd.iec.ch/cdd/iec61987/iec61987.nsf/PropertiesAllVersions/0112-2---61987%23ABB711,https://cdd.iec.ch/cdd/iec61987/iec61987.nsf/PropertiesAllVersions/0112-2---61987%23ABC905 | 0112-2---61987#ABB666,0112-2---61987#ABB672,0112-2---61987#ABB681,0112-2---61987#ABF579,0112-2---61987#ABB688,0112-2---61987#ABB701,0112-2---61987#ABB518,0112-2---61987#ABF577,0112-2---61987#ABB703,0112-2---61987#ABB709,0112-2---61987#ABF575,0112-2---61987#ABB676,0112-2---61987#ABC914,0112-2---61987#ABB693,0112-2---61987#ABB694,0112-2---61987#ABB698,0112-2---61987#ABB707,0112-2---61987#ABB664,0112-2---61987#ABB674,0112-2---61987#ABB675,0112-2---61987#ABB682,0112-2---61987#ABC916,0112-2---61987#ABB700,0112-2---61987#ABB704,0112-2---61987#ABB667,0112-2---61987#ABF581,0112-2---61987#ABB668,0112-2---61987#ABB697,0112-2---61987#ABB699,0112-2---61987#ABB711,0112-2---61987#ABB665,0112-2---61987#ABB673,0112-2---61987#ABB684,0112-2---61987#ABB706,0112-2---61987#ABC905,0112-2---61987#ABF578,0112-2---61987#ABF576,0112-2---61987#ABB692,0112-2---61987#ABB780,0112-2---61987#ABB710,0112-2---61987#ABB680,0112-2---61987#ABB683,0112-2---61987#ABF574,0112-2---61987#ABF580,0112-2---61987#ABC904,0112-2---61987#ABC915,0112-2---61987#ABB695,0112-2---61987#ABB696,0112-2---61987#ABB708
0112/2///61987#ABG384 | 001 | 01 | 0112/2///61987#ABG384#001 | Mechanical and electrical construction [stilling well] |  |  |  | properties characterizing the constructional details of the device and its parts |  |  | IEC 61987-1, 5.8 |  | ITEM_CLASS | [5 empty] | 0112/2///61987#ABE751 - Device LOP for stilling well |  |  |  | Standard |  | IEC 61987 | IEC | 2018-03-28 | 2014-12-17 | 2018-03-20 | 2018-03-20 |  | SC65E – IEC 61987 | C00018 | 001-01 (2018-03-28 07:26:09 by BATCH 00000762) standard | 0112/2///61987#ABV501 | https://cdd.iec.ch/CDD/IEC61987/iec61987.nsf/Classes/0112-2---61987%23ABG384 | https://cdd.iec.ch/cdd/iec61987/iec61987.nsf/PropertiesAllVersions/0112-2---61987%23ABD534,https://cdd.iec.ch/cdd/iec61987/iec61987.nsf/PropertiesAllVersions/0112-2---61987%23ABG989,https://cdd.iec.ch/cdd/iec61987/iec61987.nsf/PropertiesAllVersions/0112-2---61987%23ABC789 | 0112-2---61987#ABD534,0112-2---61987#ABG989,0112-2---61987#ABC789
0112/2///61987#ABG389 | 001 | 01 | 0112/2///61987#ABG389#001 | Mechanical and electrical construction [radiation thermometer] |  |  |  | properties characterizing the constructional details of the device and its parts |  |  | IEC 61987-1, 5.8 |  | ITEM_CLASS | [5 empty] | 0112/2///61987#ABE761 - Device LOP for radiation thermometer |  |  |  | Standard |  | IEC 61987 | IEC | 2018-03-28 | 2014-12-17 | 2016-05-24 | 2016-05-24 |  | SC65E – IEC 61987 | C00019 | 001-01 (2018-03-28 07:26:09 by BATCH 00000762) standard | 0112/2///61987#ABV501 | https://cdd.iec.ch/CDD/IEC61987/iec61987.nsf/Classes/0112-2---61987%23ABG389 | https://cdd.iec.ch/cdd/iec61987/iec61987.nsf/PropertiesAllVersions/0112-2---61987%23ABD534,https://cdd.iec.ch/cdd/iec61987/iec61987.nsf/PropertiesAllVersions/0112-2---61987%23ABG994,https://cdd.iec.ch/cdd/iec61987/iec61987.nsf/PropertiesAllVersions/0112-2---61987%23ABB139,https://cdd.iec.ch/cdd/iec61987/iec61987.nsf/PropertiesAllVersions/0112-2---61987%23ABC862,https://cdd.iec.ch/cdd/iec61987/iec61987.nsf/PropertiesAllVersions/0112-2---61987%23ABC790 | 0112-2---61987#ABB139,0112-2---61987#ABC862,0112-2---61987#ABC790,0112-2---61987#ABD534,0112-2---61987#ABG994
0112/2///61987#ABA740 | 002 | 01 | 0112/2///61987#ABA740#002 | RTD temperature switch |  |  |  | temperature switch that uses a resistance thermal device (RTD) as sensing element to detect a temperature regime |  |  |  |  | ITEM_CLASS | [9 empty] | Standard |  |  |  | 2018-03-28 | 2013-08-27 | 2016-05-24 | 2016-05-24 |  | SC65E – IEC 61987 | C00004 |  | 0112/2///61987#ABA737 | https://cdd.iec.ch/CDD/IEC61987/iec61987.nsf/Classes/0112-2---61987%23ABA740
0112/2///61987#ABG061 | 001 | 01 | 0112/2///61987#ABG061#001 | Type of auxiliary input [12] |  |  |  | administration block for polymorphism acting as proxy for the selected auxiliary input type |  | Polymorphic element: ABG061, Id: 4 |  |  | ITEM_CLASS | [5 empty] | 0112/2///61987#ABG050 - Auxiliary input [12] |  |  |  | Standard |  | IEC 61987 | IEC | 2018-03-28 | 2014-12-17 | 2018-03-20 | 2018-03-20 |  | SC65E – IEC 61987 | C00018 | 001-01 (2018-03-28 07:26:07 by BATCH 00000762) standard | 0112/2///61987#ABV501 | https://cdd.iec.ch/CDD/IEC61987/iec61987.nsf/Classes/0112-2---61987%23ABG061 | https://cdd.iec.ch/cdd/iec61987/iec61987.nsf/PropertiesAllVersions/0112-2---61987%23ABU905,https://cdd.iec.ch/cdd/iec61987/iec61987.nsf/PropertiesAllVersions/0112-2---61987%23ABU965,https://cdd.iec.ch/cdd/iec61987/iec61987.nsf/PropertiesAllVersions/0112-2---61987%23ABU966,https://cdd.iec.ch/cdd/iec61987/iec61987.nsf/PropertiesAllVersions/0112-2---61987%23ABU968,https://cdd.iec.ch/cdd/iec61987/iec61987.nsf/PropertiesAllVersions/0112-2---61987%23ABU969,https://cdd.iec.ch/cdd/iec61987/iec61987.nsf/PropertiesAllVersions/0112-2---61987%23ABU970,https://cdd.iec.ch/cdd/iec61987/iec61987.nsf/PropertiesAllVersions/0112-2---61987%23ABU972 | 0112-2---61987#ABU972,0112-2---61987#ABU905,0112-2---61987#ABU965,0112-2---61987#ABU966,0112-2---61987#ABU968,0112-2---61987#ABU969,0112-2---61987#ABU970
0112/2///61987#ABA656 | 003 | 01 | 0112/2///61987#ABA656#003 | Bellows differential pressure gauge |  |  |  | differential pressure gauge that uses the compression of a bellows sensing element to measure and indicate differential pressure |  |  |  |  | ITEM_CLASS |  |  |  |  | 0112/2///61987#ABU134 - reference to Operating LOP for pressure measuring equipment0112/2///61987#ABU425 - reference to Device LOP for differential pressure gauge |  |  |  |  | Standard |  |  |  | 2018-03-28 | 2013-08-27 | 2016-05-24 | 2016-05-24 |  | SC65E – IEC 61987 | C00004 |  | 0112/2///61987#ABA655 | https://cdd.iec.ch/CDD/IEC61987/iec61987.nsf/Classes/0112-2---61987%23ABA656 |  | 0112-2---61987#ABU425
0112/2///61987#ABA693 | 002 | 01 | 0112/2///61987#ABA693#002 | Sight level indicator |  |  |  | sight indicator that uses a transparent bypass tube or chamber to indicate the presence of a liquid level |  |  |  |  | ITEM_CLASS |  |  |  |  | 0112/2///61987#ABF910 - reference to Operating LOP for level measuring equipment |  |  |  |  | Standard |  |  |  | 2018-03-28 | 2013-08-27 | 2018-03-20 | 2018-03-20 |  | SC65E – IEC 61987 | C00018 |  | 0112/2///61987#ABA692 | https://cdd.iec.ch/CDD/IEC61987/iec61987.nsf/Classes/0112-2---61987%23ABA693 | https://cdd.iec.ch/cdd/iec61987/iec61987.nsf/PropertiesAllVersions/0112-2---61987%23ABF890 | 0112-2---61987#ABF890,0112-2---61987#ABF910
0112/2///61987#ABF136 | 001 | 01 | 0112/2///61987#ABF136#001 | Structural design of a capacitance level transmitter/switch |  |  |  | properties characterizing the constructional details of a capacitance level transmitter and a capacitance level switch |  |  |  |  | ITEM_CLASS | [5 empty] | 0112/2///61987#ABG411 - Structural design [capacitance level transmitter/switch] |  |  |  | Standard |  | IEC 61987 | IEC | 2018-03-28 | 2014-12-17 | 2018-03-20 | 2018-03-20 |  | SC65E – IEC 61987 | C00018 | 001-01 (2018-03-28 07:26:05 by BATCH 00000762) standard | 0112/2///61987#ABV501 | https://cdd.iec.ch/CDD/IEC61987/iec61987.nsf/Classes/0112-2---61987%23ABF136 | https://cdd.iec.ch/cdd/iec61987/iec61987.nsf/PropertiesAllVersions/0112-2---61987%23ABU164,https://cdd.iec.ch/cdd/iec61987/iec61987.nsf/PropertiesAllVersions/0112-2---61987%23ABF137,https://cdd.iec.ch/cdd/iec61987/iec61987.nsf/PropertiesAllVersions/0112-2---61987%23ABF139,https://cdd.iec.ch/cdd/iec61987/iec61987.nsf/PropertiesAllVersions/0112-2---61987%23ABF141,https://cdd.iec.ch/cdd/iec61987/iec61987.nsf/PropertiesAllVersions/0112-2---61987%23ABF733,https://cdd.iec.ch/cdd/iec61987/iec61987.nsf/PropertiesAllVersions/0112-2---61987%23ABF153,https://cdd.iec.ch/cdd/iec61987/iec61987.nsf/PropertiesAllVersions/0112-2---61987%23ABF138,https://cdd.iec.ch/cdd/iec61987/iec61987.nsf/PropertiesAllVersions/0112-2---61987%23ABF140,https://cdd.iec.ch/cdd/iec61987/iec61987.nsf/PropertiesAllVersions/0112-2---61987%23ABF143,https://cdd.iec.ch/cdd/iec61987/iec61987.nsf/PropertiesAllVersions/0112-2---61987%23ABF144,https://cdd.iec.ch/cdd/iec61987/iec61987.nsf/PropertiesAllVersions/0112-2---61987%23ABF145,https://cdd.iec.ch/cdd/iec61987/iec61987.nsf/PropertiesAllVersions/0112-2---61987%23ABF734,https://cdd.iec.ch/cdd/iec61987/iec61987.nsf/PropertiesAllVersions/0112-2---61987%23ABF147,https://cdd.iec.ch/cdd/iec61987/iec61987.nsf/PropertiesAllVersions/0112-2---61987%23ABF146,https://cdd.iec.ch/cdd/iec61987/iec61987.nsf/PropertiesAllVersions/0112-2---61987%23ABH400,https://cdd.iec.ch/cdd/iec61987/iec61987.nsf/PropertiesAllVersions/0112-2---61987%23ABE884,https://cdd.iec.ch/cdd/iec61987/iec61987.nsf/PropertiesAllVersions/0112-2---61987%23ABB028,https://cdd.iec.ch/cdd/iec61987/iec61987.nsf/PropertiesAllVersions/0112-2---61987%23ABH399,https://cdd.iec.ch/cdd/iec61987/iec61987.nsf/PropertiesAllVersions/0112-2---61987%23ABF150,https://cdd.iec.ch/cdd/iec61987/iec61987.nsf/PropertiesAllVersions/0112-2---61987%23ABF151,https://cdd.iec.ch/cdd/iec61987/iec61987.nsf/PropertiesAllVersions/0112-2---61987%23ABF149,https://cdd.iec.ch/cdd/iec61987/iec61987.nsf/PropertiesAllVersions/0112-2---61987%23ABU883,https://cdd.iec.ch/cdd/iec61987/iec61987.nsf/PropertiesAllVersions/0112-2---61987%23ABF133,https://cdd.iec.ch/cdd/iec61987/iec61987.nsf/PropertiesAllVersions/0112-2---61987%23ABF134,https://cdd.iec.ch/cdd/iec61987/iec61987.nsf/PropertiesAllVersions/0112-2---61987%23ABF731,https://cdd.iec.ch/cdd/iec61987/iec61987.nsf/PropertiesAllVersions/0112-2---61987%23ABB007,https://cdd.iec.ch/cdd/iec61987/iec61987.nsf/PropertiesAllVersions/0112-2---61987%23ABC028,https://cdd.iec.ch/cdd/iec61987/iec61987.nsf/PropertiesAllVersions/0112-2---61987%23ABB521,https://cdd.iec.ch/cdd/iec61987/iec61987.nsf/PropertiesAllVersions/0112-2---61987%23ABA147,https://cdd.iec.ch/cdd/iec61987/iec61987.nsf/PropertiesAllVersions/0112-2---61987%23ABA633,https://cdd.iec.ch/cdd/iec61987/iec61987.nsf/PropertiesAllVersions/0112-2---61987%23ABB140,https://cdd.iec.ch/cdd/iec61987/iec61987.nsf/PropertiesAllVersions/0112-2---61987%23ABB396,https://cdd.iec.ch/cdd/iec61987/iec61987.nsf/PropertiesAllVersions/0112-2---61987%23ABB915,https://cdd.iec.ch/cdd/iec61987/iec61987.nsf/PropertiesAllVersions/0112-2---61987%23ABD033,https://cdd.iec.ch/cdd/iec61987/iec61987.nsf/PropertiesAllVersions/0112-2---61987%23ABB457,https://cdd.iec.ch/cdd/iec61987/iec61987.nsf/PropertiesAllVersions/0112-2---61987%23ABC969 | 0112-2---61987#ABF139,0112-2---61987#ABF133,0112-2---61987#ABF134,0112-2---61987#ABD033,0112-2---61987#ABC969,0112-2---61987#ABF137,0112-2---61987#ABF147,0112-2---61987#ABB028,0112-2---61987#ABA633,0112-2---61987#ABB915,0112-2---61987#ABB521,0112-2---61987#ABB396,0112-2---61987#ABF141,0112-2---61987#ABF138,0112-2---61987#ABH400,0112-2---61987#ABF150,0112-2---61987#ABC028,0112-2---61987#ABF733,0112-2---61987#ABF140,0112-2---61987#ABB457,0112-2---61987#ABA147,0112-2---61987#ABB140,0112-2---61987#ABU164,0112-2---61987#ABF144,0112-2---61987#ABE884,0112-2---61987#ABF149,0112-2---61987#ABB007,0112-2---61987#ABF734,0112-2---61987#ABF731,0112-2---61987#ABF153,0112-2---61987#ABF143,0112-2---61987#ABF146,0112-2---61987#ABF145,0112-2---61987#ABH399,0112-2---61987#ABF151,0112-2---61987#ABU883
0112/2///61987#ABF452 | 001 | 01 | 0112/2///61987#ABF452#001 | Servo displacer |  |  |  | properties characterizing the servo displacer of a servo level transmitter |  |  |  |  | ITEM_CLASS | [5 empty] | 0112/2///61987#ABF432 - Structural design of a servo level transmitter |  |  |  | Standard |  | IEC 61987 | IEC | 2018-03-28 | 2018-03-28 | 2018-03-28 | 2018-03-28 |  | SC65E – IEC 61987 | C00018 | 001-01 (2018-03-28 07:26:06 by BATCH 00000762) standard | 0112/2///61987#ABV501 | https://cdd.iec.ch/CDD/IEC61987/iec61987.nsf/Classes/0112-2---61987%23ABF452 | https://cdd.iec.ch/cdd/iec61987/iec61987.nsf/PropertiesAllVersions/0112-2---61987%23ABF430,https://cdd.iec.ch/cdd/iec61987/iec61987.nsf/PropertiesAllVersions/0112-2---61987%23ABF373,https://cdd.iec.ch/cdd/iec61987/iec61987.nsf/PropertiesAllVersions/0112-2---61987%23ABB932,https://cdd.iec.ch/cdd/iec61987/iec61987.nsf/PropertiesAllVersions/0112-2---61987%23ABA640,https://cdd.iec.ch/cdd/iec61987/iec61987.nsf/PropertiesAllVersions/0112-2---61987%23ABA553,https://cdd.iec.ch/cdd/iec61987/iec61987.nsf/PropertiesAllVersions/0112-2---61987%23ABF031,https://cdd.iec.ch/cdd/iec61987/iec61987.nsf/PropertiesAllVersions/0112-2---61987%23ABB319,https://cdd.iec.ch/cdd/iec61987/iec61987.nsf/PropertiesAllVersions/0112-2---61987%23ABB297,https://cdd.iec.ch/cdd/iec61987/iec61987.nsf/PropertiesAllVersions/0112-2---61987%23ABA591,https://cdd.iec.ch/cdd/iec61987/iec61987.nsf/PropertiesAllVersions/0112-2---61987%23ABB893,https://cdd.iec.ch/cdd/iec61987/iec61987.nsf/PropertiesAllVersions/0112-2---61987%23ABF034,https://cdd.iec.ch/cdd/iec61987/iec61987.nsf/PropertiesAllVersions/0112-2---61987%23ABF791,https://cdd.iec.ch/cdd/iec61987/iec61987.nsf/PropertiesAllVersions/0112-2---61987%23ABF792 | 0112-2---61987#ABA591,0112-2---61987#ABB893,0112-2---61987#ABF792,0112-2---61987#ABF373,0112-2---61987#ABA640,0112-2---61987#ABA553,0112-2---61987#ABB297,0112-2---61987#ABF034,0112-2---61987#ABF791,0112-2---61987#ABF430,0112-2---61987#ABB932,0112-2---61987#ABF031,0112-2---61987#ABB319
0112/2///61987#ABC229 | 005 | 01 | 0112/2///61987#ABC229#005 | Environmental design ratings |  |  |  | properties characterizing environmental conditions under which the device can be stored and operated within its specified accuracy limits and without permanent impairment of its operating characteristics |  |  |  |  | ITEM_CLASS | [5 empty] | 0112/2///61987#ABC040 - Totalizer indicator [2]0112/2///61987#ABC048 - Transmitter housing [1]0112/2///61987#ABC049 - Transmitter housing [2]0112/2///61987#ABC195 - Dial indicator0112/2///61987#ABC202 - Digital indicator0112/2///61987#ABC557 - Rated Operating Conditions [1]0112/2///61987#ABC557 - Rated operating conditions [1]0112/2///61987#ABC558 - Rated Operating Conditions [2]0112/2///61987#ABC558 - Rated operating conditions [2]0112/2///61987#ABC559 - Rated Operating Conditions [3]0112/2///61987#ABC559 - Rated operating conditions [3]0112/2///61987#ABC560 - Rated Operating Conditions [4]0112/2///61987#ABC560 - Rated operating conditions [4]0112/2///61987#ABC561 - Rated Operating Conditions [5]0112/2///61987#ABC561 - Rated operating conditions [5]0112/2///61987#ABC655 - Totalizer indicator [1]0112/2///61987#ABF375 - Transmitter/switch housing0112/2///61987#ABG320 - Rated operating conditions [15]0112/2///61987#ABG322 - Rated operating conditions [17]0112/2///61987#ABG323 - Rated operating conditions [18]0112/2///61987#ABG325 - Rated operating conditions [20]0112/2///61987#ABG326 - Rated operating conditions [21]0112/2///61987#ABG327 - Rated operating conditions [22]0112/2///61987#ABG328 - Rated operating conditions [23]0112/2///61987#ABH458 - Rated Operating Conditions [27]0112/2///61987#ABH458 - Rated operating conditions [27]0112/2///61987#ABV237 - Rated operating conditions [26] |  |  | false | Standard |  | IEC 61987 | IEC | 2022-12-09 | 2017-12-07 | 2022-12-09 | 2022-12-09 |  | IEC/SC 65E | C00112 |  | 0112/2///61987#ABV501 | https://cdd.iec.ch/CDD/IEC61987/iec61987.nsf/Classes/0112-2---61987%23ABC229 | https://cdd.iec.ch/cdd/iec61987/iec61987.nsf/PropertiesAllVersions/0112-2---61987%23ABD079,https://cdd.iec.ch/cdd/iec61987/iec61987.nsf/PropertiesAllVersions/0112-2---61987%23ABC945,https://cdd.iec.ch/cdd/iec61987/iec61987.nsf/PropertiesAllVersions/0112-2---61987%23ABC869 | 0112-2---61987#ABC945,0112-2---61987#ABC869,0112-2---61987#ABD079
0112/2///61987#ABE024 | 001 | 02 | 0112/2///61987#ABE024#001 | Structural design [pneumatic rotary actuator] |  |  |  | properties characterizing the constructional details of a device |  |  |  |  | ITEM_CLASS | [5 empty] | 0112/2///61987#ABD934 - Mechanical and electrical construction [pneumatic rotary actuator] |  |  |  | Standard |  |  |  | 2018-03-28 | 2013-09-02 | 2013-09-02 | 2014-06-18 |  | SC65E – IEC 61987 | C00009 |  | 0112/2///61987#ABV501 | https://cdd.iec.ch/CDD/IEC61987/iec61987.nsf/Classes/0112-2---61987%23ABE024 | https://cdd.iec.ch/cdd/iec61987/iec61987.nsf/PropertiesAllVersions/0112-2---61987%23ABE067,https://cdd.iec.ch/cdd/iec61987/iec61987.nsf/PropertiesAllVersions/0112-2---61987%23ABE289,https://cdd.iec.ch/cdd/iec61987/iec61987.nsf/PropertiesAllVersions/0112-2---61987%23ABE295 | 0112-2---61987#ABE067,0112-2---61987#ABE289,0112-2---61987#ABE295
0112/2///61987#ABG238 | 001 | 01 | 0112/2///61987#ABG238#001 | Reference conditions of the device [9] |  |  |  | properties characterizing the reference conditions under which the performance of a device was tested |  |  |  |  | ITEM_CLASS | [5 empty] | 0112/2///61987#ABG233 - Performance [30] |  |  |  | Standard |  | IEC 61987 | IEC | 2018-03-28 | 2014-12-17 | 2018-03-20 | 2018-03-20 |  | SC65E – IEC 61987 | C00017 | 001-01 (2018-03-28 07:26:08 by BATCH 00000762) standard | 0112/2///61987#ABV501 | https://cdd.iec.ch/CDD/IEC61987/iec61987.nsf/Classes/0112-2---61987%23ABG238 | https://cdd.iec.ch/cdd/iec61987/iec61987.nsf/PropertiesAllVersions/0112-2---61987%23ABD193,https://cdd.iec.ch/cdd/iec61987/iec61987.nsf/PropertiesAllVersions/0112-2---61987%23ABU695 | 0112-2---61987#ABD193,0112-2---61987#ABU695
0112/2///61987#ABP066 | 001 | 01 | 0112/2///61987#ABP066#001 | Reference conditions of the device [I/O module] |  |  |  | properties characterizing the reference conditions under which the performance of an I/O module was tested |  |  |  |  | ITEM_CLASS | [5 empty] | 0112/2///61987#ABP055 - Performance of inputs [I/O module]0112/2///61987#ABP056 - Performance of outputs [I/O module] |  |  | false | Standard |  | IEC 61987 | IEC | 2023-01-23 | 2023-01-23 | 2023-01-23 | 2023-01-23 |  | IEC/SC 65E | C00128 | 001-01 (2023-01-23 14:53:33 by BATCH 00000807) standard | 0112/2///61987#ABV501 | https://cdd.iec.ch/CDD/IEC61987/iec61987.nsf/Classes/0112-2---61987%23ABP066 | https://cdd.iec.ch/cdd/iec61987/iec61987.nsf/PropertiesAllVersions/0112-2---61987%23ABP268,https://cdd.iec.ch/cdd/iec61987/iec61987.nsf/PropertiesAllVersions/0112-2---61987%23ABP271 | 0112-2---61987#ABP268,0112-2---61987#ABP271
0112/2///61987#ABA849 | 002 | 01 | 0112/2///61987#ABA849#002 | Converter |  |  |  | instrument component that converts energy from one form to another |  |  |  |  | ITEM_CLASS | [9 empty] | Standard |  |  |  | 2018-03-28 | 2013-08-27 | 2016-05-24 | 2016-05-24 |  | SC65E – IEC 61987 | C00019 |  | 0112/2///61987#ABA845 | https://cdd.iec.ch/CDD/IEC61987/iec61987.nsf/Classes/0112-2---61987%23ABA849
0112/2///61987#ABC097 | 002 | 01 | 0112/2///61987#ABC097#002 | Analog voltage output [3] |  |  |  | properties characterizing an analog voltage output |  | 8 ABC097.8 |  |  | ITEM_CLASS | [5 empty] | 0112/2///61987#ABC669 - Type of output [6] |  |  |  | Standard |  |  |  | 2018-03-28 | 2013-08-27 | 2016-05-24 | 2016-05-24 |  | SC65E – IEC 61987 | C00004 |  | 0112/2///61987#ABV501 | https://cdd.iec.ch/CDD/IEC61987/iec61987.nsf/Classes/0112-2---61987%23ABC097 | https://cdd.iec.ch/cdd/iec61987/iec61987.nsf/PropertiesAllVersions/0112-2---61987%23ABU385,https://cdd.iec.ch/cdd/iec61987/iec61987.nsf/PropertiesAllVersions/0112-2---61987%23ABC729 | 0112-2---61987#ABU385,0112-2---61987#ABC729
0112/2///61987#ABC179 | 002 | 01 | 0112/2///61987#ABC179#002 | DC rating for external power |  |  |  | properties characterizing the DC electrical ratings for an externally connected power source |  |  |  |  | ITEM_CLASS | [5 empty] | 0112/2///61987#ABC144 - Binary isolated output0112/2///61987#ABC555 - Pulse/frequency input/output parameters0112/2///61987#ABC141 - Binary transistor/triac output0112/2///61987#ABC144 - Binary relay output0112/2///61987#ABP021 - Binary input [I/O module]0112/2///61987#ABP031 - Frequency input parameters [I/O module]0112/2///61987#ABP301 - Binary valve output |  |  | false | Standard |  | IEC 61987 | IEC | 2023-01-23 | 2017-12-07 | 2023-01-23 | 2023-01-23 |  | IEC/SC 65E | C00128 |  | 0112/2///61987#ABV501 | https://cdd.iec.ch/CDD/IEC61987/iec61987.nsf/Classes/0112-2---61987%23ABC179 | https://cdd.iec.ch/cdd/iec61987/iec61987.nsf/PropertiesAllVersions/0112-2---61987%23ABA588,https://cdd.iec.ch/cdd/iec61987/iec61987.nsf/PropertiesAllVersions/0112-2---61987%23ABB882,https://cdd.iec.ch/cdd/iec61987/iec61987.nsf/PropertiesAllVersions/0112-2---61987%23ABB883,https://cdd.iec.ch/cdd/iec61987/iec61987.nsf/PropertiesAllVersions/0112-2---61987%23ABA376,https://cdd.iec.ch/cdd/iec61987/iec61987.nsf/PropertiesAllVersions/0112-2---61987%23ABA377,https://cdd.iec.ch/cdd/iec61987/iec61987.nsf/PropertiesAllVersions/0112-2---61987%23ABP164,https://cdd.iec.ch/cdd/iec61987/iec61987.nsf/PropertiesAllVersions/0112-2---61987%23ABA378,https://cdd.iec.ch/cdd/iec61987/iec61987.nsf/PropertiesAllVersions/0112-2---61987%23ABA380,https://cdd.iec.ch/cdd/iec61987/iec61987.nsf/PropertiesAllVersions/0112-2---61987%23ABA455 | 0112-2---61987#ABB882,0112-2---61987#ABB883,0112-2---61987#ABA378,0112-2---61987#ABA455,0112-2---61987#ABA588,0112-2---61987#ABA376,0112-2---61987#ABA377,0112-2---61987#ABP164,0112-2---61987#ABA380
0112/2///61987#ABG066 | 001 | 01 | 0112/2///61987#ABG066#001 | Type of auxiliary input [17] |  |  |  | administration block for polymorphism acting as proxy for the selected auxiliary input type |  |  |  |  | ITEM_CLASS | [5 empty] | 0112/2///61987#ABG055 - Auxiliary input [17] |  |  |  | Standard |  | IEC 61987 | IEC | 2018-03-28 | 2014-12-17 | 2016-05-24 | 2016-05-24 |  | SC65E – IEC 61987 | C00019 | 001-01 (2018-03-28 07:26:07 by BATCH 00000762) standard | 0112/2///61987#ABV501 | https://cdd.iec.ch/CDD/IEC61987/iec61987.nsf/Classes/0112-2---61987%23ABG066 | https://cdd.iec.ch/cdd/iec61987/iec61987.nsf/PropertiesAllVersions/0112-2---61987%23ABG686 | 0112-2---61987#ABG686
0112/2///61987#ABH647 | 001 | 01 | 0112/2///61987#ABH647#001 | Output values of actual volume flow |  |  |  | properties characterizing the readings of actual volume flow output signals |  |  |  |  | ITEM_CLASS | [5 empty] | 0112/2///61987#ABH629 - Calibration point of actual volume flow |  |  |  | Standard |  |  |  | 2019-03-08 | 2017-12-07 | 2019-03-08 | 2019-03-08 |  | SC65E – IEC 61987 | C00018 | 001-01 (2019-03-08 15:35:12 by BATCH 00000766) standard | 0112/2///61987#ABV501 | https://cdd.iec.ch/CDD/IEC61987/iec61987.nsf/Classes/0112-2---61987%23ABH647 | https://cdd.iec.ch/cdd/iec61987/iec61987.nsf/PropertiesAllVersions/0112-2---61987%23ABH566,https://cdd.iec.ch/cdd/iec61987/iec61987.nsf/PropertiesAllVersions/0112-2---61987%23ABH567,https://cdd.iec.ch/cdd/iec61987/iec61987.nsf/PropertiesAllVersions/0112-2---61987%23ABH568,https://cdd.iec.ch/cdd/iec61987/iec61987.nsf/PropertiesAllVersions/0112-2---61987%23ABH571,https://cdd.iec.ch/cdd/iec61987/iec61987.nsf/PropertiesAllVersions/0112-2---61987%23ABH572 | 0112-2---61987#ABH566,0112-2---61987#ABH567,0112-2---61987#ABH568,0112-2---61987#ABH571,0112-2---61987#ABH572
0112/2///61987#ABP031 | 001 | 01 | 0112/2///61987#ABP031#001 | Frequency input parameters [I/O module] |  |  |  | properties characterizing the configuration of the frequency input of an I/O module |  |  |  |  | ITEM_CLASS | [5 empty] | 0112/2///61987#ABP030 - Frequency input [I/O module] |  |  | false | Standard |  | IEC 61987 | IEC | 2023-01-23 | 2023-01-23 | 2023-01-23 | 2023-01-23 |  | IEC/SC 65E | C00128 | 001-01 (2023-01-23 14:53:33 by BATCH 00000807) standard | 0112/2///61987#ABV501 | https://cdd.iec.ch/CDD/IEC61987/iec61987.nsf/Classes/0112-2---61987%23ABP031 | https://cdd.iec.ch/cdd/iec61987/iec61987.nsf/PropertiesAllVersions/0112-2---61987%23ABB868,https://cdd.iec.ch/cdd/iec61987/iec61987.nsf/PropertiesAllVersions/0112-2---61987%23ABB869,https://cdd.iec.ch/cdd/iec61987/iec61987.nsf/PropertiesAllVersions/0112-2---61987%23ABB870,https://cdd.iec.ch/cdd/iec61987/iec61987.nsf/PropertiesAllVersions/0112-2---61987%23ABC879,https://cdd.iec.ch/cdd/iec61987/iec61987.nsf/PropertiesAllVersions/0112-2---61987%23ABD182,https://cdd.iec.ch/cdd/iec61987/iec61987.nsf/PropertiesAllVersions/0112-2---61987%23ABA368,https://cdd.iec.ch/cdd/iec61987/iec61987.nsf/PropertiesAllVersions/0112-2---61987%23ABA369,https://cdd.iec.ch/cdd/iec61987/iec61987.nsf/PropertiesAllVersions/0112-2---61987%23ABA451,https://cdd.iec.ch/cdd/iec61987/iec61987.nsf/PropertiesAllVersions/0112-2---61987%23ABB880,https://cdd.iec.ch/cdd/iec61987/iec61987.nsf/PropertiesAllVersions/0112-2---61987%23ABC853,https://cdd.iec.ch/cdd/iec61987/iec61987.nsf/PropertiesAllVersions/0112-2---61987%23ABP079,https://cdd.iec.ch/cdd/iec61987/iec61987.nsf/PropertiesAllVersions/0112-2---61987%23ABP281,https://cdd.iec.ch/cdd/iec61987/iec61987.nsf/PropertiesAllVersions/0112-2---61987%23ABP081,https://cdd.iec.ch/cdd/iec61987/iec61987.nsf/PropertiesAllVersions/0112-2---61987%23ABP282,https://cdd.iec.ch/cdd/iec61987/iec61987.nsf/PropertiesAllVersions/0112-2---61987%23ABC843,https://cdd.iec.ch/cdd/iec61987/iec61987.nsf/PropertiesAllVersions/0112-2---61987%23ABC842,https://cdd.iec.ch/cdd/iec61987/iec61987.nsf/PropertiesAllVersions/0112-2---61987%23ABA390,https://cdd.iec.ch/cdd/iec61987/iec61987.nsf/PropertiesAllVersions/0112-2---61987%23ABC865,https://cdd.iec.ch/cdd/iec61987/iec61987.nsf/PropertiesAllVersions/0112-2---61987%23ABI463,https://cdd.iec.ch/cdd/iec61987/iec61987.nsf/PropertiesAllVersions/0112-2---61987%23ABB103,https://cdd.iec.ch/cdd/iec61987/iec61987.nsf/PropertiesAllVersions/0112-2---61987%23ABC850,https://cdd.iec.ch/cdd/iec61987/iec61987.nsf/PropertiesAllVersions/0112-2---61987%23ABA401,https://cdd.iec.ch/cdd/iec61987/iec61987.nsf/PropertiesAllVersions/0112-2---61987%23ABC778 | 0112-2---61987#ABB869,0112-2---61987#ABA369,0112-2---61987#ABP281,0112-2---61987#ABP282,0112-2---61987#ABA390,0112-2---61987#ABB103,0112-2---61987#ABB870,0112-2---61987#ABA451,0112-2---61987#ABC853,0112-2---61987#ABC842,0112-2---61987#ABA401,0112-2---61987#ABB868,0112-2---61987#ABC879,0112-2---61987#ABD182,0112-2---61987#ABA368,0112-2---61987#ABB880,0112-2---61987#ABP079,0112-2---61987#ABC843,0112-2---61987#ABC778,0112-2---61987#ABP081,0112-2---61987#ABC865,0112-2---61987#ABI463,0112-2---61987#ABC850
0112/2///61987#ABC232 | 005 | 01 | 0112/2///61987#ABC232#005 | Explosion protection design approval |  |  |  | properties characterizing an explosion protection design approval |  |  |  |  | ITEM_CLASS | [5 empty] | 0112/2///61987#ABC422 - Mechanical and electrical construction [flow transmitter]0112/2///61987#ABC423 - Mechanical and electrical construction [coriolis mass flow transmitter]0112/2///61987#ABC424 - Mechanical and electrical construction [swirl flow transmitter]0112/2///61987#ABC425 - Mechanical and electrical construction [electromagnetic flow transmitter]0112/2///61987#ABC426 - Mechanical and electrical construction [electromagnetic insertion flow transmitter]0112/2///61987#ABC427 - Mechanical and electrical construction [orifice/differential pressure flow transmitter]0112/2///61987#ABC428 - Mechanical and electrical construction [(oval) gear flow transmitter/gauge]0112/2///61987#ABC429 - Mechanical and electrical construction [piston flow transmitter/gauge]0112/2///61987#ABC430 - Mechanical and electrical construction [thermal mass flow transmitter]0112/2///61987#ABC431 - Mechanical and electrical construction [rotating element flow transmitter/gauge]0112/2///61987#ABC432 - Mechanical and electrical construction [ultrasonic flow transmitter]0112/2///61987#ABC433 - Mechanical and electrical construction [variable area flow transmitter/gauge]0112/2///61987#ABC434 - Mechanical and electrical construction [vortex flow transmitter]0112/2///61987#ABC435 - Mechanical and electrical construction [positive displacement flow transmitter/gauge]0112/2///61987#ABC436 - Mechanical and electrical construction [helix flow transmitter/gauge]0112/2///61987#ABC437 - Mechanical and electrical construction [remote/separate transmitter]0112/2///61987#ABC438 - Mechanical and electrical construction [absolute/gauge pressure transmitter]0112/2///61987#ABC439 - Mechanical and electrical construction [differential pressure transmitter]0112/2///61987#ABC440 - Mechanical and electrical construction [absolute/gauge pressure gauge]0112/2///61987#ABC441 - Mechanical and electrical construction [differential pressure gauge]0112/2///61987#ABC442 - Mechanical and electrical construction [remote seal]0112/2///61987#ABC443 - Mechanical and electrical construction [manifold]0112/2///61987#ABD932 - Mechanical and electrical construction [positioner]0112/2///61987#ABE596 - Mechanical and electrical construction [position transmitter]0112/2///61987#ABE599 - Mechanical and electrical construction [limit switch]0112/2///61987#ABE603 - Mechanical and electrical construction [solenoid valve]0112/2///61987#ABE616 - Mechanical and electrical construction [I/P converter]0112/2///61987#ABG360 - Mechanical and electrical construction [level transmitter]0112/2///61987#ABG361 - Mechanical and electrical construction [level switch]0112/2///61987#ABG362 - Mechanical and electrical construction [hydrostatic pressure level transmitter]0112/2///61987#ABG363 - Mechanical and electrical construction [displacer level transmitter/switch]0112/2///61987#ABG364 - Mechanical and electrical construction [guided-wave radar level transmitter/switch]0112/2///61987#ABG365 - Mechanical and electrical construction [float level transmitter/switch]0112/2///61987#ABG366 - Mechanical and electrical construction [capacitance level transmitter/switch]0112/2///61987#ABG367 - Mechanical and electrical construction [conductance level transmitter/switch]0112/2///61987#ABG368 - Mechanical and electrical construction [magnetic level gauge]0112/2///61987#ABG369 - Mechanical and electrical construction [nuclear level transmitter/switch]0112/2///61987#ABG370 - Mechanical and electrical construction [free-space radar level transmitter]0112/2///61987#ABG371 - Mechanical and electrical construction [plumb bob level transmitter]0112/2///61987#ABG372 - Mechanical and electrical construction [ultrasonic level transmitter]0112/2///61987#ABG373 - Mechanical and electrical construction [laser level transmitter]0112/2///61987#ABG374 - Mechanical and electrical construction [servo level transmitter ]0112/2///61987#ABG375 - Mechanical and electrical construction [separate level transmitter/switching unit]0112/2///61987#ABG376 - Mechanical and electrical construction [optical level switch]0112/2///61987#ABG377 - Mechanical and electrical construction [rotary paddle switch]0112/2///61987#ABG378 - Mechanical and electrical construction [vibrating level switch]0112/2///61987#ABG379 - Mechanical and electrical construction [ultrasonic level switch]0112/2///61987#ABG380 - Mechanical and electrical construction [microwave level switch]0112/2///61987#ABG381 - Mechanical and electrical construction [thermal level switch]0112/2///61987#ABG382 - Mechanical and electrical construction [sight level indicator]0112/2///61987#ABG383 - Mechanical and electrical construction [sight level gauge]0112/2///61987#ABG387 - Mechanical and electrical construction [temperature transmitter]0112/2///61987#ABG388 - Mechanical and electrical construction [contact temperature transmitter]0112/2///61987#ABG389 - Mechanical and electrical construction [radiation thermometer]0112/2///61987#ABG390 - Mechanical and electrical construction [separate temperature transmitter]0112/2///61987#ABG395 - Mechanical and electrical construction [temperature gauge]0112/2///61987#ABG396 - Mechanical and electrical construction [density transmitter]0112/2///61987#ABG397 - Mechanical and electrical construction [buoyancy density transmitter]0112/2///61987#ABG398 - Mechanical and electrical construction [refractive index density transmitter]0112/2///61987#ABG399 - Mechanical and electrical construction [vibrating tube density transmitter]0112/2///61987#ABG400 - Mechanical and electrical construction [radiometric density transmitter]0112/2///61987#ABG401 - Mechanical and electrical construction [vibrating fork/rod density transmitter]0112/2///61987#ABG402 - Mechanical and electrical construction [ultrasonic density transmitter]0112/2///61987#ABG403 - Mechanical and electrical construction [microwave density transmitter]0112/2///61987#ABG404 - Mechanical and electrical construction [separate density transmitter]0112/2///61987#ABP049 - Mechanical and electrical construction [I/O module] |  |  |  | Standard |  |  |  | 2018-03-28 | 2013-08-27 | 2018-03-20 | 2018-03-20 |  | SC65E – IEC 61987 | C00004 |  | 0112/2///61987#ABV501 | https://cdd.iec.ch/CDD/IEC61987/iec61987.nsf/Classes/0112-2---61987%23ABC232 | https://cdd.iec.ch/cdd/iec61987/iec61987.nsf/PropertiesAllVersions/0112-2---61987%23ABB991,https://cdd.iec.ch/cdd/iec61987/iec61987.nsf/PropertiesAllVersions/0112-2---61987%23ABB385,https://cdd.iec.ch/cdd/iec61987/iec61987.nsf/PropertiesAllVersions/0112-2---61987%23ABB146,https://cdd.iec.ch/cdd/iec61987/iec61987.nsf/PropertiesAllVersions/0112-2---61987%23ABA462,https://cdd.iec.ch/cdd/iec61987/iec61987.nsf/PropertiesAllVersions/0112-2---61987%23ABA960,https://cdd.iec.ch/cdd/iec61987/iec61987.nsf/PropertiesAllVersions/0112-2---61987%23ABB013,https://cdd.iec.ch/cdd/iec61987/iec61987.nsf/PropertiesAllVersions/0112-2---61987%23ABA961,https://cdd.iec.ch/cdd/iec61987/iec61987.nsf/PropertiesAllVersions/0112-2---61987%23ABA463,https://cdd.iec.ch/cdd/iec61987/iec61987.nsf/PropertiesAllVersions/0112-2---61987%23ABA595,https://cdd.iec.ch/cdd/iec61987/iec61987.nsf/PropertiesAllVersions/0112-2---61987%23ABA464,https://cdd.iec.ch/cdd/iec61987/iec61987.nsf/PropertiesAllVersions/0112-2---61987%23ABA465,https://cdd.iec.ch/cdd/iec61987/iec61987.nsf/PropertiesAllVersions/0112-2---61987%23ABC820,https://cdd.iec.ch/cdd/iec61987/iec61987.nsf/PropertiesAllVersions/0112-2---61987%23ABA589,https://cdd.iec.ch/cdd/iec61987/iec61987.nsf/PropertiesAllVersions/0112-2---61987%23ABA593,https://cdd.iec.ch/cdd/iec61987/iec61987.nsf/PropertiesAllVersions/0112-2---61987%23ABB159,https://cdd.iec.ch/cdd/iec61987/iec61987.nsf/PropertiesAllVersions/0112-2---61987%23ABA468,https://cdd.iec.ch/cdd/iec61987/iec61987.nsf/PropertiesAllVersions/0112-2---61987%23ABB161,https://cdd.iec.ch/cdd/iec61987/iec61987.nsf/PropertiesAllVersions/0112-2---61987%23ABC868,https://cdd.iec.ch/cdd/iec61987/iec61987.nsf/PropertiesAllVersions/0112-2---61987%23ABB928,https://cdd.iec.ch/cdd/iec61987/iec61987.nsf/PropertiesAllVersions/0112-2---61987%23ABD207,https://cdd.iec.ch/cdd/iec61987/iec61987.nsf/PropertiesAllVersions/0112-2---61987%23ABB520,https://cdd.iec.ch/cdd/iec61987/iec61987.nsf/PropertiesAllVersions/0112-2---61987%23ABA634,https://cdd.iec.ch/cdd/iec61987/iec61987.nsf/PropertiesAllVersions/0112-2---61987%23ABA469,https://cdd.iec.ch/cdd/iec61987/iec61987.nsf/PropertiesAllVersions/0112-2---61987%23ABB138 | 0112-2---61987#ABA464,0112-2---61987#ABB159,0112-2---61987#ABB138,0112-2---61987#ABB385,0112-2---61987#ABA961,0112-2---61987#ABA462,0112-2---61987#ABA589,0112-2---61987#ABA593,0112-2---61987#ABA469,0112-2---61987#ABB991,0112-2---61987#ABB146,0112-2---61987#ABC820,0112-2---61987#ABA634,0112-2---61987#ABB013,0112-2---61987#ABA465,0112-2---61987#ABA595,0112-2---61987#ABA468,0112-2---61987#ABB161,0112-2---61987#ABC868,0112-2---61987#ABB928,0112-2---61987#ABD207,0112-2---61987#ABA960,0112-2---61987#ABA463,0112-2---61987#ABB520
0112/2///61987#ABC248 | 001 | 02 | 0112/2///61987#ABC248#001 | Frequency input [2] |  |  |  | properties characterizing an auxiliary frequency input |  | 2 ABC248.2 |  |  | ITEM_CLASS | [5 empty] | 0112/2///61987#ABC658 - Type of auxiliary input [8]0112/2///61987#ABC056 - Type of auxiliary input [5]0112/2///61987#ABC656 - Type of auxiliary input [6]0112/2///61987#ABC054 - Type of auxiliary input [3]0112/2///61987#ABC055 - Type of auxiliary input [4]0112/2///61987#ABC657 - Type of auxiliary input [7] |  |  |  | Standard |  |  |  | 2018-03-28 | 2013-08-27 | 2013-08-27 | 2014-06-18 |  | SC65E – IEC 61987 | C00004 |  | 0112/2///61987#ABV501 | https://cdd.iec.ch/CDD/IEC61987/iec61987.nsf/Classes/0112-2---61987%23ABC248 | https://cdd.iec.ch/cdd/iec61987/iec61987.nsf/PropertiesAllVersions/0112-2---61987%23ABU210,https://cdd.iec.ch/cdd/iec61987/iec61987.nsf/PropertiesAllVersions/0112-2---61987%23ABC930,https://cdd.iec.ch/cdd/iec61987/iec61987.nsf/PropertiesAllVersions/0112-2---61987%23ABD185 | 0112-2---61987#ABU210,0112-2---61987#ABC930,0112-2---61987#ABD185
0112/2///61987#ABE678 | 001 | 01 | 0112/2///61987#ABE678#001 | Auxiliary input [19] |  |  |  | properties characterizing a device auxiliary input that acquires measured values from external instrumentation |  |  |  |  | ITEM_CLASS | [5 empty] | 0112/2///61987#ABE568 - Input [13] |  |  |  | Standard |  |  |  | 2018-03-28 | 2014-09-14 | 2018-03-20 | 2018-03-20 |  | SC65E – IEC 61987 | C00016 | 001-01 (2018-03-28 07:26:03 by BATCH 00000762) standard | 0112/2///61987#ABV501 | https://cdd.iec.ch/CDD/IEC61987/iec61987.nsf/Classes/0112-2---61987%23ABE678 | https://cdd.iec.ch/cdd/iec61987/iec61987.nsf/PropertiesAllVersions/0112-2---61987%23ABB271,https://cdd.iec.ch/cdd/iec61987/iec61987.nsf/PropertiesAllVersions/0112-2---61987%23ABA577,https://cdd.iec.ch/cdd/iec61987/iec61987.nsf/PropertiesAllVersions/0112-2---61987%23ABB095,https://cdd.iec.ch/cdd/iec61987/iec61987.nsf/PropertiesAllVersions/0112-2---61987%23ABA342,https://cdd.iec.ch/cdd/iec61987/iec61987.nsf/PropertiesAllVersions/0112-2---61987%23ABE681 | 0112-2---61987#ABA342,0112-2---61987#ABE681,0112-2---61987#ABB271,0112-2---61987#ABA577,0112-2---61987#ABB095
0112/2///61987#ABG200 | 001 | 01 | 0112/2///61987#ABG200#001 | Pulse output [2] |  |  |  | properties characterizing the parameters of the pulse output |  | Polymorphic element: ABG200, Id: 2 |  |  | ITEM_CLASS | [5 empty] | 0112/2///61987#ABG143 - Type of output [13]0112/2///61987#ABG154 - Type of output [24]0112/2///61987#ABG155 - Type of output [25] |  |  |  | Standard |  | IEC 61987 | IEC | 2018-03-28 | 2014-12-17 | 2018-03-20 | 2018-03-20 |  | SC65E – IEC 61987 | C00018 | 001-01 (2018-03-28 07:26:08 by BATCH 00000762) standard | 0112/2///61987#ABV501 | https://cdd.iec.ch/CDD/IEC61987/iec61987.nsf/Classes/0112-2---61987%23ABG200 | https://cdd.iec.ch/cdd/iec61987/iec61987.nsf/PropertiesAllVersions/0112-2---61987%23ABU899,https://cdd.iec.ch/cdd/iec61987/iec61987.nsf/PropertiesAllVersions/0112-2---61987%23ABD185 | 0112-2---61987#ABU899,0112-2---61987#ABD185
0112/2///61987#ABA019 | 002 | 01 | 0112/2///61987#ABA019#002 | Device LOP for ultrasonic flow transmitter |  |  |  | list of properties characterizing an ultrasonic flow transmitter |  |  |  |  | ITEM_CLASS | [5 empty] | 0112/2///61987#ABA801 - Ultrasonic flow transmitter |  |  |  | Standard |  |  |  | 2018-03-28 | 2013-09-27 | 2016-05-24 | 2016-05-24 |  | SC65E – IEC 61987 | C00004 |  | 0112/2///61987#ABV504 | https://cdd.iec.ch/CDD/IEC61987/iec61987.nsf/Classes/0112-2---61987%23ABA019 | https://cdd.iec.ch/cdd/iec61987/iec61987.nsf/PropertiesAllVersions/0112-2---61987%23ABC899,https://cdd.iec.ch/cdd/iec61987/iec61987.nsf/PropertiesAllVersions/0112-2---61987%23ABC730,https://cdd.iec.ch/cdd/iec61987/iec61987.nsf/PropertiesAllVersions/0112-2---61987%23ABC885,https://cdd.iec.ch/cdd/iec61987/iec61987.nsf/PropertiesAllVersions/0112-2---61987%23ABC923,https://cdd.iec.ch/cdd/iec61987/iec61987.nsf/PropertiesAllVersions/0112-2---61987%23ABB206,https://cdd.iec.ch/cdd/iec61987/iec61987.nsf/PropertiesAllVersions/0112-2---61987%23ABD108,https://cdd.iec.ch/cdd/iec61987/iec61987.nsf/PropertiesAllVersions/0112-2---61987%23ABC830,https://cdd.iec.ch/cdd/iec61987/iec61987.nsf/PropertiesAllVersions/0112-2---61987%23ABD123,https://cdd.iec.ch/cdd/iec61987/iec61987.nsf/PropertiesAllVersions/0112-2---61987%23ABD187,https://cdd.iec.ch/cdd/iec61987/iec61987.nsf/PropertiesAllVersions/0112-2---61987%23ABD062,https://cdd.iec.ch/cdd/iec61987/iec61987.nsf/PropertiesAllVersions/0112-2---61987%23ABD088,https://cdd.iec.ch/cdd/iec61987/iec61987.nsf/PropertiesAllVersions/0112-2---61987%23ABD153,https://cdd.iec.ch/cdd/iec61987/iec61987.nsf/PropertiesAllVersions/0112-2---61987%23ABC786,https://cdd.iec.ch/cdd/iec61987/iec61987.nsf/PropertiesAllVersions/0112-2---61987%23ABC795,https://cdd.iec.ch/cdd/iec61987/iec61987.nsf/PropertiesAllVersions/0112-2---61987%23ABA293,https://cdd.iec.ch/cdd/iec61987/iec61987.nsf/PropertiesAllVersions/0112-2---61987%23ABC710 | 0112-2---61987#ABD108,0112-2---61987#ABD062,0112-2---61987#ABD153,0112-2---61987#ABC795,0112-2---61987#ABC730,0112-2---61987#ABB206,0112-2---61987#ABC830,0112-2---61987#ABD088,0112-2---61987#ABA293,0112-2---61987#ABC899,0112-2---61987#ABC786,0112-2---61987#ABD123,0112-2---61987#ABD187,0112-2---61987#ABC710,0112-2---61987#ABC885,0112-2---61987#ABC923
0112/2///61987#ABC153 | 001 | 02 | 0112/2///61987#ABC153#001 | Capillary |  |  |  | properties characterizing the capillary |  |  |  |  | ITEM_CLASS | [5 empty] | 0112/2///61987#ABC630 - Structural design of a remote seal [1]0112/2///61987#ABC631 - Structural design of a remote seal [2]0112/2///61987#ABF513 - Structural design of temperature gauge |  |  |  | Standard |  |  |  | 2018-03-28 | 2013-09-27 | 2013-09-27 | 2014-06-18 |  | SC65E – IEC 61987 | C00004 |  | 0112/2///61987#ABV501 | https://cdd.iec.ch/CDD/IEC61987/iec61987.nsf/Classes/0112-2---61987%23ABC153 | https://cdd.iec.ch/cdd/iec61987/iec61987.nsf/PropertiesAllVersions/0112-2---61987%23ABA898,https://cdd.iec.ch/cdd/iec61987/iec61987.nsf/PropertiesAllVersions/0112-2---61987%23ABH405,https://cdd.iec.ch/cdd/iec61987/iec61987.nsf/PropertiesAllVersions/0112-2---61987%23ABB032,https://cdd.iec.ch/cdd/iec61987/iec61987.nsf/PropertiesAllVersions/0112-2---61987%23ABB947,https://cdd.iec.ch/cdd/iec61987/iec61987.nsf/PropertiesAllVersions/0112-2---61987%23ABC983,https://cdd.iec.ch/cdd/iec61987/iec61987.nsf/PropertiesAllVersions/0112-2---61987%23ABA900 | 0112-2---61987#ABB032,0112-2---61987#ABB947,0112-2---61987#ABC983,0112-2---61987#ABA900,0112-2---61987#ABA898,0112-2---61987#ABH405
0112/2///61987#ABG450 | 001 | 01 | 0112/2///61987#ABG450#001 | Process case [level] |  |  |  | properties characterizing a set of process case variables |  |  |  |  | ITEM_CLASS | [5 empty] | 0112/2///61987#ABE727 - Operating LOP for level measuring equipment |  |  |  | Standard |  | IEC 61987 | IEC | 2018-03-28 | 2014-12-17 | 2018-03-20 | 2018-03-20 |  | SC65E – IEC 61987 | C00018 | 001-01 (2018-03-28 07:26:11 by BATCH 00000762) standard | 0112/2///61987#ABV501 | https://cdd.iec.ch/CDD/IEC61987/iec61987.nsf/Classes/0112-2---61987%23ABG450 | https://cdd.iec.ch/cdd/iec61987/iec61987.nsf/PropertiesAllVersions/0112-2---61987%23ABB165,https://cdd.iec.ch/cdd/iec61987/iec61987.nsf/PropertiesAllVersions/0112-2---61987%23ABB376,https://cdd.iec.ch/cdd/iec61987/iec61987.nsf/PropertiesAllVersions/0112-2---61987%23ABB377,https://cdd.iec.ch/cdd/iec61987/iec61987.nsf/PropertiesAllVersions/0112-2---61987%23ABB288,https://cdd.iec.ch/cdd/iec61987/iec61987.nsf/PropertiesAllVersions/0112-2---61987%23ABH013,https://cdd.iec.ch/cdd/iec61987/iec61987.nsf/PropertiesAllVersions/0112-2---61987%23ABB322,https://cdd.iec.ch/cdd/iec61987/iec61987.nsf/PropertiesAllVersions/0112-2---61987%23ABD102 | 0112-2---61987#ABB376,0112-2---61987#ABB377,0112-2---61987#ABB288,0112-2---61987#ABH013,0112-2---61987#ABB322,0112-2---61987#ABD102,0112-2---61987#ABB165
0112/2///61987#ABH641 | 001 | 01 | 0112/2///61987#ABH641#001 | Calibration point of mass |  |  |  | properties characterizing the calibration of output values of a single mass input value |  |  |  |  | ITEM_CLASS | [5 empty] | 0112/2///61987#ABH623 - Calibration of mass |  |  |  | Standard |  |  |  | 2019-03-08 | 2017-12-07 | 2019-03-08 | 2019-03-08 |  | SC65E – IEC 61987 | C00018 | 001-01 (2019-03-08 15:35:12 by BATCH 00000766) standard | 0112/2///61987#ABV501 | https://cdd.iec.ch/CDD/IEC61987/iec61987.nsf/Classes/0112-2---61987%23ABH641 | https://cdd.iec.ch/cdd/iec61987/iec61987.nsf/PropertiesAllVersions/0112-2---61987%23ABH564,https://cdd.iec.ch/cdd/iec61987/iec61987.nsf/PropertiesAllVersions/0112-2---61987%23ABH549,https://cdd.iec.ch/cdd/iec61987/iec61987.nsf/PropertiesAllVersions/0112-2---61987%23ABH771 | 0112-2---61987#ABH771,0112-2---61987#ABH564,0112-2---61987#ABH549
0112/2///61987#ABA826 | 002 | 01 | 0112/2///61987#ABA826#002 | Pulsed-wave radar level transmitter |  |  |  | free-space radar level transmitter that uses a pulsed radar wave to measure level |  |  |  |  | ITEM_CLASS |  |  |  |  | 0112/2///61987#ABF869 - reference to Device LOP for free-space radar level transmitter0112/2///61987#ABF910 - reference to Operating LOP for level measuring equipment |  |  |  |  | Standard |  |  |  | 2018-03-28 | 2013-08-27 | 2016-05-24 | 2016-05-24 |  | SC65E – IEC 61987 | C00004 |  | 0112/2///61987#ABA824 | https://cdd.iec.ch/CDD/IEC61987/iec61987.nsf/Classes/0112-2---61987%23ABA826 |  | 0112-2---61987#ABF869
0112/2///61987#ABC209 | 001 | 02 | 0112/2///61987#ABC209#001 | Displayed variable of an indicator |  |  |  | properties characterizing a variable that can be displayed by an indicator |  |  |  |  | ITEM_CLASS | [5 empty] | 0112/2///61987#ABC206 - Display element |  |  |  | Standard |  |  |  | 2018-03-28 | 2013-08-27 | 2013-08-27 | 2014-06-18 |  | SC65E – IEC 61987 | C00004 |  | 0112/2///61987#ABV501 | https://cdd.iec.ch/CDD/IEC61987/iec61987.nsf/Classes/0112-2---61987%23ABC209 | https://cdd.iec.ch/cdd/iec61987/iec61987.nsf/PropertiesAllVersions/0112-2---61987%23ABB271,https://cdd.iec.ch/cdd/iec61987/iec61987.nsf/PropertiesAllVersions/0112-2---61987%23ABA577,https://cdd.iec.ch/cdd/iec61987/iec61987.nsf/PropertiesAllVersions/0112-2---61987%23ABB585,https://cdd.iec.ch/cdd/iec61987/iec61987.nsf/PropertiesAllVersions/0112-2---61987%23ABB982,https://cdd.iec.ch/cdd/iec61987/iec61987.nsf/PropertiesAllVersions/0112-2---61987%23ABB983,https://cdd.iec.ch/cdd/iec61987/iec61987.nsf/PropertiesAllVersions/0112-2---61987%23ABA968 | 0112-2---61987#ABB982,0112-2---61987#ABB983,0112-2---61987#ABA968,0112-2---61987#ABB271,0112-2---61987#ABA577,0112-2---61987#ABB585
0112/2///61987#ABC376 | 001 | 02 | 0112/2///61987#ABC376#001 | Material of mounting bracket |  |  |  | properties characterizing the material of which a mounting bracket is made |  |  |  |  | ITEM_CLASS | [5 empty] | 0112/2///61987#ABC048 - Transmitter housing [1]0112/2///61987#ABC049 - Transmitter housing [2]0112/2///61987#ABE040 - Transmitter housing [3]0112/2///61987#ABE607 - Solenoid valve housing0112/2///61987#ABF375 - Transmitter/switch housing |  |  |  | Standard |  |  |  | 2018-03-28 | 2013-08-27 | 2013-08-27 | 2014-06-18 |  | SC65E – IEC 61987 | C00019 |  | 0112/2///61987#ABV501 | https://cdd.iec.ch/CDD/IEC61987/iec61987.nsf/Classes/0112-2---61987%23ABC376 | https://cdd.iec.ch/cdd/iec61987/iec61987.nsf/PropertiesAllVersions/0112-2---61987%23ABB455,https://cdd.iec.ch/cdd/iec61987/iec61987.nsf/PropertiesAllVersions/0112-2---61987%23ABI460,https://cdd.iec.ch/cdd/iec61987/iec61987.nsf/PropertiesAllVersions/0112-2---61987%23ABA908,https://cdd.iec.ch/cdd/iec61987/iec61987.nsf/PropertiesAllVersions/0112-2---61987%23ABA907 | 0112-2---61987#ABB455,0112-2---61987#ABI460,0112-2---61987#ABA908,0112-2---61987#ABA907
0112/2///61987#ABC446 | 001 | 02 | 0112/2///61987#ABC446#001 | Drag pointer |  |  |  | properties characterizing a min/max indicator |  |  |  |  | ITEM_CLASS | [5 empty] | - |  |  |  | Standard |  |  |  | 2018-03-28 | 2013-09-27 | 2013-09-27 | 2014-06-18 |  | SC65E – IEC 61987 | C00004 |  | 0112/2///61987#ABV501 | https://cdd.iec.ch/CDD/IEC61987/iec61987.nsf/Classes/0112-2---61987%23ABC446 | https://cdd.iec.ch/cdd/iec61987/iec61987.nsf/PropertiesAllVersions/0112-2---61987%23ABA208,https://cdd.iec.ch/cdd/iec61987/iec61987.nsf/PropertiesAllVersions/0112-2---61987%23ABA897,https://cdd.iec.ch/cdd/iec61987/iec61987.nsf/PropertiesAllVersions/0112-2---61987%23ABA209,https://cdd.iec.ch/cdd/iec61987/iec61987.nsf/PropertiesAllVersions/0112-2---61987%23ABA586 | 0112-2---61987#ABA209,0112-2---61987#ABA586,0112-2---61987#ABA208,0112-2---61987#ABA897
0112/2///61987#ABE900 | 001 | 01 | 0112/2///61987#ABE900#001 | Assigned ullage range | Assigned freeboard range |  |  | properties characterizing a range configured for ullage |  | Polymorphic element: ABE900, Id: 5 |  |  | ITEM_CLASS | [5 empty] | 0112/2///61987#ABG089 - Assigned variable [9]0112/2///61987#ABG091 - Assigned variable [11]0112/2///61987#ABG097 - Assigned variable [17]0112/2///61987#ABH044 - Assigned variable [22]0112/2///61987#ABV037 - Assigned variable [18]0112/2///61987#ABV039 - Assigned variable [8] |  |  |  | Standard |  | IEC 61987 | IEC | 2018-03-28 | 2018-03-28 | 2018-03-28 | 2018-03-28 |  | SC65E – IEC 61987 | C00018 | 001-01 (2018-03-28 07:26:04 by BATCH 00000762) standard | 0112/2///61987#ABV501 | https://cdd.iec.ch/CDD/IEC61987/iec61987.nsf/Classes/0112-2---61987%23ABE900 | https://cdd.iec.ch/cdd/iec61987/iec61987.nsf/PropertiesAllVersions/0112-2---61987%23ABE907,https://cdd.iec.ch/cdd/iec61987/iec61987.nsf/PropertiesAllVersions/0112-2---61987%23ABE908,https://cdd.iec.ch/cdd/iec61987/iec61987.nsf/PropertiesAllVersions/0112-2---61987%23ABE909,https://cdd.iec.ch/cdd/iec61987/iec61987.nsf/PropertiesAllVersions/0112-2---61987%23ABE910 | 0112-2---61987#ABE909,0112-2---61987#ABE910,0112-2---61987#ABE907,0112-2---61987#ABE908
0112/2///61987#ABG172 | 001 | 01 | 0112/2///61987#ABG172#001 | Analog current output [8] |  |  |  | properties characterizing an analog current output |  | Polymorphic element: ABG172, Id: 2 |  |  | ITEM_CLASS | [5 empty] | 0112/2///61987#ABG142 - Type of output [12]0112/2///61987#ABG143 - Type of output [13]0112/2///61987#ABG147 - Type of output [17]0112/2///61987#ABG156 - Type of output [26] |  |  |  | Standard |  | IEC 61987 | IEC | 2018-03-28 | 2014-12-17 | 2018-03-20 | 2018-03-20 |  | SC65E – IEC 61987 | C00018 | 001-01 (2018-03-28 07:26:07 by BATCH 00000762) standard | 0112/2///61987#ABV501 | https://cdd.iec.ch/CDD/IEC61987/iec61987.nsf/Classes/0112-2---61987%23ABG172 | https://cdd.iec.ch/cdd/iec61987/iec61987.nsf/PropertiesAllVersions/0112-2---61987%23ABU913,https://cdd.iec.ch/cdd/iec61987/iec61987.nsf/PropertiesAllVersions/0112-2---61987%23ABC721 | 0112-2---61987#ABU913,0112-2---61987#ABC721
0112/2///61987#ABH904 | 001 | 01 | 0112/2///61987#ABH904#001 | Calculation function block |  |  |  | properties characterizing a Calculation function block |  |  |  |  | ITEM_CLASS | [5 empty] | 0112/2///61987#ABH840 - User application parameters |  |  |  | Standard |  |  |  | 2019-03-08 | 2017-12-07 | 2019-03-08 | 2019-03-08 |  | SC65E – IEC 61987 | C00018 | 001-01 (2019-03-08 15:35:13 by BATCH 00000766) standard | 0112/2///61987#ABV501 | https://cdd.iec.ch/CDD/IEC61987/iec61987.nsf/Classes/0112-2---61987%23ABH904 | https://cdd.iec.ch/cdd/iec61987/iec61987.nsf/PropertiesAllVersions/0112-2---61987%23ABJ349,https://cdd.iec.ch/cdd/iec61987/iec61987.nsf/PropertiesAllVersions/0112-2---61987%23ABJ007,https://cdd.iec.ch/cdd/iec61987/iec61987.nsf/PropertiesAllVersions/0112-2---61987%23ABJ674,https://cdd.iec.ch/cdd/iec61987/iec61987.nsf/PropertiesAllVersions/0112-2---61987%23ABJ712,https://cdd.iec.ch/cdd/iec61987/iec61987.nsf/PropertiesAllVersions/0112-2---61987%23ABJ377,https://cdd.iec.ch/cdd/iec61987/iec61987.nsf/PropertiesAllVersions/0112-2---61987%23ABJ675,https://cdd.iec.ch/cdd/iec61987/iec61987.nsf/PropertiesAllVersions/0112-2---61987%23ABJ713,https://cdd.iec.ch/cdd/iec61987/iec61987.nsf/PropertiesAllVersions/0112-2---61987%23ABJ710,https://cdd.iec.ch/cdd/iec61987/iec61987.nsf/PropertiesAllVersions/0112-2---61987%23ABI037,https://cdd.iec.ch/cdd/iec61987/iec61987.nsf/PropertiesAllVersions/0112-2---61987%23ABI392 | 0112-2---61987#ABI392,0112-2---61987#ABJ349,0112-2---61987#ABJ377,0112-2---61987#ABJ710,0112-2---61987#ABI037,0112-2---61987#ABJ713,0112-2---61987#ABJ007,0112-2---61987#ABJ674,0112-2---61987#ABJ712,0112-2---61987#ABJ675
0112/2///61987#ABC062 | 001 | 02 | 0112/2///61987#ABC062#001 | Absolute performance for normalized volume flow |  |  |  | properties characterizing the accuracy of a normalized volume flow measurement, expressed in engineering units |  | 15 ABC062.15 |  |  | ITEM_CLASS | [5 empty] | 0112/2///61987#ABC671 - Type of performance variable [1]0112/2///61987#ABC672 - Type of performance variable [2]0112/2///61987#ABC673 - Type of performance variable [3] |  |  |  | Standard |  |  |  | 2018-03-28 | 2013-08-27 | 2013-08-27 | 2014-06-18 |  | SC65E – IEC 61987 | C00004 |  | 0112/2///61987#ABV501 | https://cdd.iec.ch/CDD/IEC61987/iec61987.nsf/Classes/0112-2---61987%23ABC062 | https://cdd.iec.ch/cdd/iec61987/iec61987.nsf/PropertiesAllVersions/0112-2---61987%23ABB734,https://cdd.iec.ch/cdd/iec61987/iec61987.nsf/PropertiesAllVersions/0112-2---61987%23ABD535,https://cdd.iec.ch/cdd/iec61987/iec61987.nsf/PropertiesAllVersions/0112-2---61987%23ABB735,https://cdd.iec.ch/cdd/iec61987/iec61987.nsf/PropertiesAllVersions/0112-2---61987%23ABB736,https://cdd.iec.ch/cdd/iec61987/iec61987.nsf/PropertiesAllVersions/0112-2---61987%23ABB737,https://cdd.iec.ch/cdd/iec61987/iec61987.nsf/PropertiesAllVersions/0112-2---61987%23ABB769,https://cdd.iec.ch/cdd/iec61987/iec61987.nsf/PropertiesAllVersions/0112-2---61987%23ABB738,https://cdd.iec.ch/cdd/iec61987/iec61987.nsf/PropertiesAllVersions/0112-2---61987%23ABC704,https://cdd.iec.ch/cdd/iec61987/iec61987.nsf/PropertiesAllVersions/0112-2---61987%23ABB519,https://cdd.iec.ch/cdd/iec61987/iec61987.nsf/PropertiesAllVersions/0112-2---61987%23ABB774,https://cdd.iec.ch/cdd/iec61987/iec61987.nsf/PropertiesAllVersions/0112-2---61987%23ABB775,https://cdd.iec.ch/cdd/iec61987/iec61987.nsf/PropertiesAllVersions/0112-2---61987%23ABB776,https://cdd.iec.ch/cdd/iec61987/iec61987.nsf/PropertiesAllVersions/0112-2---61987%23ABC911,https://cdd.iec.ch/cdd/iec61987/iec61987.nsf/PropertiesAllVersions/0112-2---61987%23ABC840,https://cdd.iec.ch/cdd/iec61987/iec61987.nsf/PropertiesAllVersions/0112-2---61987%23ABC954 | 0112-2---61987#ABB737,0112-2---61987#ABB738,0112-2---61987#ABB775,0112-2---61987#ABB776,0112-2---61987#ABB736,0112-2---61987#ABB769,0112-2---61987#ABC840,0112-2---61987#ABC954,0112-2---61987#ABB734,0112-2---61987#ABD535,0112-2---61987#ABB735,0112-2---61987#ABB519,0112-2---61987#ABC704,0112-2---61987#ABB774,0112-2---61987#ABC911
0112/2///61987#ABC618 | 002 | 01 | 0112/2///61987#ABC618#002 | Structural design [remote/separate transmitter] |  |  |  | properties characterizing the constructional details of a device |  |  |  |  | ITEM_CLASS | [5 empty] | 0112/2///61987#ABC437 - Mechanical and electrical construction [remote/separate transmitter] |  |  |  | Standard |  |  |  | 2018-03-28 | 2013-08-27 | 2016-05-24 | 2016-05-24 |  | SC65E – IEC 61987 | C00004 |  | 0112/2///61987#ABV501 | https://cdd.iec.ch/CDD/IEC61987/iec61987.nsf/Classes/0112-2---61987%23ABC618 | https://cdd.iec.ch/cdd/iec61987/iec61987.nsf/PropertiesAllVersions/0112-2---61987%23ABA177,https://cdd.iec.ch/cdd/iec61987/iec61987.nsf/PropertiesAllVersions/0112-2---61987%23ABD291 | 0112-2---61987#ABA177,0112-2---61987#ABD291
0112/2///61987#ABF268 | 002 | 01 | 0112/2///61987#ABF268#002 | Cooling system |  |  |  | properties characterizing the constructional details of a cooling system |  |  |  |  | ITEM_CLASS | [5 empty] | 0112/2///61987#ABG414 - Structural design [nuclear level transmitter/switch]0112/2///61987#ABG419 - Structural design [servo level transmitter ]0112/2///61987#ABG427 - Structural design [sight level indicator]0112/2///61987#ABG428 - Structural design [sight level gauge]0112/2///61987#ABG434 - Structural design [radiation thermometer]0112/2///61987#ABG445 - Structural design [radiometric density transmitter] |  |  |  | Standard |  | IEC 61987 | IEC | 2018-03-28 | 2014-12-17 | 2018-03-20 | 2018-03-20 |  | SC65E – IEC 61987 | C00018 |  | 0112/2///61987#ABV501 | https://cdd.iec.ch/CDD/IEC61987/iec61987.nsf/Classes/0112-2---61987%23ABF268 | https://cdd.iec.ch/cdd/iec61987/iec61987.nsf/PropertiesAllVersions/0112-2---61987%23ABF435,https://cdd.iec.ch/cdd/iec61987/iec61987.nsf/PropertiesAllVersions/0112-2---61987%23ABF265,https://cdd.iec.ch/cdd/iec61987/iec61987.nsf/PropertiesAllVersions/0112-2---61987%23ABF269,https://cdd.iec.ch/cdd/iec61987/iec61987.nsf/PropertiesAllVersions/0112-2---61987%23ABF270,https://cdd.iec.ch/cdd/iec61987/iec61987.nsf/PropertiesAllVersions/0112-2---61987%23ABB282,https://cdd.iec.ch/cdd/iec61987/iec61987.nsf/PropertiesAllVersions/0112-2---61987%23ABB162,https://cdd.iec.ch/cdd/iec61987/iec61987.nsf/PropertiesAllVersions/0112-2---61987%23ABA558,https://cdd.iec.ch/cdd/iec61987/iec61987.nsf/PropertiesAllVersions/0112-2---61987%23ABA179,https://cdd.iec.ch/cdd/iec61987/iec61987.nsf/PropertiesAllVersions/0112-2---61987%23ABB386,https://cdd.iec.ch/cdd/iec61987/iec61987.nsf/PropertiesAllVersions/0112-2---61987%23ABA158,https://cdd.iec.ch/cdd/iec61987/iec61987.nsf/PropertiesAllVersions/0112-2---61987%23ABA553,https://cdd.iec.ch/cdd/iec61987/iec61987.nsf/PropertiesAllVersions/0112-2---61987%23ABA640,https://cdd.iec.ch/cdd/iec61987/iec61987.nsf/PropertiesAllVersions/0112-2---61987%23ABA573,https://cdd.iec.ch/cdd/iec61987/iec61987.nsf/PropertiesAllVersions/0112-2---61987%23ABA574,https://cdd.iec.ch/cdd/iec61987/iec61987.nsf/PropertiesAllVersions/0112-2---61987%23ABA144,https://cdd.iec.ch/cdd/iec61987/iec61987.nsf/PropertiesAllVersions/0112-2---61987%23ABB938,https://cdd.iec.ch/cdd/iec61987/iec61987.nsf/PropertiesAllVersions/0112-2---61987%23ABU164 | 0112-2---61987#ABF270,0112-2---61987#ABA179,0112-2---61987#ABB386,0112-2---61987#ABA640,0112-2---61987#ABU164,0112-2---61987#ABF435,0112-2---61987#ABF269,0112-2---61987#ABA553,0112-2---61987#ABB162,0112-2---61987#ABA573,0112-2---61987#ABA574,0112-2---61987#ABA144,0112-2---61987#ABF265,0112-2---61987#ABB282,0112-2---61987#ABA558,0112-2---61987#ABA158,0112-2---61987#ABB938
0112/2///61987#ABG122 | 001 | 01 | 0112/2///61987#ABG122#001 | Frequency input [5] |  |  |  | properties characterizing an auxiliary frequency input |  |  |  |  | ITEM_CLASS | [5 empty] | 0112/2///61987#ABG065 - Type of auxiliary input [16] |  |  |  | Standard |  | IEC 61987 | IEC | 2018-03-28 | 2014-12-17 | 2017-09-18 | 2017-09-18 |  | SC65E – IEC 61987 | C00019 | 001-01 (2018-03-28 07:26:07 by BATCH 00000762) standard | 0112/2///61987#ABV501 | https://cdd.iec.ch/CDD/IEC61987/iec61987.nsf/Classes/0112-2---61987%23ABG122 | https://cdd.iec.ch/cdd/iec61987/iec61987.nsf/PropertiesAllVersions/0112-2---61987%23ABV188,https://cdd.iec.ch/cdd/iec61987/iec61987.nsf/PropertiesAllVersions/0112-2---61987%23ABC930,https://cdd.iec.ch/cdd/iec61987/iec61987.nsf/PropertiesAllVersions/0112-2---61987%23ABD185 | 0112-2---61987#ABV188,0112-2---61987#ABC930,0112-2---61987#ABD185
0112/2///61987#ABG464 | 001 | 01 | 0112/2///61987#ABG464#001 | Gas/vapor phase [density] |  |  |  | properties characterizing a vapor or gas phase of a fluid |  | Polymorphic element: ABG464, Id: 2 |  |  | ITEM_CLASS | [5 empty] | 0112/2///61987#ABG458 - Phase [density] |  |  |  | Standard |  | IEC 61987 | IEC | 2018-03-28 | 2018-03-28 | 2018-03-28 | 2018-03-28 |  | SC65E – IEC 61987 | C00017 | 001-01 (2018-03-28 07:26:11 by BATCH 00000762) standard | 0112/2///61987#ABV501 | https://cdd.iec.ch/CDD/IEC61987/iec61987.nsf/Classes/0112-2---61987%23ABG464 | https://cdd.iec.ch/cdd/iec61987/iec61987.nsf/PropertiesAllVersions/0112-2---61987%23ABB296,https://cdd.iec.ch/cdd/iec61987/iec61987.nsf/PropertiesAllVersions/0112-2---61987%23ABB011,https://cdd.iec.ch/cdd/iec61987/iec61987.nsf/PropertiesAllVersions/0112-2---61987%23ABB304,https://cdd.iec.ch/cdd/iec61987/iec61987.nsf/PropertiesAllVersions/0112-2---61987%23ABB290,https://cdd.iec.ch/cdd/iec61987/iec61987.nsf/PropertiesAllVersions/0112-2---61987%23ABB291,https://cdd.iec.ch/cdd/iec61987/iec61987.nsf/PropertiesAllVersions/0112-2---61987%23ABB292,https://cdd.iec.ch/cdd/iec61987/iec61987.nsf/PropertiesAllVersions/0112-2---61987%23ABA946,https://cdd.iec.ch/cdd/iec61987/iec61987.nsf/PropertiesAllVersions/0112-2---61987%23ABA557,https://cdd.iec.ch/cdd/iec61987/iec61987.nsf/PropertiesAllVersions/0112-2---61987%23ABB311,https://cdd.iec.ch/cdd/iec61987/iec61987.nsf/PropertiesAllVersions/0112-2---61987%23ABB312,https://cdd.iec.ch/cdd/iec61987/iec61987.nsf/PropertiesAllVersions/0112-2---61987%23ABB313,https://cdd.iec.ch/cdd/iec61987/iec61987.nsf/PropertiesAllVersions/0112-2---61987%23ABB314,https://cdd.iec.ch/cdd/iec61987/iec61987.nsf/PropertiesAllVersions/0112-2---61987%23ABB315,https://cdd.iec.ch/cdd/iec61987/iec61987.nsf/PropertiesAllVersions/0112-2---61987%23ABB316,https://cdd.iec.ch/cdd/iec61987/iec61987.nsf/PropertiesAllVersions/0112-2---61987%23ABB272,https://cdd.iec.ch/cdd/iec61987/iec61987.nsf/PropertiesAllVersions/0112-2---61987%23ABB067,https://cdd.iec.ch/cdd/iec61987/iec61987.nsf/PropertiesAllVersions/0112-2---61987%23ABB300,https://cdd.iec.ch/cdd/iec61987/iec61987.nsf/PropertiesAllVersions/0112-2---61987%23ABB180,https://cdd.iec.ch/cdd/iec61987/iec61987.nsf/PropertiesAllVersions/0112-2---61987%23ABB301,https://cdd.iec.ch/cdd/iec61987/iec61987.nsf/PropertiesAllVersions/0112-2---61987%23ABB317,https://cdd.iec.ch/cdd/iec61987/iec61987.nsf/PropertiesAllVersions/0112-2---61987%23ABB318,https://cdd.iec.ch/cdd/iec61987/iec61987.nsf/PropertiesAllVersions/0112-2---61987%23ABA625,https://cdd.iec.ch/cdd/iec61987/iec61987.nsf/PropertiesAllVersions/0112-2---61987%23ABA624,https://cdd.iec.ch/cdd/iec61987/iec61987.nsf/PropertiesAllVersions/0112-2---61987%23ABA556,https://cdd.iec.ch/cdd/iec61987/iec61987.nsf/PropertiesAllVersions/0112-2---61987%23ABA947,https://cdd.iec.ch/cdd/iec61987/iec61987.nsf/PropertiesAllVersions/0112-2---61987%23ABB066,https://cdd.iec.ch/cdd/iec61987/iec61987.nsf/PropertiesAllVersions/0112-2---61987%23ABA949,https://cdd.iec.ch/cdd/iec61987/iec61987.nsf/PropertiesAllVersions/0112-2---61987%23ABD099 | 0112-2---61987#ABB011,0112-2---61987#ABA557,0112-2---61987#ABB311,0112-2---61987#ABB316,0112-2---61987#ABB180,0112-2---61987#ABA946,0112-2---61987#ABA947,0112-2---61987#ABB291,0112-2---61987#ABA624,0112-2---61987#ABB296,0112-2---61987#ABB315,0112-2---61987#ABB272,0112-2---61987#ABB300,0112-2---61987#ABD099,0112-2---61987#ABB290,0112-2---61987#ABB314,0112-2---61987#ABB067,0112-2---61987#ABB318,0112-2---61987#ABB066,0112-2---61987#ABB304,0112-2---61987#ABB313,0112-2---61987#ABB301,0112-2---61987#ABA949,0112-2---61987#ABB292,0112-2---61987#ABB317,0112-2---61987#ABB312,0112-2---61987#ABA625,0112-2---61987#ABA556
0112/2///61987#ABH108 | 001 | 01 | 0112/2///61987#ABH108#001 | Shell |  |  |  | properties characterizing the shell of a piece of process equipment |  |  |  |  | ITEM_CLASS | [5 empty] | 0112/2///61987#ABG478 - Process equipment [level] |  |  |  | Standard |  | IEC 61987 | IEC | 2018-03-28 | 2014-12-17 | 2018-03-20 | 2018-03-20 |  | SC65E – IEC 61987 | C00018 | 001-01 (2018-03-28 07:26:12 by BATCH 00000762) standard | 0112/2///61987#ABV501 | https://cdd.iec.ch/CDD/IEC61987/iec61987.nsf/Classes/0112-2---61987%23ABH108 | https://cdd.iec.ch/cdd/iec61987/iec61987.nsf/PropertiesAllVersions/0112-2---61987%23ABH109,https://cdd.iec.ch/cdd/iec61987/iec61987.nsf/PropertiesAllVersions/0112-2---61987%23ABA910,https://cdd.iec.ch/cdd/iec61987/iec61987.nsf/PropertiesAllVersions/0112-2---61987%23ABB932,https://cdd.iec.ch/cdd/iec61987/iec61987.nsf/PropertiesAllVersions/0112-2---61987%23ABH110,https://cdd.iec.ch/cdd/iec61987/iec61987.nsf/PropertiesAllVersions/0112-2---61987%23ABH111,https://cdd.iec.ch/cdd/iec61987/iec61987.nsf/PropertiesAllVersions/0112-2---61987%23ABA554 | 0112-2---61987#ABH111,0112-2---61987#ABA554,0112-2---61987#ABH109,0112-2---61987#ABA910,0112-2---61987#ABB932,0112-2---61987#ABH110
0112/2///61987#ABH342 | 001 | 01 | 0112/2///61987#ABH342#001 | Normal process design conditions [6] |  |  |  | properties characterizing the normal range of process conditions for which a device shall be designed and operate within its specifications |  |  |  |  | ITEM_CLASS | [5 empty] | 0112/2///61987#ABG473 - Process design conditions [temperature] |  |  |  | Standard |  | IEC 61987 | IEC | 2018-03-28 |  | 2016-05-24 | 2016-05-24 |  | SC65E – IEC 61987 | C00019 | 001-01 (2018-03-28 07:26:12 by BATCH 00000762) standard | 0112/2///61987#ABV501 | https://cdd.iec.ch/CDD/IEC61987/iec61987.nsf/Classes/0112-2---61987%23ABH342 | https://cdd.iec.ch/cdd/iec61987/iec61987.nsf/PropertiesAllVersions/0112-2---61987%23ABA954,https://cdd.iec.ch/cdd/iec61987/iec61987.nsf/PropertiesAllVersions/0112-2---61987%23ABB184,https://cdd.iec.ch/cdd/iec61987/iec61987.nsf/PropertiesAllVersions/0112-2---61987%23ABA955,https://cdd.iec.ch/cdd/iec61987/iec61987.nsf/PropertiesAllVersions/0112-2---61987%23ABB185,https://cdd.iec.ch/cdd/iec61987/iec61987.nsf/PropertiesAllVersions/0112-2---61987%23ABA918,https://cdd.iec.ch/cdd/iec61987/iec61987.nsf/PropertiesAllVersions/0112-2---61987%23ABA919,https://cdd.iec.ch/cdd/iec61987/iec61987.nsf/PropertiesAllVersions/0112-2---61987%23ABA598,https://cdd.iec.ch/cdd/iec61987/iec61987.nsf/PropertiesAllVersions/0112-2---61987%23ABA110,https://cdd.iec.ch/cdd/iec61987/iec61987.nsf/PropertiesAllVersions/0112-2---61987%23ABA111,https://cdd.iec.ch/cdd/iec61987/iec61987.nsf/PropertiesAllVersions/0112-2---61987%23ABA112,https://cdd.iec.ch/cdd/iec61987/iec61987.nsf/PropertiesAllVersions/0112-2---61987%23ABA114,https://cdd.iec.ch/cdd/iec61987/iec61987.nsf/PropertiesAllVersions/0112-2---61987%23ABB057,https://cdd.iec.ch/cdd/iec61987/iec61987.nsf/PropertiesAllVersions/0112-2---61987%23ABB058,https://cdd.iec.ch/cdd/iec61987/iec61987.nsf/PropertiesAllVersions/0112-2---61987%23ABD439,https://cdd.iec.ch/cdd/iec61987/iec61987.nsf/PropertiesAllVersions/0112-2---61987%23ABD440 | 0112-2---61987#ABA111,0112-2---61987#ABA919,0112-2---61987#ABA598,0112-2---61987#ABA112,0112-2---61987#ABB058,0112-2---61987#ABD440,0112-2---61987#ABB184,0112-2---61987#ABA955,0112-2---61987#ABA918,0112-2---61987#ABA110,0112-2---61987#ABA114,0112-2---61987#ABD439,0112-2---61987#ABA954,0112-2---61987#ABB185,0112-2---61987#ABB057
0112/2///61987#ABE737 | 001 | 01 | 0112/2///61987#ABE737#001 | Device LOP for capacitance level transmitter/switch |  |  |  | list of properties characterizing a capacitance level transmitter and a capacitance switch |  |  |  |  | ITEM_CLASS | [5 empty] | 0112/2///61987#ABA706 - Capacitance level switch0112/2///61987#ABA806 - Capacitance level transmitter |  |  |  | Standard |  | IEC 61987 | IEC | 2018-03-28 | 2014-12-17 | 2018-03-20 | 2018-03-20 |  | SC65E – IEC 61987 | C00018 | 001-01 (2018-03-28 07:26:04 by BATCH 00000762) standard | 0112/2///61987#ABV504 | https://cdd.iec.ch/CDD/IEC61987/iec61987.nsf/Classes/0112-2---61987%23ABE737 | https://cdd.iec.ch/cdd/iec61987/iec61987.nsf/PropertiesAllVersions/0112-2---61987%23ABC899,https://cdd.iec.ch/cdd/iec61987/iec61987.nsf/PropertiesAllVersions/0112-2---61987%23ABC730,https://cdd.iec.ch/cdd/iec61987/iec61987.nsf/PropertiesAllVersions/0112-2---61987%23ABU857,https://cdd.iec.ch/cdd/iec61987/iec61987.nsf/PropertiesAllVersions/0112-2---61987%23ABG500,https://cdd.iec.ch/cdd/iec61987/iec61987.nsf/PropertiesAllVersions/0112-2---61987%23ABB206,https://cdd.iec.ch/cdd/iec61987/iec61987.nsf/PropertiesAllVersions/0112-2---61987%23ABG687,https://cdd.iec.ch/cdd/iec61987/iec61987.nsf/PropertiesAllVersions/0112-2---61987%23ABC830,https://cdd.iec.ch/cdd/iec61987/iec61987.nsf/PropertiesAllVersions/0112-2---61987%23ABG779,https://cdd.iec.ch/cdd/iec61987/iec61987.nsf/PropertiesAllVersions/0112-2---61987%23ABG880,https://cdd.iec.ch/cdd/iec61987/iec61987.nsf/PropertiesAllVersions/0112-2---61987%23ABG926,https://cdd.iec.ch/cdd/iec61987/iec61987.nsf/PropertiesAllVersions/0112-2---61987%23ABD088,https://cdd.iec.ch/cdd/iec61987/iec61987.nsf/PropertiesAllVersions/0112-2---61987%23ABD153,https://cdd.iec.ch/cdd/iec61987/iec61987.nsf/PropertiesAllVersions/0112-2---61987%23ABC786,https://cdd.iec.ch/cdd/iec61987/iec61987.nsf/PropertiesAllVersions/0112-2---61987%23ABC795,https://cdd.iec.ch/cdd/iec61987/iec61987.nsf/PropertiesAllVersions/0112-2---61987%23ABA293,https://cdd.iec.ch/cdd/iec61987/iec61987.nsf/PropertiesAllVersions/0112-2---61987%23ABC710 | 0112-2---61987#ABG500,0112-2---61987#ABG880,0112-2---61987#ABD153,0112-2---61987#ABC795,0112-2---61987#ABC899,0112-2---61987#ABU857,0112-2---61987#ABB206,0112-2---61987#ABG779,0112-2---61987#ABC786,0112-2---61987#ABD088,0112-2---61987#ABA293,0112-2---61987#ABC710,0112-2---61987#ABC730,0112-2---61987#ABG687,0112-2---61987#ABC830,0112-2---61987#ABG926
0112/2///61987#ABC385 | 001 | 02 | 0112/2///61987#ABC385#001 | Material of protective tube |  |  |  | properties characterizing the material of which the protective tube is made |  |  |  |  | ITEM_CLASS | [5 empty] | 0112/2///61987#ABC243 - Fixed electromagnetic insertion flow transmitter0112/2///61987#ABC301 - Insertion thermal mass flow transmitter0112/2///61987#ABC582 - Retractable electromagnetic insertion flow transmitter0112/2///61987#ABC583 - Retractable thermal mass flow transmitter0112/2///61987#ABF283 - Structural design of an optical level switch0112/2///61987#ABF632 - Structural design of a refractive index density transmitter |  |  |  | Standard |  |  |  | 2018-03-28 | 2013-08-27 | 2013-08-27 | 2014-06-18 |  | SC65E – IEC 61987 | C00019 |  | 0112/2///61987#ABV501 | https://cdd.iec.ch/CDD/IEC61987/iec61987.nsf/Classes/0112-2---61987%23ABC385 | https://cdd.iec.ch/cdd/iec61987/iec61987.nsf/PropertiesAllVersions/0112-2---61987%23ABB455,https://cdd.iec.ch/cdd/iec61987/iec61987.nsf/PropertiesAllVersions/0112-2---61987%23ABI460,https://cdd.iec.ch/cdd/iec61987/iec61987.nsf/PropertiesAllVersions/0112-2---61987%23ABA908,https://cdd.iec.ch/cdd/iec61987/iec61987.nsf/PropertiesAllVersions/0112-2---61987%23ABA907 | 0112-2---61987#ABB455,0112-2---61987#ABI460,0112-2---61987#ABA908,0112-2---61987#ABA907
0112/2///61987#ABF861 | 001 | 01 | 0112/2///61987#ABF861#001 | Device LOP for radiometric density transmitter |  |  |  | list of properties characterizing a radiometric density transmitter |  |  |  |  | ITEM_CLASS | [5 empty] | 0112/2///61987#ABA758 - Radiometric density transmitter |  |  |  | Standard |  | IEC 61987 | IEC | 2018-03-28 | 2014-12-17 | 2018-03-20 | 2018-03-20 |  | SC65E – IEC 61987 | C00017 | 001-01 (2018-03-28 07:26:06 by BATCH 00000762) standard | 0112/2///61987#ABV504 | https://cdd.iec.ch/CDD/IEC61987/iec61987.nsf/Classes/0112-2---61987%23ABF861 | https://cdd.iec.ch/cdd/iec61987/iec61987.nsf/PropertiesAllVersions/0112-2---61987%23ABC899,https://cdd.iec.ch/cdd/iec61987/iec61987.nsf/PropertiesAllVersions/0112-2---61987%23ABC730,https://cdd.iec.ch/cdd/iec61987/iec61987.nsf/PropertiesAllVersions/0112-2---61987%23ABU646,https://cdd.iec.ch/cdd/iec61987/iec61987.nsf/PropertiesAllVersions/0112-2---61987%23ABG498,https://cdd.iec.ch/cdd/iec61987/iec61987.nsf/PropertiesAllVersions/0112-2---61987%23ABB206,https://cdd.iec.ch/cdd/iec61987/iec61987.nsf/PropertiesAllVersions/0112-2---61987%23ABG698,https://cdd.iec.ch/cdd/iec61987/iec61987.nsf/PropertiesAllVersions/0112-2---61987%23ABC830,https://cdd.iec.ch/cdd/iec61987/iec61987.nsf/PropertiesAllVersions/0112-2---61987%23ABG792,https://cdd.iec.ch/cdd/iec61987/iec61987.nsf/PropertiesAllVersions/0112-2---61987%23ABG882,https://cdd.iec.ch/cdd/iec61987/iec61987.nsf/PropertiesAllVersions/0112-2---61987%23ABG960,https://cdd.iec.ch/cdd/iec61987/iec61987.nsf/PropertiesAllVersions/0112-2---61987%23ABD088,https://cdd.iec.ch/cdd/iec61987/iec61987.nsf/PropertiesAllVersions/0112-2---61987%23ABD153,https://cdd.iec.ch/cdd/iec61987/iec61987.nsf/PropertiesAllVersions/0112-2---61987%23ABC786,https://cdd.iec.ch/cdd/iec61987/iec61987.nsf/PropertiesAllVersions/0112-2---61987%23ABC795,https://cdd.iec.ch/cdd/iec61987/iec61987.nsf/PropertiesAllVersions/0112-2---61987%23ABA293,https://cdd.iec.ch/cdd/iec61987/iec61987.nsf/PropertiesAllVersions/0112-2---61987%23ABC710 | 0112-2---61987#ABC899,0112-2---61987#ABC830,0112-2---61987#ABG882,0112-2---61987#ABC786,0112-2---61987#ABC730,0112-2---61987#ABB206,0112-2---61987#ABD088,0112-2---61987#ABG698,0112-2---61987#ABD153,0112-2---61987#ABC795,0112-2---61987#ABA293,0112-2---61987#ABC710,0112-2---61987#ABU646,0112-2---61987#ABG498,0112-2---61987#ABG792,0112-2---61987#ABG960
0112/2///61987#ABC070 | 001 | 02 | 0112/2///61987#ABC070#001 | Accuracy for a subrange of density |  |  |  | properties characterizing the accuracy of a density measurement for a subrange of ideal span |  |  |  |  | ITEM_CLASS | [5 empty] | 0112/2///61987#ABC058 - Absolute performance for density0112/2///61987#ABG318 - Absolute performance for density [2] |  |  |  | Standard |  |  |  | 2018-03-28 | 2013-08-27 | 2013-08-27 | 2014-06-18 |  | SC65E – IEC 61987 | C00004 |  | 0112/2///61987#ABV501 | https://cdd.iec.ch/CDD/IEC61987/iec61987.nsf/Classes/0112-2---61987%23ABC070 | https://cdd.iec.ch/cdd/iec61987/iec61987.nsf/PropertiesAllVersions/0112-2---61987%23ABB222,https://cdd.iec.ch/cdd/iec61987/iec61987.nsf/PropertiesAllVersions/0112-2---61987%23ABB223,https://cdd.iec.ch/cdd/iec61987/iec61987.nsf/PropertiesAllVersions/0112-2---61987%23ABB782,https://cdd.iec.ch/cdd/iec61987/iec61987.nsf/PropertiesAllVersions/0112-2---61987%23ABB224,https://cdd.iec.ch/cdd/iec61987/iec61987.nsf/PropertiesAllVersions/0112-2---61987%23ABB741 | 0112-2---61987#ABB222,0112-2---61987#ABB223,0112-2---61987#ABB782,0112-2---61987#ABB224,0112-2---61987#ABB741
0112/2///61987#ABC485 | 004 | 01 | 0112/2///61987#ABC485#004 | Overfill prevention protection approval |  |  |  | properties characterizing certificates and approvals pertaining to usage in overspill protection applications |  |  |  |  | ITEM_CLASS | [5 empty] | 0112/2///61987#ABC102 - Approval for use in special applications |  |  |  | Standard |  |  |  | 2018-03-28 | 2013-08-27 | 2018-03-20 | 2018-03-20 |  | SC65E – IEC 61987 | C00004 |  | 0112/2///61987#ABV501 | https://cdd.iec.ch/CDD/IEC61987/iec61987.nsf/Classes/0112-2---61987%23ABC485 | https://cdd.iec.ch/cdd/iec61987/iec61987.nsf/PropertiesAllVersions/0112-2---61987%23ABA243,https://cdd.iec.ch/cdd/iec61987/iec61987.nsf/PropertiesAllVersions/0112-2---61987%23ABA628 | 0112-2---61987#ABA243,0112-2---61987#ABA628
0112/2///61987#ABE658 | 001 | 01 | 0112/2///61987#ABE658#001 | Calculation results of flow modification accessory |  |  |  | properties stating results of design calculations for flow modification accessories resulting from the given process conditions |  |  |  |  | ITEM_CLASS | [5 empty] | 0112/2///61987#ABE660 - Process conditions for flow modification accessories |  |  |  | Standard |  |  |  | 2018-03-28 |  | 2018-03-20 | 2018-03-20 |  | SC65E – IEC 61987 | C00016 | 001-01 (2018-03-28 07:26:03 by BATCH 00000762) standard | 0112/2///61987#ABV501 | https://cdd.iec.ch/CDD/IEC61987/iec61987.nsf/Classes/0112-2---61987%23ABE658 | https://cdd.iec.ch/cdd/iec61987/iec61987.nsf/PropertiesAllVersions/0112-2---61987%23ABD548,https://cdd.iec.ch/cdd/iec61987/iec61987.nsf/PropertiesAllVersions/0112-2---61987%23ABD545,https://cdd.iec.ch/cdd/iec61987/iec61987.nsf/PropertiesAllVersions/0112-2---61987%23ABD547,https://cdd.iec.ch/cdd/iec61987/iec61987.nsf/PropertiesAllVersions/0112-2---61987%23ABD546,https://cdd.iec.ch/cdd/iec61987/iec61987.nsf/PropertiesAllVersions/0112-2---61987%23ABD685,https://cdd.iec.ch/cdd/iec61987/iec61987.nsf/PropertiesAllVersions/0112-2---61987%23ABE667,https://cdd.iec.ch/cdd/iec61987/iec61987.nsf/PropertiesAllVersions/0112-2---61987%23ABE668,https://cdd.iec.ch/cdd/iec61987/iec61987.nsf/PropertiesAllVersions/0112-2---61987%23ABE669,https://cdd.iec.ch/cdd/iec61987/iec61987.nsf/PropertiesAllVersions/0112-2---61987%23ABD710,https://cdd.iec.ch/cdd/iec61987/iec61987.nsf/PropertiesAllVersions/0112-2---61987%23ABD701,https://cdd.iec.ch/cdd/iec61987/iec61987.nsf/PropertiesAllVersions/0112-2---61987%23ABA949,https://cdd.iec.ch/cdd/iec61987/iec61987.nsf/PropertiesAllVersions/0112-2---61987%23ABD598,https://cdd.iec.ch/cdd/iec61987/iec61987.nsf/PropertiesAllVersions/0112-2---61987%23ABD681,https://cdd.iec.ch/cdd/iec61987/iec61987.nsf/PropertiesAllVersions/0112-2---61987%23ABB066,https://cdd.iec.ch/cdd/iec61987/iec61987.nsf/PropertiesAllVersions/0112-2---61987%23ABD549 | 0112-2---61987#ABD547,0112-2---61987#ABD701,0112-2---61987#ABB066,0112-2---61987#ABD545,0112-2---61987#ABD548,0112-2---61987#ABE668,0112-2---61987#ABE669,0112-2---61987#ABA949,0112-2---61987#ABE667,0112-2---61987#ABD685,0112-2---61987#ABD710,0112-2---61987#ABD598,0112-2---61987#ABD681,0112-2---61987#ABD549,0112-2---61987#ABD546
0112/2///61987#ABG225 | 001 | 01 | 0112/2///61987#ABG225#001 | Performance [22] |  |  |  | properties characterizing the performance of the device with regard to measurement accuracy and dynamic behaviour |  |  | from IEC 61987-1, 5.6 |  | ITEM_CLASS | [5 empty] | - |  |  |  | Standard |  | IEC 61987 | IEC | 2018-03-28 | 2018-03-28 | 2018-03-28 | 2018-03-28 |  | SC65E – IEC 61987 | C00018 | 001-01 (2018-03-28 07:26:08 by BATCH 00000762) standard | 0112/2///61987#ABV501 | https://cdd.iec.ch/CDD/IEC61987/iec61987.nsf/Classes/0112-2---61987%23ABG225 | https://cdd.iec.ch/cdd/iec61987/iec61987.nsf/PropertiesAllVersions/0112-2---61987%23ABG794,https://cdd.iec.ch/cdd/iec61987/iec61987.nsf/PropertiesAllVersions/0112-2---61987%23ABB636,https://cdd.iec.ch/cdd/iec61987/iec61987.nsf/PropertiesAllVersions/0112-2---61987%23ABG813 | 0112-2---61987#ABB636,0112-2---61987#ABG813,0112-2---61987#ABG794
0112/2///61987#ABA659 | 003 | 01 | 0112/2///61987#ABA659#003 | Piston-type differential pressure gauge |  |  |  | differential pressure gauge that uses the movement of a floating piston/magnet in a bore to measure and indicate differential pressure |  |  |  |  | ITEM_CLASS |  |  |  |  | 0112/2///61987#ABU134 - reference to Operating LOP for pressure measuring equipment0112/2///61987#ABU425 - reference to Device LOP for differential pressure gauge |  |  |  |  | Standard |  |  |  | 2018-03-28 | 2013-08-27 | 2016-05-24 | 2016-05-24 |  | SC65E – IEC 61987 | C00004 |  | 0112/2///61987#ABA655 | https://cdd.iec.ch/CDD/IEC61987/iec61987.nsf/Classes/0112-2---61987%23ABA659 |  | 0112-2---61987#ABU425
0112/2///61987#ABC255 | 007 | 01 | 0112/2///61987#ABC255#007 | Function and system design [1] |  |  |  | properties characterizing the use and/or the dependability of a device as well as its behaviour within a system |  |  |  |  | ITEM_CLASS | [5 empty] | 0112/2///61987#ABA005 - Device LOP for flow transmitter0112/2///61987#ABA006 - Device LOP for coriolis mass flow transmitter0112/2///61987#ABA007 - Device LOP for swirl flow transmitter0112/2///61987#ABA008 - Device LOP for electromagnetic flow transmitter0112/2///61987#ABA009 - Device LOP for electromagnetic insertion flow transmitter0112/2///61987#ABA010 - Device LOP for orifice/differential pressure flow transmitter0112/2///61987#ABA013 - Device LOP for (oval) gear flow transmitter/gauge0112/2///61987#ABA014 - Device LOP for piston flow transmitter/gauge0112/2///61987#ABA016 - Device LOP for thermal mass flow transmitter0112/2///61987#ABA018 - Device LOP for turbine/propeller/Woltmann flow transmitter/gauge0112/2///61987#ABA019 - Device LOP for ultrasonic flow transmitter0112/2///61987#ABA020 - Device LOP for variable area flow transmitter/gauge0112/2///61987#ABA022 - Device LOP for vortex flow transmitter0112/2///61987#ABA023 - Device LOP for positive displacement flow transmitter/gauge0112/2///61987#ABA024 - Device LOP for helix flow transmitter/gauge0112/2///61987#ABA025 - Device LOP for remote/separate transmitter0112/2///61987#ABA029 - Device LOP for absolute/gauge pressure transmitter0112/2///61987#ABA031 - Device LOP for differential pressure transmitter0112/2///61987#ABA032 - Device LOP for absolute/gauge pressure gauge0112/2///61987#ABA034 - Device LOP for differential pressure gauge0112/2///61987#ABA035 - Device LOP for remote seal0112/2///61987#ABE321 - Device LOP for positioner0112/2///61987#ABE630 - Device LOP for limit switch0112/2///61987#ABE634 - Device LOP for I/P converter0112/2///61987#ABV520 - Device LOP for position transmitter0112/2///61987#ABF858 - Device LOP for buoyancy density transmitter0112/2///61987#ABF859 - Device LOP for refractive index density transmitter0112/2///61987#ABF860 - Device LOP for vibrating tube density transmitter0112/2///61987#ABF861 - Device LOP for radiometric density transmitter0112/2///61987#ABF862 - Device LOP for vibrating fork/rod density transmitter0112/2///61987#ABF863 - Device LOP for ultrasonic density transmitter0112/2///61987#ABF864 - Device LOP for microwave density transmitter0112/2///61987#ABF865 - Device LOP for density transmitter0112/2///61987#ABF866 - Device LOP for separate density transmitter0112/2///61987#ABE728 - Device LOP for magnetic level gauge0112/2///61987#ABE729 - Device LOP for sight level gauge0112/2///61987#ABE730 - Device LOP for rotary paddle switch0112/2///61987#ABE731 - Device LOP for thermal level switch0112/2///61987#ABE732 - Device LOP for vibrating level switch0112/2///61987#ABE733 - Device LOP for optical level switch0112/2///61987#ABE735 - Device LOP for level transmitter0112/2///61987#ABE736 - Device LOP for displacer level transmitter/switch0112/2///61987#ABE737 - Device LOP for capacitance level transmitter/switch0112/2///61987#ABE738 - Device LOP for conductance level transmitter/switch0112/2///61987#ABE739 - Device LOP for float level transmitter/switch0112/2///61987#ABE740 - Device LOP for hydrostatic pressure level transmitter0112/2///61987#ABE741 - Device LOP for plumb bob level transmitter0112/2///61987#ABE742 - Device LOP for free-space radar level transmitter0112/2///61987#ABE743 - Device LOP for guided-wave radar level transmitter/switch0112/2///61987#ABE744 - Device LOP for ultrasonic level transmitter0112/2///61987#ABE745 - Device LOP for ultrasonic level switch0112/2///61987#ABE746 - Device LOP for nuclear level transmitter/switch0112/2///61987#ABE747 - Device LOP for laser level transmitter0112/2///61987#ABE748 - Device LOP for servo level transmitter0112/2///61987#ABE749 - Device LOP for microwave level switch0112/2///61987#ABE750 - Device LOP for sight level indicator0112/2///61987#ABE755 - Device LOP for level switch0112/2///61987#ABE756 - Device LOP for separate level transmitter/switching unit0112/2///61987#ABE759 - Device LOP for temperature gauge0112/2///61987#ABE760 - Device LOP for contact temperature transmitter0112/2///61987#ABE761 - Device LOP for radiation thermometer0112/2///61987#ABE763 - Device LOP for insert/element0112/2///61987#ABE764 - Device LOP for separate temperature transmitter0112/2///61987#ABE767 - Device LOP for temperature transmitter |  |  | false | Standard |  | IEC 61987 | IEC | 2022-12-09 | 2017-12-07 | 2022-12-09 | 2022-12-09 |  | IEC/SC 65E | C00112 |  | 0112/2///61987#ABV501 | https://cdd.iec.ch/CDD/IEC61987/iec61987.nsf/Classes/0112-2---61987%23ABC255 | https://cdd.iec.ch/cdd/iec61987/iec61987.nsf/PropertiesAllVersions/0112-2---61987%23ABB015,https://cdd.iec.ch/cdd/iec61987/iec61987.nsf/PropertiesAllVersions/0112-2---61987%23ABB028,https://cdd.iec.ch/cdd/iec61987/iec61987.nsf/PropertiesAllVersions/0112-2---61987%23ABB082,https://cdd.iec.ch/cdd/iec61987/iec61987.nsf/PropertiesAllVersions/0112-2---61987%23ABB006,https://cdd.iec.ch/cdd/iec61987/iec61987.nsf/PropertiesAllVersions/0112-2---61987%23ABN592,https://cdd.iec.ch/cdd/iec61987/iec61987.nsf/PropertiesAllVersions/0112-2---61987%23ABN593,https://cdd.iec.ch/cdd/iec61987/iec61987.nsf/PropertiesAllVersions/0112-2---61987%23ABA310,https://cdd.iec.ch/cdd/iec61987/iec61987.nsf/PropertiesAllVersions/0112-2---61987%23ABC811 | 0112-2---61987#ABA310,0112-2---61987#ABC811,0112-2---61987#ABB015,0112-2---61987#ABB028,0112-2---61987#ABB082,0112-2---61987#ABB006,0112-2---61987#ABN592,0112-2---61987#ABN593
0112/2///61987#ABC620 | 002 | 01 | 0112/2///61987#ABC620#002 | Structural design [differential pressure transmitter] |  |  |  | properties characterizing the constructional details of a device |  |  |  |  | ITEM_CLASS | [5 empty] | 0112/2///61987#ABC439 - Mechanical and electrical construction [differential pressure transmitter] |  |  |  | Standard |  |  |  | 2018-03-28 | 2013-09-27 | 2016-05-24 | 2016-05-24 |  | SC65E – IEC 61987 | C00004 |  | 0112/2///61987#ABV501 | https://cdd.iec.ch/CDD/IEC61987/iec61987.nsf/Classes/0112-2---61987%23ABC620 | https://cdd.iec.ch/cdd/iec61987/iec61987.nsf/PropertiesAllVersions/0112-2---61987%23ABD252,https://cdd.iec.ch/cdd/iec61987/iec61987.nsf/PropertiesAllVersions/0112-2---61987%23ABD263,https://cdd.iec.ch/cdd/iec61987/iec61987.nsf/PropertiesAllVersions/0112-2---61987%23ABB946,https://cdd.iec.ch/cdd/iec61987/iec61987.nsf/PropertiesAllVersions/0112-2---61987%23ABD256,https://cdd.iec.ch/cdd/iec61987/iec61987.nsf/PropertiesAllVersions/0112-2---61987%23ABA177,https://cdd.iec.ch/cdd/iec61987/iec61987.nsf/PropertiesAllVersions/0112-2---61987%23ABD291,https://cdd.iec.ch/cdd/iec61987/iec61987.nsf/PropertiesAllVersions/0112-2---61987%23ABD284 | 0112-2---61987#ABD284,0112-2---61987#ABD252,0112-2---61987#ABD263,0112-2---61987#ABB946,0112-2---61987#ABD256,0112-2---61987#ABA177,0112-2---61987#ABD291
0112/2///61987#ABC649 | 004 | 01 | 0112/2///61987#ABC649#004 | Telecommunication compliance |  |  |  | properties characterizing the compliance of the device to radio and telecommunication standards |  |  |  |  | ITEM_CLASS | [5 empty] | 0112/2///61987#ABC156 - Certificates and approvals |  |  |  | Standard |  |  |  | 2018-03-28 | 2013-08-27 | 2018-03-20 | 2018-03-20 |  | SC65E – IEC 61987 | C00004 |  | 0112/2///61987#ABV501 | https://cdd.iec.ch/CDD/IEC61987/iec61987.nsf/Classes/0112-2---61987%23ABC649 | https://cdd.iec.ch/cdd/iec61987/iec61987.nsf/PropertiesAllVersions/0112-2---61987%23ABA263,https://cdd.iec.ch/cdd/iec61987/iec61987.nsf/PropertiesAllVersions/0112-2---61987%23ABA265 | 0112-2---61987#ABA263,0112-2---61987#ABA265
0112/2///61987#ABF045 | 001 | 01 | 0112/2///61987#ABF045#001 | Material of float cushioning |  |  |  | properties characterizing the material of which the float cushioning is made |  |  |  |  | ITEM_CLASS | [5 empty] | 0112/2///61987#ABF040 - Float guide |  |  |  | Standard |  | IEC 61987 | IEC | 2018-03-28 | 2018-03-28 | 2018-03-28 | 2018-03-28 |  | SC65E – IEC 61987 | C00018 | 001-01 (2018-03-28 07:26:05 by BATCH 00000762) standard | 0112/2///61987#ABV501 | https://cdd.iec.ch/CDD/IEC61987/iec61987.nsf/Classes/0112-2---61987%23ABF045 | https://cdd.iec.ch/cdd/iec61987/iec61987.nsf/PropertiesAllVersions/0112-2---61987%23ABB455,https://cdd.iec.ch/cdd/iec61987/iec61987.nsf/PropertiesAllVersions/0112-2---61987%23ABI460,https://cdd.iec.ch/cdd/iec61987/iec61987.nsf/PropertiesAllVersions/0112-2---61987%23ABA908,https://cdd.iec.ch/cdd/iec61987/iec61987.nsf/PropertiesAllVersions/0112-2---61987%23ABA907 | 0112-2---61987#ABA908,0112-2---61987#ABA907,0112-2---61987#ABB455,0112-2---61987#ABI460
0112/2///61987#ABF459 | 001 | 01 | 0112/2///61987#ABF459#001 | Material of source container |  |  |  | properties characterizing the material of which a source container is made |  |  |  |  | ITEM_CLASS | [5 empty] | 0112/2///61987#ABF465 - Container of nuclear source |  |  |  | Standard |  | IEC 61987 | IEC | 2018-03-28 | 2018-03-28 | 2018-03-28 | 2018-03-28 |  | SC65E – IEC 61987 | C00018 | 001-01 (2018-03-28 07:26:06 by BATCH 00000762) standard | 0112/2///61987#ABV501 | https://cdd.iec.ch/CDD/IEC61987/iec61987.nsf/Classes/0112-2---61987%23ABF459 | https://cdd.iec.ch/cdd/iec61987/iec61987.nsf/PropertiesAllVersions/0112-2---61987%23ABB455,https://cdd.iec.ch/cdd/iec61987/iec61987.nsf/PropertiesAllVersions/0112-2---61987%23ABI460,https://cdd.iec.ch/cdd/iec61987/iec61987.nsf/PropertiesAllVersions/0112-2---61987%23ABA908,https://cdd.iec.ch/cdd/iec61987/iec61987.nsf/PropertiesAllVersions/0112-2---61987%23ABA907 | 0112-2---61987#ABA908,0112-2---61987#ABA907,0112-2---61987#ABB455,0112-2---61987#ABI460
0112/2///61987#ABG063 | 001 | 01 | 0112/2///61987#ABG063#001 | Type of auxiliary input [14] |  |  |  | administration block for polymorphism acting as proxy for the selected auxiliary input type |  | Polymorphic element: ABG063, Id: 4 |  |  | ITEM_CLASS | [5 empty] | 0112/2///61987#ABG052 - Auxiliary input [14] |  |  |  | Standard |  | IEC 61987 | IEC | 2018-03-28 | 2014-12-17 | 2018-03-20 | 2018-03-20 |  | SC65E – IEC 61987 | C00018 | 001-01 (2018-03-28 07:26:07 by BATCH 00000762) standard | 0112/2///61987#ABV501 | https://cdd.iec.ch/CDD/IEC61987/iec61987.nsf/Classes/0112-2---61987%23ABG063 | https://cdd.iec.ch/cdd/iec61987/iec61987.nsf/PropertiesAllVersions/0112-2---61987%23ABU942,https://cdd.iec.ch/cdd/iec61987/iec61987.nsf/PropertiesAllVersions/0112-2---61987%23ABU965,https://cdd.iec.ch/cdd/iec61987/iec61987.nsf/PropertiesAllVersions/0112-2---61987%23ABU966,https://cdd.iec.ch/cdd/iec61987/iec61987.nsf/PropertiesAllVersions/0112-2---61987%23ABU967,https://cdd.iec.ch/cdd/iec61987/iec61987.nsf/PropertiesAllVersions/0112-2---61987%23ABU968,https://cdd.iec.ch/cdd/iec61987/iec61987.nsf/PropertiesAllVersions/0112-2---61987%23ABU969,https://cdd.iec.ch/cdd/iec61987/iec61987.nsf/PropertiesAllVersions/0112-2---61987%23ABU970,https://cdd.iec.ch/cdd/iec61987/iec61987.nsf/PropertiesAllVersions/0112-2---61987%23ABU971,https://cdd.iec.ch/cdd/iec61987/iec61987.nsf/PropertiesAllVersions/0112-2---61987%23ABU972,https://cdd.iec.ch/cdd/iec61987/iec61987.nsf/PropertiesAllVersions/0112-2---61987%23ABU973 | 0112-2---61987#ABU942,0112-2---61987#ABU969,0112-2---61987#ABU970,0112-2---61987#ABU971,0112-2---61987#ABU965,0112-2---61987#ABU966,0112-2---61987#ABU967,0112-2---61987#ABU968,0112-2---61987#ABU972,0112-2---61987#ABU973
0112/2///61987#ABH924 | 001 | 01 | 0112/2///61987#ABH924#001 | Other HART parameter |  |  |  | properties characterizing other HART parameters |  |  |  |  | ITEM_CLASS | [5 empty] | 0112/2///61987#ABH911 - HART configuration parameter |  |  |  | Standard |  |  |  | 2018-03-28 | 2018-03-28 | 2018-03-28 | 2018-03-28 |  | SC65E – IEC 61987 | C00018 | 001-01 (2018-03-28 07:26:12 by BATCH 00000762) standard | 0112/2///61987#ABV501 | https://cdd.iec.ch/CDD/IEC61987/iec61987.nsf/Classes/0112-2---61987%23ABH924 | https://cdd.iec.ch/cdd/iec61987/iec61987.nsf/PropertiesAllVersions/0112-2---61987%23ABI316,https://cdd.iec.ch/cdd/iec61987/iec61987.nsf/PropertiesAllVersions/0112-2---61987%23ABI317,https://cdd.iec.ch/cdd/iec61987/iec61987.nsf/PropertiesAllVersions/0112-2---61987%23ABI073,https://cdd.iec.ch/cdd/iec61987/iec61987.nsf/PropertiesAllVersions/0112-2---61987%23ABI224 | 0112-2---61987#ABI316,0112-2---61987#ABI317,0112-2---61987#ABI073,0112-2---61987#ABI224
0112/2///61987#ABE633 | 002 | 01 | 0112/2///61987#ABE633#002 | Device LOP for restriction orifice/diffuser |  |  |  | list of properties characterizing a restriction orifice or a diffuser |  |  |  |  | ITEM_CLASS | [5 empty] | 0112/2///61987#ABD382 - Restriction orifice0112/2///61987#ABD383 - Diffuser |  |  |  | Standard |  | IEC 61987 | IEC | 2022-09-08 | 2017-12-07 | 2022-09-08 | 2022-09-08 |  | IEC/SC 65E | C00121 |  | 0112/2///61987#ABV504 | https://cdd.iec.ch/CDD/IEC61987/iec61987.nsf/Classes/0112-2---61987%23ABE633 | https://cdd.iec.ch/cdd/iec61987/iec61987.nsf/PropertiesAllVersions/0112-2---61987%23ABC899,https://cdd.iec.ch/cdd/iec61987/iec61987.nsf/PropertiesAllVersions/0112-2---61987%23ABC730,https://cdd.iec.ch/cdd/iec61987/iec61987.nsf/PropertiesAllVersions/0112-2---61987%23ABE464,https://cdd.iec.ch/cdd/iec61987/iec61987.nsf/PropertiesAllVersions/0112-2---61987%23ABE508,https://cdd.iec.ch/cdd/iec61987/iec61987.nsf/PropertiesAllVersions/0112-2---61987%23ABE547,https://cdd.iec.ch/cdd/iec61987/iec61987.nsf/PropertiesAllVersions/0112-2---61987%23ABE073,https://cdd.iec.ch/cdd/iec61987/iec61987.nsf/PropertiesAllVersions/0112-2---61987%23ABC795,https://cdd.iec.ch/cdd/iec61987/iec61987.nsf/PropertiesAllVersions/0112-2---61987%23ABA293,https://cdd.iec.ch/cdd/iec61987/iec61987.nsf/PropertiesAllVersions/0112-2---61987%23ABC710 | 0112-2---61987#ABC899,0112-2---61987#ABE547,0112-2---61987#ABE073,0112-2---61987#ABC795,0112-2---61987#ABA293,0112-2---61987#ABC730,0112-2---61987#ABE464,0112-2---61987#ABE508,0112-2---61987#ABC710
0112/2///61987#ABE778 | 001 | 01 | 0112/2///61987#ABE778#001 | Indication range for pressure |  |  |  | properties characterizing a pressure indication range |  |  |  |  | ITEM_CLASS | [5 empty] | 0112/2///61987#ABE776 - Pressure gauge input |  |  |  | Standard |  |  |  | 2018-03-28 | 2017-09-22 | 2017-09-22 | 2017-09-22 |  | SC65E – IEC 61987 | C00018 | 001-01 (2018-03-28 07:26:04 by BATCH 00000762) standard | 0112/2///61987#ABV501 | https://cdd.iec.ch/CDD/IEC61987/iec61987.nsf/Classes/0112-2---61987%23ABE778 | https://cdd.iec.ch/cdd/iec61987/iec61987.nsf/PropertiesAllVersions/0112-2---61987%23ABB211,https://cdd.iec.ch/cdd/iec61987/iec61987.nsf/PropertiesAllVersions/0112-2---61987%23ABB212 | 0112-2---61987#ABB211,0112-2---61987#ABB212
0112/2///61987#ABC327 | 002 | 01 | 0112/2///61987#ABC327#002 | Low pressure side process case variables |  |  |  | properties characterizing the measured variables, phases, operating state conditions and physical properties of a process material of a low pressure part of a differential pressure measurement point |  |  |  |  | ITEM_CLASS | [5 empty] | 0112/2///61987#ABC535 - Process case [pressure] |  |  |  | Standard |  |  |  | 2018-03-28 | 2013-09-27 | 2016-05-24 | 2016-05-24 |  | SC65E – IEC 61987 | C00004 |  | 0112/2///61987#ABV501 | https://cdd.iec.ch/CDD/IEC61987/iec61987.nsf/Classes/0112-2---61987%23ABC327 | https://cdd.iec.ch/cdd/iec61987/iec61987.nsf/PropertiesAllVersions/0112-2---61987%23ABD166,https://cdd.iec.ch/cdd/iec61987/iec61987.nsf/PropertiesAllVersions/0112-2---61987%23ABB322,https://cdd.iec.ch/cdd/iec61987/iec61987.nsf/PropertiesAllVersions/0112-2---61987%23ABD102 | 0112-2---61987#ABD166,0112-2---61987#ABB322,0112-2---61987#ABD102
0112/2///61987#ABC459 | 003 | 01 | 0112/2///61987#ABC459#003 | Operating conditions for device design |  |  |  | properties characterizing the nominal conditions at a measuring or control point |  |  |  |  | ITEM_CLASS | [5 empty] | 0112/2///61987#ABA003 - Operating LOP for flow measuring equipment |  |  | false | Standard |  | IEC 61987 | IEC | 2022-12-09 | 2017-12-07 | 2022-12-09 | 2022-12-09 |  | IEC/SC 65E | C00112 |  | 0112/2///61987#ABV501 | https://cdd.iec.ch/CDD/IEC61987/iec61987.nsf/Classes/0112-2---61987%23ABC459 | https://cdd.iec.ch/cdd/iec61987/iec61987.nsf/PropertiesAllVersions/0112-2---61987%23ABB087,https://cdd.iec.ch/cdd/iec61987/iec61987.nsf/PropertiesAllVersions/0112-2---61987%23ABD395,https://cdd.iec.ch/cdd/iec61987/iec61987.nsf/PropertiesAllVersions/0112-2---61987%23ABD393,https://cdd.iec.ch/cdd/iec61987/iec61987.nsf/PropertiesAllVersions/0112-2---61987%23ABD394,https://cdd.iec.ch/cdd/iec61987/iec61987.nsf/PropertiesAllVersions/0112-2---61987%23ABC937,https://cdd.iec.ch/cdd/iec61987/iec61987.nsf/PropertiesAllVersions/0112-2---61987%23ABC858,https://cdd.iec.ch/cdd/iec61987/iec61987.nsf/PropertiesAllVersions/0112-2---61987%23ABD170,https://cdd.iec.ch/cdd/iec61987/iec61987.nsf/PropertiesAllVersions/0112-2---61987%23ABD162 | 0112-2---61987#ABB087,0112-2---61987#ABD395,0112-2---61987#ABD393,0112-2---61987#ABD394,0112-2---61987#ABC937,0112-2---61987#ABC858,0112-2---61987#ABD170,0112-2---61987#ABD162
0112/2///61987#ABC586 | 001 | 02 | 0112/2///61987#ABC586#001 | Safety related properties for passive behaviour |  |  |  | properties characterizing the safety related parameters of a loop-powered, intrinsically safe input or output circuit |  |  |  |  | ITEM_CLASS | [5 empty] | 0112/2///61987#ABC235 - Explosion protection parameters for intrinsic safety0112/2///61987#ABC237 - Explosion protection parameters for intrinsic safety (passive) |  |  |  | Standard |  |  |  | 2018-03-28 | 2013-08-27 | 2013-08-27 | 2014-06-18 |  | SC65E – IEC 61987 | C00004 |  | 0112/2///61987#ABV501 | https://cdd.iec.ch/CDD/IEC61987/iec61987.nsf/Classes/0112-2---61987%23ABC586 | https://cdd.iec.ch/cdd/iec61987/iec61987.nsf/PropertiesAllVersions/0112-2---61987%23ABA981,https://cdd.iec.ch/cdd/iec61987/iec61987.nsf/PropertiesAllVersions/0112-2---61987%23ABA982,https://cdd.iec.ch/cdd/iec61987/iec61987.nsf/PropertiesAllVersions/0112-2---61987%23ABA983,https://cdd.iec.ch/cdd/iec61987/iec61987.nsf/PropertiesAllVersions/0112-2---61987%23ABA984,https://cdd.iec.ch/cdd/iec61987/iec61987.nsf/PropertiesAllVersions/0112-2---61987%23ABA985 | 0112-2---61987#ABA981,0112-2---61987#ABA982,0112-2---61987#ABA983,0112-2---61987#ABA984,0112-2---61987#ABA985
0112/2///61987#ABE600 | 001 | 01 | 0112/2///61987#ABE600#001 | Structural design [limit switch] |  |  |  | properties characterizing the constructional details of a device |  |  |  |  | ITEM_CLASS | [5 empty] | 0112/2///61987#ABE599 - Mechanical and electrical construction [limit switch] |  |  |  | Standard |  | IEC 61987 | IEC | 2018-03-28 | 2014-07-25 | 2018-03-20 | 2018-03-20 |  | SC65E – IEC 61987 | C00016 | 001-01 (2018-03-28 07:26:03 by BATCH 00000762) standard | 0112/2///61987#ABV501 | https://cdd.iec.ch/CDD/IEC61987/iec61987.nsf/Classes/0112-2---61987%23ABE600 | https://cdd.iec.ch/cdd/iec61987/iec61987.nsf/PropertiesAllVersions/0112-2---61987%23ABE520,https://cdd.iec.ch/cdd/iec61987/iec61987.nsf/PropertiesAllVersions/0112-2---61987%23ABA177,https://cdd.iec.ch/cdd/iec61987/iec61987.nsf/PropertiesAllVersions/0112-2---61987%23ABE296 | 0112-2---61987#ABE520,0112-2---61987#ABA177,0112-2---61987#ABE296
0112/2///61987#ABG235 | 001 | 01 | 0112/2///61987#ABG235#001 | Reference conditions of the device [6] |  |  |  | properties characterizing the reference conditions under which the performance of a device was tested |  |  |  |  | ITEM_CLASS | [5 empty] | 0112/2///61987#ABG223 - Performance [20] |  |  |  | Standard |  | IEC 61987 | IEC | 2018-03-28 | 2014-12-17 | 2018-03-20 | 2018-03-20 |  | SC65E – IEC 61987 | C00018 | 001-01 (2018-03-28 07:26:08 by BATCH 00000762) standard | 0112/2///61987#ABV501 | https://cdd.iec.ch/CDD/IEC61987/iec61987.nsf/Classes/0112-2---61987%23ABG235 | https://cdd.iec.ch/cdd/iec61987/iec61987.nsf/PropertiesAllVersions/0112-2---61987%23ABD193,https://cdd.iec.ch/cdd/iec61987/iec61987.nsf/PropertiesAllVersions/0112-2---61987%23ABG801 | 0112-2---61987#ABD193,0112-2---61987#ABG801
0112/2///61987#ABI489 | 001 | 01 | 0112/2///61987#ABI489#001 | Decommissioning requirement |  |  |  | properties characterizing a decommissioning requirement |  |  |  |  | ITEM_CLASS | [5 empty] | 0112/2///61987#ABI569 - Decommissioning and disposal |  |  |  | Standard |  |  |  | 2019-03-08 | 2017-12-07 | 2019-03-08 | 2019-03-08 |  | SC65E – IEC 61987 | C00018 | 001-01 (2019-03-08 15:35:13 by BATCH 00000766) standard | 0112/2///61987#ABV501 | https://cdd.iec.ch/CDD/IEC61987/iec61987.nsf/Classes/0112-2---61987%23ABI489 | https://cdd.iec.ch/cdd/iec61987/iec61987.nsf/PropertiesAllVersions/0112-2---61987%23ABI523,https://cdd.iec.ch/cdd/iec61987/iec61987.nsf/PropertiesAllVersions/0112-2---61987%23ABI524 | 0112-2---61987#ABI523,0112-2---61987#ABI524
0112/2///61987#ABA858 | 002 | 01 | 0112/2///61987#ABA858#002 | Bypass/measuring chamber |  |  |  | fitting comprising a chamber that creates an environment where a liquid level is measured |  |  |  |  | ITEM_CLASS | [9 empty] | Standard |  |  |  | 2018-03-28 | 2013-08-27 | 2018-03-20 | 2018-03-20 |  | SC65E – IEC 61987 | C00018 |  | 0112/2///61987#ABA856 | https://cdd.iec.ch/CDD/IEC61987/iec61987.nsf/Classes/0112-2---61987%23ABA858 | https://cdd.iec.ch/cdd/iec61987/iec61987.nsf/PropertiesAllVersions/0112-2---61987%23ABF873 | 0112-2---61987#ABF873
0112/2///61987#ABD346 | 001 | 01 | 0112/2///61987#ABD346#001 | Diaphragm/pinch valve |  |  |  | valve with linear motion in which the fluid flow passage through the valve is changed by deformation of a flexible closure member |  |  | IEC 60534-1 |  | ITEM_CLASS |  |  |  |  | 0112/2///61987#ABU515 - reference to Operating LOP for valve body assembly and process pressure regulator |  |  |  |  | Standard |  |  |  | 2018-03-28 | 2013-09-02 | 2016-05-02 | 2016-05-02 |  | SC65E – IEC 61987 | C00019 | 001-01 (2018-03-28 07:25:59 by BATCH 00000762) standard | 0112/2///61987#ABD343 | https://cdd.iec.ch/CDD/IEC61987/iec61987.nsf/Classes/0112-2---61987%23ABD346 | https://cdd.iec.ch/cdd/iec61987/iec61987.nsf/PropertiesAllVersions/0112-2---61987%23ABU518 | 0112-2---61987#ABU518
0112/2///61987#ABE026 | 001 | 02 | 0112/2///61987#ABE026#001 | Structural design of a ball valve |  |  |  | properties characterizing the constructional details of a ball valve |  |  |  |  | ITEM_CLASS | [5 empty] | 0112/2///61987#ABE022 - Structural design [ball valve] |  |  |  | Standard |  |  |  | 2018-03-28 | 2013-09-02 | 2013-09-02 | 2014-06-18 |  | SC65E – IEC 61987 | C00018 |  | 0112/2///61987#ABV501 | https://cdd.iec.ch/CDD/IEC61987/iec61987.nsf/Classes/0112-2---61987%23ABE026 | https://cdd.iec.ch/cdd/iec61987/iec61987.nsf/PropertiesAllVersions/0112-2---61987%23ABD743,https://cdd.iec.ch/cdd/iec61987/iec61987.nsf/PropertiesAllVersions/0112-2---61987%23ABD718,https://cdd.iec.ch/cdd/iec61987/iec61987.nsf/PropertiesAllVersions/0112-2---61987%23ABD671,https://cdd.iec.ch/cdd/iec61987/iec61987.nsf/PropertiesAllVersions/0112-2---61987%23ABE209,https://cdd.iec.ch/cdd/iec61987/iec61987.nsf/PropertiesAllVersions/0112-2---61987%23ABD674,https://cdd.iec.ch/cdd/iec61987/iec61987.nsf/PropertiesAllVersions/0112-2---61987%23ABE174,https://cdd.iec.ch/cdd/iec61987/iec61987.nsf/PropertiesAllVersions/0112-2---61987%23ABE181,https://cdd.iec.ch/cdd/iec61987/iec61987.nsf/PropertiesAllVersions/0112-2---61987%23ABD647,https://cdd.iec.ch/cdd/iec61987/iec61987.nsf/PropertiesAllVersions/0112-2---61987%23ABE166,https://cdd.iec.ch/cdd/iec61987/iec61987.nsf/PropertiesAllVersions/0112-2---61987%23ABE266,https://cdd.iec.ch/cdd/iec61987/iec61987.nsf/PropertiesAllVersions/0112-2---61987%23ABE182,https://cdd.iec.ch/cdd/iec61987/iec61987.nsf/PropertiesAllVersions/0112-2---61987%23ABE165,https://cdd.iec.ch/cdd/iec61987/iec61987.nsf/PropertiesAllVersions/0112-2---61987%23ABD711,https://cdd.iec.ch/cdd/iec61987/iec61987.nsf/PropertiesAllVersions/0112-2---61987%23ABD749 | 0112-2---61987#ABD671,0112-2---61987#ABE209,0112-2---61987#ABE181,0112-2---61987#ABD711,0112-2---61987#ABD743,0112-2---61987#ABD647,0112-2---61987#ABE166,0112-2---61987#ABE266,0112-2---61987#ABD674,0112-2---61987#ABE174,0112-2---61987#ABE182,0112-2---61987#ABE165,0112-2---61987#ABD749,0112-2---61987#ABD718
0112/2///61987#ABA738 | 002 | 01 | 0112/2///61987#ABA738#002 | Bimetallic temperature switch |  |  |  | temperature switch that uses the deflection of a bimetallic strip to detect a temperature regime |  |  |  |  | ITEM_CLASS | [9 empty] | Standard |  |  |  | 2018-03-28 | 2013-08-27 | 2016-05-24 | 2016-05-24 |  | SC65E – IEC 61987 | C00004 |  | 0112/2///61987#ABA737 | https://cdd.iec.ch/CDD/IEC61987/iec61987.nsf/Classes/0112-2---61987%23ABA738
0112/2///61987#ABC075 | 001 | 02 | 0112/2///61987#ABC075#001 | Accuracy for a subrange of other variable |  |  |  | properties characterizing the accuracy of an other variable measurement, for a subrange of ideal span |  |  |  |  | ITEM_CLASS | [5 empty] | 0112/2///61987#ABC063 - Absolute performance for other variable |  |  |  | Standard |  |  |  | 2018-03-28 | 2013-08-27 | 2013-08-27 | 2014-06-18 |  | SC65E – IEC 61987 | C00004 |  | 0112/2///61987#ABV501 | https://cdd.iec.ch/CDD/IEC61987/iec61987.nsf/Classes/0112-2---61987%23ABC075 | https://cdd.iec.ch/cdd/iec61987/iec61987.nsf/PropertiesAllVersions/0112-2---61987%23ABB789,https://cdd.iec.ch/cdd/iec61987/iec61987.nsf/PropertiesAllVersions/0112-2---61987%23ABB790,https://cdd.iec.ch/cdd/iec61987/iec61987.nsf/PropertiesAllVersions/0112-2---61987%23ABB791,https://cdd.iec.ch/cdd/iec61987/iec61987.nsf/PropertiesAllVersions/0112-2---61987%23ABB580,https://cdd.iec.ch/cdd/iec61987/iec61987.nsf/PropertiesAllVersions/0112-2---61987%23ABB788,https://cdd.iec.ch/cdd/iec61987/iec61987.nsf/PropertiesAllVersions/0112-2---61987%23ABB792,https://cdd.iec.ch/cdd/iec61987/iec61987.nsf/PropertiesAllVersions/0112-2---61987%23ABB787 | 0112-2---61987#ABB787,0112-2---61987#ABB789,0112-2---61987#ABB790,0112-2---61987#ABB791,0112-2---61987#ABB580,0112-2---61987#ABB788,0112-2---61987#ABB792
0112/2///61987#ABD824 | 002 | 01 | 0112/2///61987#ABD824#002 | Installation conditions [6] |  |  |  | properties characterizing the installation conditions necessary to obtain the specified performance of the device |  |  |  |  | ITEM_CLASS | [5 empty] | - |  |  | false | Standard |  | IEC 61987 | IEC | 2022-12-09 | 2017-12-07 | 2022-12-09 | 2022-12-09 |  | IEC/SC 65E | C00112 |  | 0112/2///61987#ABV501 | https://cdd.iec.ch/CDD/IEC61987/iec61987.nsf/Classes/0112-2---61987%23ABD824 | https://cdd.iec.ch/cdd/iec61987/iec61987.nsf/PropertiesAllVersions/0112-2---61987%23ABD506,https://cdd.iec.ch/cdd/iec61987/iec61987.nsf/PropertiesAllVersions/0112-2---61987%23ABD228 | 0112-2---61987#ABD506,0112-2---61987#ABD228
0112/2///61987#ABE365 | 002 | 01 | 0112/2///61987#ABE365#002 | Accuracy expressed as a percentage [3] |  |  |  | properties characterizing the accuracy of a measured value or a signal expressed as a percentage of reading, span or full range etc. |  |  |  |  | ITEM_CLASS | [5 empty] | 0112/2///61987#ABD970 - Percentage performance [2] |  |  | false | Standard |  | IEC 61987 | IEC | 2022-12-09 | 2017-12-07 | 2022-12-09 | 2022-12-09 |  | IEC/SC 65E | C00112 |  | 0112/2///61987#ABV501 | https://cdd.iec.ch/CDD/IEC61987/iec61987.nsf/Classes/0112-2---61987%23ABE365 | https://cdd.iec.ch/cdd/iec61987/iec61987.nsf/PropertiesAllVersions/0112-2---61987%23ABD459,https://cdd.iec.ch/cdd/iec61987/iec61987.nsf/PropertiesAllVersions/0112-2---61987%23ABD460,https://cdd.iec.ch/cdd/iec61987/iec61987.nsf/PropertiesAllVersions/0112-2---61987%23ABD535,https://cdd.iec.ch/cdd/iec61987/iec61987.nsf/PropertiesAllVersions/0112-2---61987%23ABB652,https://cdd.iec.ch/cdd/iec61987/iec61987.nsf/PropertiesAllVersions/0112-2---61987%23ABB005,https://cdd.iec.ch/cdd/iec61987/iec61987.nsf/PropertiesAllVersions/0112-2---61987%23ABB653,https://cdd.iec.ch/cdd/iec61987/iec61987.nsf/PropertiesAllVersions/0112-2---61987%23ABB654,https://cdd.iec.ch/cdd/iec61987/iec61987.nsf/PropertiesAllVersions/0112-2---61987%23ABB655,https://cdd.iec.ch/cdd/iec61987/iec61987.nsf/PropertiesAllVersions/0112-2---61987%23ABB656,https://cdd.iec.ch/cdd/iec61987/iec61987.nsf/PropertiesAllVersions/0112-2---61987%23ABA568,https://cdd.iec.ch/cdd/iec61987/iec61987.nsf/PropertiesAllVersions/0112-2---61987%23ABB779,https://cdd.iec.ch/cdd/iec61987/iec61987.nsf/PropertiesAllVersions/0112-2---61987%23ABB657,https://cdd.iec.ch/cdd/iec61987/iec61987.nsf/PropertiesAllVersions/0112-2---61987%23ABC707,https://cdd.iec.ch/cdd/iec61987/iec61987.nsf/PropertiesAllVersions/0112-2---61987%23ABB801,https://cdd.iec.ch/cdd/iec61987/iec61987.nsf/PropertiesAllVersions/0112-2---61987%23ABB802,https://cdd.iec.ch/cdd/iec61987/iec61987.nsf/PropertiesAllVersions/0112-2---61987%23ABB803,https://cdd.iec.ch/cdd/iec61987/iec61987.nsf/PropertiesAllVersions/0112-2---61987%23ABB804,https://cdd.iec.ch/cdd/iec61987/iec61987.nsf/PropertiesAllVersions/0112-2---61987%23ABB805,https://cdd.iec.ch/cdd/iec61987/iec61987.nsf/PropertiesAllVersions/0112-2---61987%23ABB806,https://cdd.iec.ch/cdd/iec61987/iec61987.nsf/PropertiesAllVersions/0112-2---61987%23ABB846,https://cdd.iec.ch/cdd/iec61987/iec61987.nsf/PropertiesAllVersions/0112-2---61987%23ABB661,https://cdd.iec.ch/cdd/iec61987/iec61987.nsf/PropertiesAllVersions/0112-2---61987%23ABB662,https://cdd.iec.ch/cdd/iec61987/iec61987.nsf/PropertiesAllVersions/0112-2---61987%23ABB663,https://cdd.iec.ch/cdd/iec61987/iec61987.nsf/PropertiesAllVersions/0112-2---61987%23ABB519,https://cdd.iec.ch/cdd/iec61987/iec61987.nsf/PropertiesAllVersions/0112-2---61987%23ABB774,https://cdd.iec.ch/cdd/iec61987/iec61987.nsf/PropertiesAllVersions/0112-2---61987%23ABB847,https://cdd.iec.ch/cdd/iec61987/iec61987.nsf/PropertiesAllVersions/0112-2---61987%23ABE134 | 0112-2---61987#ABB653,0112-2---61987#ABB779,0112-2---61987#ABB846,0112-2---61987#ABB663,0112-2---61987#ABD535,0112-2---61987#ABB655,0112-2---61987#ABC707,0112-2---61987#ABE134,0112-2---61987#ABB657,0112-2---61987#ABB802,0112-2---61987#ABB805,0112-2---61987#ABD459,0112-2---61987#ABB005,0112-2---61987#ABB656,0112-2---61987#ABA568,0112-2---61987#ABB661,0112-2---61987#ABB662,0112-2---61987#ABB519,0112-2---61987#ABB847,0112-2---61987#ABB654,0112-2---61987#ABB803,0112-2---61987#ABB806,0112-2---61987#ABD460,0112-2---61987#ABB801,0112-2---61987#ABB652,0112-2---61987#ABB804,0112-2---61987#ABB774
0112/2///61987#ABG232 | 001 | 01 | 0112/2///61987#ABG232#001 | Performance [29] |  |  |  | properties characterizing the performance of the device with regard to measurement accuracy and dynamic behaviour |  |  | from IEC 61987-1, 5.6 |  | ITEM_CLASS | [5 empty] | 0112/2///61987#ABF858 - Device LOP for buoyancy density transmitter0112/2///61987#ABF859 - Device LOP for refractive index density transmitter0112/2///61987#ABF860 - Device LOP for vibrating tube density transmitter0112/2///61987#ABF861 - Device LOP for radiometric density transmitter0112/2///61987#ABF862 - Device LOP for vibrating fork/rod density transmitter0112/2///61987#ABF863 - Device LOP for ultrasonic density transmitter0112/2///61987#ABF864 - Device LOP for microwave density transmitter0112/2///61987#ABF865 - Device LOP for density transmitter |  |  |  | Standard |  | IEC 61987 | IEC | 2018-03-28 | 2014-12-17 | 2018-03-20 | 2018-03-20 |  | SC65E – IEC 61987 | C00017 | 001-01 (2018-03-28 07:26:08 by BATCH 00000762) standard | 0112/2///61987#ABV501 | https://cdd.iec.ch/CDD/IEC61987/iec61987.nsf/Classes/0112-2---61987%23ABG232 | https://cdd.iec.ch/cdd/iec61987/iec61987.nsf/PropertiesAllVersions/0112-2---61987%23ABG797,https://cdd.iec.ch/cdd/iec61987/iec61987.nsf/PropertiesAllVersions/0112-2---61987%23ABB636,https://cdd.iec.ch/cdd/iec61987/iec61987.nsf/PropertiesAllVersions/0112-2---61987%23ABG819,https://cdd.iec.ch/cdd/iec61987/iec61987.nsf/PropertiesAllVersions/0112-2---61987%23ABD131 | 0112-2---61987#ABB636,0112-2---61987#ABG819,0112-2---61987#ABD131,0112-2---61987#ABG797
0112/2///61987#ABG267 | 001 | 01 | 0112/2///61987#ABG267#001 | Reference conditions for the performance variable [6] |  |  |  | properties characterizing the reference conditions under which the performance of a device was tested |  |  |  |  | ITEM_CLASS | [5 empty] | 0112/2///61987#ABG264 - Performance variable [24] |  |  |  | Standard |  | IEC 61987 | IEC | 2018-03-28 | 2014-12-17 | 2018-03-20 | 2018-03-20 |  | SC65E – IEC 61987 | C00018 | 001-01 (2018-03-28 07:26:08 by BATCH 00000762) standard | 0112/2///61987#ABV501 | https://cdd.iec.ch/CDD/IEC61987/iec61987.nsf/Classes/0112-2---61987%23ABG267 | https://cdd.iec.ch/cdd/iec61987/iec61987.nsf/PropertiesAllVersions/0112-2---61987%23ABD193,https://cdd.iec.ch/cdd/iec61987/iec61987.nsf/PropertiesAllVersions/0112-2---61987%23ABG801 | 0112-2---61987#ABG801,0112-2---61987#ABD193
0112/2///61987#ABA718 | 002 | 01 | 0112/2///61987#ABA718#002 | Vibrating fork level switch |  |  |  | vibration level switch that uses a bifurcated sensing element |  |  |  |  | ITEM_CLASS |  |  |  |  | 0112/2///61987#ABF880 - reference to Device LOP for vibrating level switch0112/2///61987#ABF910 - reference to Operating LOP for level measuring equipment |  |  |  |  | Standard |  |  |  | 2018-03-28 | 2013-08-27 | 2016-05-24 | 2016-05-24 |  | SC65E – IEC 61987 | C00004 |  | 0112/2///61987#ABA717 | https://cdd.iec.ch/CDD/IEC61987/iec61987.nsf/Classes/0112-2---61987%23ABA718 |  | 0112-2---61987#ABF880
0112/2///61987#ABI413 | 001 | 01 | 0112/2///61987#ABI413#001 | Packaging and transportation |  |  |  | properties characterizing the packing and transportation (shipping) of a product |  |  |  |  | ITEM_CLASS | [9 empty] | Standard |  |  |  | 2019-03-08 | 2017-12-07 | 2019-03-08 | 2019-03-08 |  | SC65E – IEC 61987 | C0004 | 001-01 (2019-03-08 15:35:13 by BATCH 00000766) standard | 0112/2///61987#ABH525 | https://cdd.iec.ch/CDD/IEC61987/iec61987.nsf/Classes/0112-2---61987%23ABI413 | https://cdd.iec.ch/cdd/iec61987/iec61987.nsf/PropertiesAllVersions/0112-2---61987%23ABI445,https://cdd.iec.ch/cdd/iec61987/iec61987.nsf/PropertiesAllVersions/0112-2---61987%23ABI420,https://cdd.iec.ch/cdd/iec61987/iec61987.nsf/PropertiesAllVersions/0112-2---61987%23ABI448,https://cdd.iec.ch/cdd/iec61987/iec61987.nsf/PropertiesAllVersions/0112-2---61987%23ABI419,https://cdd.iec.ch/cdd/iec61987/iec61987.nsf/PropertiesAllVersions/0112-2---61987%23ABI447,https://cdd.iec.ch/cdd/iec61987/iec61987.nsf/PropertiesAllVersions/0112-2---61987%23ABI418,https://cdd.iec.ch/cdd/iec61987/iec61987.nsf/PropertiesAllVersions/0112-2---61987%23ABI446,https://cdd.iec.ch/cdd/iec61987/iec61987.nsf/PropertiesAllVersions/0112-2---61987%23ABH812,https://cdd.iec.ch/cdd/iec61987/iec61987.nsf/PropertiesAllVersions/0112-2---61987%23ABH832,https://cdd.iec.ch/cdd/iec61987/iec61987.nsf/PropertiesAllVersions/0112-2---61987%23ABI443,https://cdd.iec.ch/cdd/iec61987/iec61987.nsf/PropertiesAllVersions/0112-2---61987%23ABI442,https://cdd.iec.ch/cdd/iec61987/iec61987.nsf/PropertiesAllVersions/0112-2---61987%23ABJ603,https://cdd.iec.ch/cdd/iec61987/iec61987.nsf/PropertiesAllVersions/0112-2---61987%23ABI440,https://cdd.iec.ch/cdd/iec61987/iec61987.nsf/PropertiesAllVersions/0112-2---61987%23ABH829,https://cdd.iec.ch/cdd/iec61987/iec61987.nsf/PropertiesAllVersions/0112-2---61987%23ABH810,https://cdd.iec.ch/cdd/iec61987/iec61987.nsf/PropertiesAllVersions/0112-2---61987%23ABI424,https://cdd.iec.ch/cdd/iec61987/iec61987.nsf/PropertiesAllVersions/0112-2---61987%23ABI425,https://cdd.iec.ch/cdd/iec61987/iec61987.nsf/PropertiesAllVersions/0112-2---61987%23ABI426,https://cdd.iec.ch/cdd/iec61987/iec61987.nsf/PropertiesAllVersions/0112-2---61987%23ABI427,https://cdd.iec.ch/cdd/iec61987/iec61987.nsf/PropertiesAllVersions/0112-2---61987%23ABI428,https://cdd.iec.ch/cdd/iec61987/iec61987.nsf/PropertiesAllVersions/0112-2---61987%23ABI429 | 0112-2---61987#ABH829,0112-2---61987#ABI426,0112-2---61987#ABI445,0112-2---61987#ABI448,0112-2---61987#ABI419,0112-2---61987#ABI418,0112-2---61987#ABI420,0112-2---61987#ABI442,0112-2---61987#ABJ603,0112-2---61987#ABI428,0112-2---61987#ABI443,0112-2---61987#ABI440,0112-2---61987#ABI429,0112-2---61987#ABH810,0112-2---61987#ABI424,0112-2---61987#ABI425,0112-2---61987#ABI427,0112-2---61987#ABI447,0112-2---61987#ABI446,0112-2---61987#ABH812,0112-2---61987#ABH832
0112/2///61987#ABA007 | 002 | 01 | 0112/2///61987#ABA007#002 | Device LOP for swirl flow transmitter |  |  |  | list of properties characterizing a swirl flow transmitter |  |  |  |  | ITEM_CLASS | [5 empty] | 0112/2///61987#ABA800 - Swirl flow transmitter |  |  |  | Standard |  |  |  | 2018-03-28 | 2013-09-27 | 2016-05-24 | 2016-05-24 |  | SC65E – IEC 61987 | C00004 |  | 0112/2///61987#ABV504 | https://cdd.iec.ch/CDD/IEC61987/iec61987.nsf/Classes/0112-2---61987%23ABA007 | https://cdd.iec.ch/cdd/iec61987/iec61987.nsf/PropertiesAllVersions/0112-2---61987%23ABC899,https://cdd.iec.ch/cdd/iec61987/iec61987.nsf/PropertiesAllVersions/0112-2---61987%23ABC730,https://cdd.iec.ch/cdd/iec61987/iec61987.nsf/PropertiesAllVersions/0112-2---61987%23ABC885,https://cdd.iec.ch/cdd/iec61987/iec61987.nsf/PropertiesAllVersions/0112-2---61987%23ABC922,https://cdd.iec.ch/cdd/iec61987/iec61987.nsf/PropertiesAllVersions/0112-2---61987%23ABB206,https://cdd.iec.ch/cdd/iec61987/iec61987.nsf/PropertiesAllVersions/0112-2---61987%23ABD108,https://cdd.iec.ch/cdd/iec61987/iec61987.nsf/PropertiesAllVersions/0112-2---61987%23ABC830,https://cdd.iec.ch/cdd/iec61987/iec61987.nsf/PropertiesAllVersions/0112-2---61987%23ABD123,https://cdd.iec.ch/cdd/iec61987/iec61987.nsf/PropertiesAllVersions/0112-2---61987%23ABD187,https://cdd.iec.ch/cdd/iec61987/iec61987.nsf/PropertiesAllVersions/0112-2---61987%23ABD054,https://cdd.iec.ch/cdd/iec61987/iec61987.nsf/PropertiesAllVersions/0112-2---61987%23ABD088,https://cdd.iec.ch/cdd/iec61987/iec61987.nsf/PropertiesAllVersions/0112-2---61987%23ABD153,https://cdd.iec.ch/cdd/iec61987/iec61987.nsf/PropertiesAllVersions/0112-2---61987%23ABC786,https://cdd.iec.ch/cdd/iec61987/iec61987.nsf/PropertiesAllVersions/0112-2---61987%23ABC795,https://cdd.iec.ch/cdd/iec61987/iec61987.nsf/PropertiesAllVersions/0112-2---61987%23ABA293,https://cdd.iec.ch/cdd/iec61987/iec61987.nsf/PropertiesAllVersions/0112-2---61987%23ABC710 | 0112-2---61987#ABD108,0112-2---61987#ABC830,0112-2---61987#ABD088,0112-2---61987#ABC730,0112-2---61987#ABC922,0112-2---61987#ABD054,0112-2---61987#ABA293,0112-2---61987#ABC899,0112-2---61987#ABD187,0112-2---61987#ABC795,0112-2---61987#ABB206,0112-2---61987#ABD123,0112-2---61987#ABD153,0112-2---61987#ABC786,0112-2---61987#ABC710,0112-2---61987#ABC885
0112/2///61987#ABC076 | 001 | 02 | 0112/2///61987#ABC076#001 | Accuracy for a subrange of pressure |  |  |  | properties characterizing the accuracy of a pressure measurement for a subrange of ideal span |  |  |  |  | ITEM_CLASS | [5 empty] | 0112/2///61987#ABC064 - Absolute performance for pressure |  |  |  | Standard |  |  |  | 2018-03-28 | 2013-08-27 | 2013-08-27 | 2014-06-18 |  | SC65E – IEC 61987 | C00004 |  | 0112/2///61987#ABV501 | https://cdd.iec.ch/CDD/IEC61987/iec61987.nsf/Classes/0112-2---61987%23ABC076 | https://cdd.iec.ch/cdd/iec61987/iec61987.nsf/PropertiesAllVersions/0112-2---61987%23ABB207,https://cdd.iec.ch/cdd/iec61987/iec61987.nsf/PropertiesAllVersions/0112-2---61987%23ABB208,https://cdd.iec.ch/cdd/iec61987/iec61987.nsf/PropertiesAllVersions/0112-2---61987%23ABB209,https://cdd.iec.ch/cdd/iec61987/iec61987.nsf/PropertiesAllVersions/0112-2---61987%23ABB210,https://cdd.iec.ch/cdd/iec61987/iec61987.nsf/PropertiesAllVersions/0112-2---61987%23ABB744 | 0112-2---61987#ABB207,0112-2---61987#ABB208,0112-2---61987#ABB209,0112-2---61987#ABB210,0112-2---61987#ABB744
0112/2///61987#ABE594 | 002 | 01 | 0112/2///61987#ABE594#002 | Limiting process conditions [6] |  |  |  | properties characterizing extreme values which an process quantity can assume without damaging the device |  |  |  |  | ITEM_CLASS | [5 empty] | 0112/2///61987#ABE593 - Process design ratings [6] |  |  | false | Standard |  | IEC 61987 | IEC | 2022-12-09 | 2017-12-07 | 2022-12-09 | 2022-12-09 |  | IEC/SC 65E | C00112 |  | 0112/2///61987#ABV501 | https://cdd.iec.ch/CDD/IEC61987/iec61987.nsf/Classes/0112-2---61987%23ABE594 | https://cdd.iec.ch/cdd/iec61987/iec61987.nsf/PropertiesAllVersions/0112-2---61987%23ABB998 | 0112-2---61987#ABB998
0112/2///61987#ABE878 | 001 | 01 | 0112/2///61987#ABE878#001 | Assigned degree of filling range |  |  |  | properties characterizing a range configured for degree of filling |  | Polymorphic element: ABE878, Id: 5 |  |  | ITEM_CLASS | [5 empty] | 0112/2///61987#ABG089 - Assigned variable [9]0112/2///61987#ABG091 - Assigned variable [11]0112/2///61987#ABG097 - Assigned variable [17]0112/2///61987#ABH044 - Assigned variable [22]0112/2///61987#ABV037 - Assigned variable [18]0112/2///61987#ABV039 - Assigned variable [8] |  |  |  | Standard |  | IEC 61987 | IEC | 2018-03-28 | 2018-03-28 | 2018-03-28 | 2018-03-28 |  | SC65E – IEC 61987 | C00018 | 001-01 (2018-03-28 07:26:04 by BATCH 00000762) standard | 0112/2///61987#ABV501 | https://cdd.iec.ch/CDD/IEC61987/iec61987.nsf/Classes/0112-2---61987%23ABE878 | https://cdd.iec.ch/cdd/iec61987/iec61987.nsf/PropertiesAllVersions/0112-2---61987%23ABE879,https://cdd.iec.ch/cdd/iec61987/iec61987.nsf/PropertiesAllVersions/0112-2---61987%23ABE880,https://cdd.iec.ch/cdd/iec61987/iec61987.nsf/PropertiesAllVersions/0112-2---61987%23ABE911,https://cdd.iec.ch/cdd/iec61987/iec61987.nsf/PropertiesAllVersions/0112-2---61987%23ABE912 | 0112-2---61987#ABE879,0112-2---61987#ABE880,0112-2---61987#ABE911,0112-2---61987#ABE912
0112/2///61987#ABF464 | 001 | 01 | 0112/2///61987#ABF464#001 | Capsule of nuclear source |  |  |  | properties characterizing the nuclear source capsule of a nuclear level transmitter or switch |  |  |  |  | ITEM_CLASS | [5 empty] | 0112/2///61987#ABF463 - Nuclear source |  |  |  | Standard |  | IEC 61987 | IEC | 2018-03-28 | 2018-03-28 | 2018-03-28 | 2018-03-28 |  | SC65E – IEC 61987 | C00018 | 001-01 (2018-03-28 07:26:06 by BATCH 00000762) standard | 0112/2///61987#ABV501 | https://cdd.iec.ch/CDD/IEC61987/iec61987.nsf/Classes/0112-2---61987%23ABF464 | https://cdd.iec.ch/cdd/iec61987/iec61987.nsf/PropertiesAllVersions/0112-2---61987%23ABF477,https://cdd.iec.ch/cdd/iec61987/iec61987.nsf/PropertiesAllVersions/0112-2---61987%23ABF478,https://cdd.iec.ch/cdd/iec61987/iec61987.nsf/PropertiesAllVersions/0112-2---61987%23ABF479,https://cdd.iec.ch/cdd/iec61987/iec61987.nsf/PropertiesAllVersions/0112-2---61987%23ABB952,https://cdd.iec.ch/cdd/iec61987/iec61987.nsf/PropertiesAllVersions/0112-2---61987%23ABA640 | 0112-2---61987#ABF477,0112-2---61987#ABF478,0112-2---61987#ABF479,0112-2---61987#ABB952,0112-2---61987#ABA640
0112/2///61987#ABP076 | 001 | 01 | 0112/2///61987#ABP076#001 | Touch current |  |  |  | properties characterizing the electric current passing through a human body or through livestock when it touches one or more accessible parts of an installation or of equipment |  |  | IEV 195-05-21, 826-11-12 |  | ITEM_CLASS | [5 empty] | 0112/2///61987#ABP044 - Input [I/O module] |  |  | false | Standard |  | IEC 61987 | IEC | 2023-01-23 | 2023-01-23 | 2023-01-23 | 2023-01-23 |  | IEC/SC 65E | C00128 | 001-01 (2023-01-23 14:53:33 by BATCH 00000807) standard | 0112/2///61987#ABV501 | https://cdd.iec.ch/CDD/IEC61987/iec61987.nsf/Classes/0112-2---61987%23ABP076 | https://cdd.iec.ch/cdd/iec61987/iec61987.nsf/PropertiesAllVersions/0112-2---61987%23ABA969,https://cdd.iec.ch/cdd/iec61987/iec61987.nsf/PropertiesAllVersions/0112-2---61987%23ABP177,https://cdd.iec.ch/cdd/iec61987/iec61987.nsf/PropertiesAllVersions/0112-2---61987%23ABP130 | 0112-2---61987#ABA969,0112-2---61987#ABP177,0112-2---61987#ABP130
0112/2///61987#ABE578 | 001 | 01 | 0112/2///61987#ABE578#001 | Output [11] |  |  |  | properties characterizing the outputs provided by the device, the variables assigned to them and their electrical properties |  |  |  |  | ITEM_CLASS | [5 empty] | 0112/2///61987#ABE634 - Device LOP for I/P converter |  |  |  | Standard |  | IEC 61987 | IEC | 2018-03-28 | 2014-07-25 | 2016-05-02 | 2016-05-02 |  | SC65E – IEC 61987 | C00016 | 001-01 (2018-03-28 07:26:03 by BATCH 00000762) standard | 0112/2///61987#ABV501 | https://cdd.iec.ch/CDD/IEC61987/iec61987.nsf/Classes/0112-2---61987%23ABE578 | https://cdd.iec.ch/cdd/iec61987/iec61987.nsf/PropertiesAllVersions/0112-2---61987%23ABB271,https://cdd.iec.ch/cdd/iec61987/iec61987.nsf/PropertiesAllVersions/0112-2---61987%23ABA577,https://cdd.iec.ch/cdd/iec61987/iec61987.nsf/PropertiesAllVersions/0112-2---61987%23ABA342,https://cdd.iec.ch/cdd/iec61987/iec61987.nsf/PropertiesAllVersions/0112-2---61987%23ABU576 | 0112-2---61987#ABB271,0112-2---61987#ABA577,0112-2---61987#ABA342,0112-2---61987#ABU576
0112/2///61987#ABC190 | 005 | 02 | 0112/2///61987#ABC190#005 | Device group and category |  |  |  | properties characterizing parameters for the classification of dangerous substances based on their ability to cause an explosion and specific measures applied to electrical apparatus to avoid ignition of a surrounding atmosphere |  |  |  |  | ITEM_CLASS | [5 empty] | 0112/2///61987#ABC232 - Explosion protection design approval0112/2///61987#ABD868 - Explosion protection design approval [2] |  |  | false | Standard |  | IEC 61987 | IEC | 2023-01-23 | 2017-12-07 | 2017-12-07 | 2023-01-23 |  | IEC/SC 65E | C00128 |  | 0112/2///61987#ABV501 | https://cdd.iec.ch/CDD/IEC61987/iec61987.nsf/Classes/0112-2---61987%23ABC190 | https://cdd.iec.ch/cdd/iec61987/iec61987.nsf/PropertiesAllVersions/0112-2---61987%23ABA466,https://cdd.iec.ch/cdd/iec61987/iec61987.nsf/PropertiesAllVersions/0112-2---61987%23ABA467 | 0112-2---61987#ABA466,0112-2---61987#ABA467
0112/2///61987#ABC227 | 001 | 02 | 0112/2///61987#ABC227#001 | Process connection of pressure relief of secondary housing |  |  |  | properties characterizing the pressure relief facilities of a secondary housing |  |  |  |  | ITEM_CLASS | [5 empty] | 0112/2///61987#ABC588 - Secondary containment |  |  |  | Standard |  |  |  | 2018-03-28 | 2013-09-27 | 2013-09-27 | 2014-06-18 |  | SC65E – IEC 61987 | C00004 |  | 0112/2///61987#ABV501 | https://cdd.iec.ch/CDD/IEC61987/iec61987.nsf/Classes/0112-2---61987%23ABC227 | https://cdd.iec.ch/cdd/iec61987/iec61987.nsf/PropertiesAllVersions/0112-2---61987%23ABU164 | 0112-2---61987#ABU164
0112/2///61987#ABE575 | 001 | 01 | 0112/2///61987#ABE575#001 | Type of output [10] |  |  |  | administration block for polymorphism acting as proxy for the selected output type |  |  |  |  | ITEM_CLASS | [5 empty] | 0112/2///61987#ABE574 - Output [10] |  |  |  | Standard |  | IEC 61987 | IEC | 2018-03-28 | 2014-07-25 | 2018-03-20 | 2018-03-20 |  | SC65E – IEC 61987 | C00016 | 001-01 (2018-03-28 07:26:03 by BATCH 00000762) standard | 0112/2///61987#ABV501 | https://cdd.iec.ch/CDD/IEC61987/iec61987.nsf/Classes/0112-2---61987%23ABE575 | https://cdd.iec.ch/cdd/iec61987/iec61987.nsf/PropertiesAllVersions/0112-2---61987%23ABE493 | 0112-2---61987#ABE493
0112/2///61987#ABE598 | 002 | 01 | 0112/2///61987#ABE598#002 | Structural design of a position transmitter |  |  |  | properties characterizing the constructional details of position transmitter of an actuator |  |  |  |  | ITEM_CLASS | [5 empty] | 0112/2///61987#ABE023 - Structural design [positioner]0112/2///61987#ABE597 - Structural design [position transmitter] |  |  |  | Standard |  | IEC 61987 | IEC | 2018-03-28 | 2014-07-25 | 2018-03-20 | 2018-03-20 |  | SC65E – IEC 61987 | C00016 |  | 0112/2///61987#ABV501 | https://cdd.iec.ch/CDD/IEC61987/iec61987.nsf/Classes/0112-2---61987%23ABE598 | https://cdd.iec.ch/cdd/iec61987/iec61987.nsf/PropertiesAllVersions/0112-2---61987%23ABE517 | 0112-2---61987#ABE517
0112/2///61987#ABG203 | 002 | 01 | 0112/2///61987#ABG203#002 | Manufacturer-specific output [10] |  |  |  | properties characterizing a manufacturer-specific output |  | Polymorphic element: ABG203, Id: 2 |  |  | ITEM_CLASS | [5 empty] | 0112/2///61987#ABG144 - Type of output [14] |  |  | false | Standard |  | IEC 61987 | IEC | 2022-12-09 | 2017-12-07 | 2022-12-09 | 2022-12-09 |  | IEC/SC 65E | C00112 |  | 0112/2///61987#ABV501 | https://cdd.iec.ch/CDD/IEC61987/iec61987.nsf/Classes/0112-2---61987%23ABG203 | https://cdd.iec.ch/cdd/iec61987/iec61987.nsf/PropertiesAllVersions/0112-2---61987%23ABB631,https://cdd.iec.ch/cdd/iec61987/iec61987.nsf/PropertiesAllVersions/0112-2---61987%23ABV023,https://cdd.iec.ch/cdd/iec61987/iec61987.nsf/PropertiesAllVersions/0112-2---61987%23ABC965 | 0112-2---61987#ABB631,0112-2---61987#ABV023,0112-2---61987#ABC965
0112/2///61987#ABG378 | 001 | 01 | 0112/2///61987#ABG378#001 | Mechanical and electrical construction [vibrating level switch] |  |  |  | properties characterizing the constructional details of the device and its parts |  |  | IEC 61987-1, 5.8 |  | ITEM_CLASS | [5 empty] | 0112/2///61987#ABE732 - Device LOP for vibrating level switch |  |  |  | Standard |  | IEC 61987 | IEC | 2018-03-28 | 2014-12-17 | 2018-03-20 | 2018-03-20 |  | SC65E – IEC 61987 | C00018 | 001-01 (2018-03-28 07:26:09 by BATCH 00000762) standard | 0112/2///61987#ABV501 | https://cdd.iec.ch/CDD/IEC61987/iec61987.nsf/Classes/0112-2---61987%23ABG378 | https://cdd.iec.ch/cdd/iec61987/iec61987.nsf/PropertiesAllVersions/0112-2---61987%23ABD534,https://cdd.iec.ch/cdd/iec61987/iec61987.nsf/PropertiesAllVersions/0112-2---61987%23ABG983,https://cdd.iec.ch/cdd/iec61987/iec61987.nsf/PropertiesAllVersions/0112-2---61987%23ABB139,https://cdd.iec.ch/cdd/iec61987/iec61987.nsf/PropertiesAllVersions/0112-2---61987%23ABC862,https://cdd.iec.ch/cdd/iec61987/iec61987.nsf/PropertiesAllVersions/0112-2---61987%23ABC789 | 0112-2---61987#ABD534,0112-2---61987#ABG983,0112-2---61987#ABB139,0112-2---61987#ABC862,0112-2---61987#ABC789
0112/2///61987#ABE308 | 003 | 01 | 0112/2///61987#ABE308#003 | Operating LOP for valve/actuator accessories |  |  |  | list of properties characterizing the operating conditions of valve or actuator accessories |  |  |  |  | ITEM_CLASS | [5 empty] | 0112/2///61987#ABD366 - Valve/actuator accessory |  |  |  | Standard |  |  |  | 2018-03-28 | 2013-09-02 | 2018-03-20 | 2018-03-20 |  | SC65E – IEC 61987 | C00019 |  | 0112/2///61987#ABV503 | https://cdd.iec.ch/CDD/IEC61987/iec61987.nsf/Classes/0112-2---61987%23ABE308 | https://cdd.iec.ch/cdd/iec61987/iec61987.nsf/PropertiesAllVersions/0112-2---61987%23ABH440,https://cdd.iec.ch/cdd/iec61987/iec61987.nsf/PropertiesAllVersions/0112-2---61987%23ABE205,https://cdd.iec.ch/cdd/iec61987/iec61987.nsf/PropertiesAllVersions/0112-2---61987%23ABE052,https://cdd.iec.ch/cdd/iec61987/iec61987.nsf/PropertiesAllVersions/0112-2---61987%23ABB348,https://cdd.iec.ch/cdd/iec61987/iec61987.nsf/PropertiesAllVersions/0112-2---61987%23ABE232 | 0112-2---61987#ABH440,0112-2---61987#ABE205,0112-2---61987#ABE052,0112-2---61987#ABB348,0112-2---61987#ABE232
0112/2///61987#ABC492 | 002 | 01 | 0112/2///61987#ABC492#002 | Performance [2] |  |  |  | properties characterizing the performance of the device with regard to measurement accuracy and dynamic behaviour |  |  | from IEC 61987-1, 5.6 |  | ITEM_CLASS | [5 empty] | 0112/2///61987#ABA006 - Device LOP for coriolis mass flow transmitter |  |  |  | Standard |  |  |  | 2018-03-28 | 2013-08-27 | 2016-05-24 | 2016-05-24 |  | SC65E – IEC 61987 | C00004 |  | 0112/2///61987#ABV501 | https://cdd.iec.ch/CDD/IEC61987/iec61987.nsf/Classes/0112-2---61987%23ABC492 | https://cdd.iec.ch/cdd/iec61987/iec61987.nsf/PropertiesAllVersions/0112-2---61987%23ABD196,https://cdd.iec.ch/cdd/iec61987/iec61987.nsf/PropertiesAllVersions/0112-2---61987%23ABB636,https://cdd.iec.ch/cdd/iec61987/iec61987.nsf/PropertiesAllVersions/0112-2---61987%23ABD134 | 0112-2---61987#ABD196,0112-2---61987#ABB636,0112-2---61987#ABD134
0112/2///61987#ABA805 | 002 | 01 | 0112/2///61987#ABA805#002 | Electrical-based level transmitter |  |  |  | level transmitter that uses the electrical properties of a process material to measure its level |  |  |  |  | ITEM_CLASS |  |  |  |  | 0112/2///61987#ABF910 - reference to Operating LOP for level measuring equipment |  |  |  |  | Standard |  |  |  | 2018-03-28 | 2013-08-27 | 2016-05-24 | 2016-05-24 |  | SC65E – IEC 61987 | C00004 |  | 0112/2///61987#ABA803 | https://cdd.iec.ch/CDD/IEC61987/iec61987.nsf/Classes/0112-2---61987%23ABA805 |  | 0112-2---61987#ABF910
0112/2///61987#ABA862 | 003 | 01 | 0112/2///61987#ABA862#003 | Capsule/probe seal |  |  |  | remote seal that comprises a tongue or tube |  |  |  |  | ITEM_CLASS |  |  |  |  | 0112/2///61987#ABU134 - reference to Operating LOP for pressure measuring equipment0112/2///61987#ABU451 - reference to Device LOP for remote seal |  |  |  |  | Standard |  |  |  | 2018-03-28 | 2013-08-27 | 2016-05-24 | 2016-05-24 |  | SC65E – IEC 61987 | C00004 |  | 0112/2///61987#ABA861 | https://cdd.iec.ch/CDD/IEC61987/iec61987.nsf/Classes/0112-2---61987%23ABA862 |  | 0112-2---61987#ABU134,0112-2---61987#ABU451
0112/2///61987#ABN996 | 001 | 01 | 0112/2///61987#ABN996#001 | Power controller |  |  |  | controller that provides a continuously adjusted power or voltage output based on an analog input signal (e.g. 4 to 20 mA) or manual setting |  |  |  |  | ITEM_CLASS |  |  |  |  | 0112/2///61987#ABP285 - reference to Operating LOP for infrastructure devices |  |  |  | true | Standard |  | IEC 61987-31 | IEC | 2022-10-26 | 2022-10-26 | 2022-10-26 | 2022-10-26 |  | IEC/SC 65E | C00127 | 001-01 (2022-10-26 07:15:16 by BATCH 00000802) standard | 0112/2///61987#ABN988 | https://cdd.iec.ch/CDD/IEC61987/iec61987.nsf/Classes/0112-2---61987%23ABN996
0112/2///61987#ABV503 | 003 | 04 | 0112/2///61987#ABV503#003 | OLOP |  |  |  | list of properties for operation aspects of equipment |  |  |  |  | ITEM_CLASS | [9 empty] | Standard |  |  |  | 2018-03-28 | 2013-09-27 | 2013-09-27 | 2014-06-18 |  | SC65E – IEC 61987 | C00009 |  | 0112/2///61987#ABV500 | https://cdd.iec.ch/CDD/IEC61987/iec61987.nsf/Classes/0112-2---61987%23ABV503
0112/2///61987#ABD391 | 001 | 02 | 0112/2///61987#ABD391#001 | Material of case |  |  |  | properties characterizing the material of which a case is made |  |  |  |  | ITEM_CLASS | [5 empty] | 0112/2///61987#ABC155 - Case |  |  |  | Standard |  |  |  | 2018-03-28 | 2013-09-27 | 2014-03-13 | 2014-06-18 |  | SC65E – IEC 61987 | C00014 |  | 0112/2///61987#ABV501 | https://cdd.iec.ch/CDD/IEC61987/iec61987.nsf/Classes/0112-2---61987%23ABD391 | https://cdd.iec.ch/cdd/iec61987/iec61987.nsf/PropertiesAllVersions/0112-2---61987%23ABB455,https://cdd.iec.ch/cdd/iec61987/iec61987.nsf/PropertiesAllVersions/0112-2---61987%23ABI460,https://cdd.iec.ch/cdd/iec61987/iec61987.nsf/PropertiesAllVersions/0112-2---61987%23ABA908,https://cdd.iec.ch/cdd/iec61987/iec61987.nsf/PropertiesAllVersions/0112-2---61987%23ABA907 | 0112-2---61987#ABB455,0112-2---61987#ABI460,0112-2---61987#ABA908,0112-2---61987#ABA907
0112/2///61987#ABF942 | 001 | 01 | 0112/2///61987#ABF942#001 | Measured variable [6] | process variable |  |  | properties characterizing a measured variable, the size of which is to be acquired and indicated by the device |  |  |  |  | ITEM_CLASS | [5 empty] | 0112/2///61987#ABF930 - Input [23] |  |  |  | Standard |  | IEC 61987 | IEC | 2018-03-28 | 2014-12-17 | 2018-03-20 | 2018-03-20 |  | SC65E – IEC 61987 | C00018 | 001-01 (2018-03-28 07:26:06 by BATCH 00000762) standard | 0112/2///61987#ABV501 | https://cdd.iec.ch/CDD/IEC61987/iec61987.nsf/Classes/0112-2---61987%23ABF942 | https://cdd.iec.ch/cdd/iec61987/iec61987.nsf/PropertiesAllVersions/0112-2---61987%23ABB271,https://cdd.iec.ch/cdd/iec61987/iec61987.nsf/PropertiesAllVersions/0112-2---61987%23ABA577,https://cdd.iec.ch/cdd/iec61987/iec61987.nsf/PropertiesAllVersions/0112-2---61987%23ABU863 | 0112-2---61987#ABB271,0112-2---61987#ABA577,0112-2---61987#ABU863
0112/2///61987#ABP026 | 001 | 01 | 0112/2///61987#ABP026#001 | Device LOP for I/O modules |  |  |  | list of properties characterizing an I/O module |  |  |  |  | ITEM_CLASS | [5 empty] | 0112/2///61987#ABO028 - I/O module |  |  | false | Standard |  | IEC 61987 | IEC | 2023-01-23 | 2023-01-23 | 2023-01-23 | 2023-01-23 |  | IEC/SC 65E | C00128 | 001-01 (2023-01-23 14:53:33 by BATCH 00000807) standard | 0112/2///61987#ABV504 | https://cdd.iec.ch/CDD/IEC61987/iec61987.nsf/Classes/0112-2---61987%23ABP026 | https://cdd.iec.ch/cdd/iec61987/iec61987.nsf/PropertiesAllVersions/0112-2---61987%23ABC899,https://cdd.iec.ch/cdd/iec61987/iec61987.nsf/PropertiesAllVersions/0112-2---61987%23ABC730,https://cdd.iec.ch/cdd/iec61987/iec61987.nsf/PropertiesAllVersions/0112-2---61987%23ABP236,https://cdd.iec.ch/cdd/iec61987/iec61987.nsf/PropertiesAllVersions/0112-2---61987%23ABP082,https://cdd.iec.ch/cdd/iec61987/iec61987.nsf/PropertiesAllVersions/0112-2---61987%23ABP248,https://cdd.iec.ch/cdd/iec61987/iec61987.nsf/PropertiesAllVersions/0112-2---61987%23ABP083,https://cdd.iec.ch/cdd/iec61987/iec61987.nsf/PropertiesAllVersions/0112-2---61987%23ABP256,https://cdd.iec.ch/cdd/iec61987/iec61987.nsf/PropertiesAllVersions/0112-2---61987%23ABC830,https://cdd.iec.ch/cdd/iec61987/iec61987.nsf/PropertiesAllVersions/0112-2---61987%23ABP258,https://cdd.iec.ch/cdd/iec61987/iec61987.nsf/PropertiesAllVersions/0112-2---61987%23ABP267,https://cdd.iec.ch/cdd/iec61987/iec61987.nsf/PropertiesAllVersions/0112-2---61987%23ABP253,https://cdd.iec.ch/cdd/iec61987/iec61987.nsf/PropertiesAllVersions/0112-2---61987%23ABP255,https://cdd.iec.ch/cdd/iec61987/iec61987.nsf/PropertiesAllVersions/0112-2---61987%23ABP263,https://cdd.iec.ch/cdd/iec61987/iec61987.nsf/PropertiesAllVersions/0112-2---61987%23ABH506,https://cdd.iec.ch/cdd/iec61987/iec61987.nsf/PropertiesAllVersions/0112-2---61987%23ABH516,https://cdd.iec.ch/cdd/iec61987/iec61987.nsf/PropertiesAllVersions/0112-2---61987%23ABC795 | 0112-2---61987#ABC899,0112-2---61987#ABP258,0112-2---61987#ABP263,0112-2---61987#ABH506,0112-2---61987#ABH516,0112-2---61987#ABC795,0112-2---61987#ABC730,0112-2---61987#ABP253,0112-2---61987#ABP255,0112-2---61987#ABP236,0112-2---61987#ABP082,0112-2---61987#ABP248,0112-2---61987#ABP256,0112-2---61987#ABP083,0112-2---61987#ABC830,0112-2---61987#ABP267
0112/2///61987#ABC525 | 004 | 01 | 0112/2///61987#ABC525#004 | Pressure equipment directive |  |  |  | properties characterizing the Pressure Equipment Directive 97/23 EC of the European Community |  | PROLIST-Id: PROLIST-AAA642-002 |  |  | ITEM_CLASS | [5 empty] | 0112/2///61987#ABC159 - Codes and standards approval [1] |  |  |  | Standard |  |  |  | 2018-03-28 | 2013-08-27 | 2018-03-20 | 2018-03-20 |  | SC65E – IEC 61987 | C00018 |  | 0112/2///61987#ABV501 | https://cdd.iec.ch/CDD/IEC61987/iec61987.nsf/Classes/0112-2---61987%23ABC525 | https://cdd.iec.ch/cdd/iec61987/iec61987.nsf/PropertiesAllVersions/0112-2---61987%23ABA905,https://cdd.iec.ch/cdd/iec61987/iec61987.nsf/PropertiesAllVersions/0112-2---61987%23ABD437,https://cdd.iec.ch/cdd/iec61987/iec61987.nsf/PropertiesAllVersions/0112-2---61987%23ABD438,https://cdd.iec.ch/cdd/iec61987/iec61987.nsf/PropertiesAllVersions/0112-2---61987%23ABA906 | 0112-2---61987#ABA905,0112-2---61987#ABD437,0112-2---61987#ABD438,0112-2---61987#ABA906
0112/2///61987#ABH619 | 001 | 01 | 0112/2///61987#ABH619#001 | Calibration of temperature |  |  |  | properties characterizing the calibration of temperature output values of a device |  |  |  |  | ITEM_CLASS | [5 empty] | 0112/2///61987#ABH561 - Calibration |  |  |  | Standard |  |  |  | 2019-03-08 | 2017-12-07 | 2019-03-08 | 2019-03-08 |  | SC65E – IEC 61987 | C00018 | 001-01 (2019-03-08 15:35:12 by BATCH 00000766) standard | 0112/2///61987#ABV501 | https://cdd.iec.ch/CDD/IEC61987/iec61987.nsf/Classes/0112-2---61987%23ABH619 | https://cdd.iec.ch/cdd/iec61987/iec61987.nsf/PropertiesAllVersions/0112-2---61987%23ABB197,https://cdd.iec.ch/cdd/iec61987/iec61987.nsf/PropertiesAllVersions/0112-2---61987%23ABH594,https://cdd.iec.ch/cdd/iec61987/iec61987.nsf/PropertiesAllVersions/0112-2---61987%23ABH749 | 0112-2---61987#ABB197,0112-2---61987#ABH594,0112-2---61987#ABH749
0112/2///61987#ABP021 | 001 | 01 | 0112/2///61987#ABP021#001 | Binary input [I/O module] |  |  |  | properties characterizing a binary input for an I/O module |  |  |  |  | ITEM_CLASS | [5 empty] | 0112/2///61987#ABP044 - Input [I/O module] |  |  | false | Standard |  | IEC 61987 | IEC | 2023-01-23 | 2023-01-23 | 2023-01-23 | 2023-01-23 |  | IEC/SC 65E | C00128 | 001-01 (2023-01-23 14:53:33 by BATCH 00000807) standard | 0112/2///61987#ABV501 | https://cdd.iec.ch/CDD/IEC61987/iec61987.nsf/Classes/0112-2---61987%23ABP021 | https://cdd.iec.ch/cdd/iec61987/iec61987.nsf/PropertiesAllVersions/0112-2---61987%23ABB513,https://cdd.iec.ch/cdd/iec61987/iec61987.nsf/PropertiesAllVersions/0112-2---61987%23ABP203,https://cdd.iec.ch/cdd/iec61987/iec61987.nsf/PropertiesAllVersions/0112-2---61987%23ABA412,https://cdd.iec.ch/cdd/iec61987/iec61987.nsf/PropertiesAllVersions/0112-2---61987%23ABD220,https://cdd.iec.ch/cdd/iec61987/iec61987.nsf/PropertiesAllVersions/0112-2---61987%23ABP089,https://cdd.iec.ch/cdd/iec61987/iec61987.nsf/PropertiesAllVersions/0112-2---61987%23ABP278,https://cdd.iec.ch/cdd/iec61987/iec61987.nsf/PropertiesAllVersions/0112-2---61987%23ABB516,https://cdd.iec.ch/cdd/iec61987/iec61987.nsf/PropertiesAllVersions/0112-2---61987%23ABB517,https://cdd.iec.ch/cdd/iec61987/iec61987.nsf/PropertiesAllVersions/0112-2---61987%23ABB157,https://cdd.iec.ch/cdd/iec61987/iec61987.nsf/PropertiesAllVersions/0112-2---61987%23ABB515,https://cdd.iec.ch/cdd/iec61987/iec61987.nsf/PropertiesAllVersions/0112-2---61987%23ABA414,https://cdd.iec.ch/cdd/iec61987/iec61987.nsf/PropertiesAllVersions/0112-2---61987%23ABB158,https://cdd.iec.ch/cdd/iec61987/iec61987.nsf/PropertiesAllVersions/0112-2---61987%23ABA630,https://cdd.iec.ch/cdd/iec61987/iec61987.nsf/PropertiesAllVersions/0112-2---61987%23ABA934,https://cdd.iec.ch/cdd/iec61987/iec61987.nsf/PropertiesAllVersions/0112-2---61987%23ABB756,https://cdd.iec.ch/cdd/iec61987/iec61987.nsf/PropertiesAllVersions/0112-2---61987%23ABA629,https://cdd.iec.ch/cdd/iec61987/iec61987.nsf/PropertiesAllVersions/0112-2---61987%23ABA368,https://cdd.iec.ch/cdd/iec61987/iec61987.nsf/PropertiesAllVersions/0112-2---61987%23ABA369,https://cdd.iec.ch/cdd/iec61987/iec61987.nsf/PropertiesAllVersions/0112-2---61987%23ABP079,https://cdd.iec.ch/cdd/iec61987/iec61987.nsf/PropertiesAllVersions/0112-2---61987%23ABP281,https://cdd.iec.ch/cdd/iec61987/iec61987.nsf/PropertiesAllVersions/0112-2---61987%23ABP081,https://cdd.iec.ch/cdd/iec61987/iec61987.nsf/PropertiesAllVersions/0112-2---61987%23ABP282,https://cdd.iec.ch/cdd/iec61987/iec61987.nsf/PropertiesAllVersions/0112-2---61987%23ABP232,https://cdd.iec.ch/cdd/iec61987/iec61987.nsf/PropertiesAllVersions/0112-2---61987%23ABC843,https://cdd.iec.ch/cdd/iec61987/iec61987.nsf/PropertiesAllVersions/0112-2---61987%23ABA390,https://cdd.iec.ch/cdd/iec61987/iec61987.nsf/PropertiesAllVersions/0112-2---61987%23ABC865,https://cdd.iec.ch/cdd/iec61987/iec61987.nsf/PropertiesAllVersions/0112-2---61987%23ABI463,https://cdd.iec.ch/cdd/iec61987/iec61987.nsf/PropertiesAllVersions/0112-2---61987%23ABB103,https://cdd.iec.ch/cdd/iec61987/iec61987.nsf/PropertiesAllVersions/0112-2---61987%23ABC850,https://cdd.iec.ch/cdd/iec61987/iec61987.nsf/PropertiesAllVersions/0112-2---61987%23ABA401,https://cdd.iec.ch/cdd/iec61987/iec61987.nsf/PropertiesAllVersions/0112-2---61987%23ABC778 | 0112-2---61987#ABP203,0112-2---61987#ABD220,0112-2---61987#ABB516,0112-2---61987#ABB515,0112-2---61987#ABP089,0112-2---61987#ABB157,0112-2---61987#ABA934,0112-2---61987#ABA629,0112-2---61987#ABB103,0112-2---61987#ABC850,0112-2---61987#ABA401,0112-2---61987#ABB513,0112-2---61987#ABB158,0112-2---61987#ABA390,0112-2---61987#ABP278,0112-2---61987#ABP282,0112-2---61987#ABA414,0112-2---61987#ABP281,0112-2---61987#ABC843,0112-2---61987#ABP232,0112-2---61987#ABC778,0112-2---61987#ABB517,0112-2---61987#ABA630,0112-2---61987#ABA368,0112-2---61987#ABP081,0112-2---61987#ABC865,0112-2---61987#ABA412,0112-2---61987#ABB756,0112-2---61987#ABA369,0112-2---61987#ABP079,0112-2---61987#ABI463
0112/2///61987#ABA691 | 002 | 01 | 0112/2///61987#ABA691#002 | Sight glass flow indicator |  |  |  | flow sight indicator that comprises a housing with sight glass and a visual indicator such as a propeller or flapper which shows the direction and presence of flow |  |  |  |  | ITEM_CLASS | [9 empty] | Standard |  |  |  | 2018-03-28 | 2013-08-27 | 2016-05-24 | 2016-05-24 |  | SC65E – IEC 61987 | C00004 |  | 0112/2///61987#ABA690 | https://cdd.iec.ch/CDD/IEC61987/iec61987.nsf/Classes/0112-2---61987%23ABA691
0112/2///61987#ABV010 | 002 | 01 | 0112/2///61987#ABV010#002 | Flow transmitter (generic) |  |  |  | flow transmitter with undefined measuring principle |  |  |  |  | ITEM_CLASS |  |  |  |  | 0112/2///61987#ABU125 - reference to Operating LOP for flow measuring equipment |  |  |  |  | Standard |  |  |  | 2018-03-28 | 2013-09-27 | 2016-05-24 | 2016-05-24 |  | SC65E – IEC 61987 | C00009 |  | 0112/2///61987#ABA761 | https://cdd.iec.ch/CDD/IEC61987/iec61987.nsf/Classes/0112-2---61987%23ABV010 | https://cdd.iec.ch/cdd/iec61987/iec61987.nsf/PropertiesAllVersions/0112-2---61987%23ABU141 | 0112-2---61987#ABU141,0112-2---61987#ABU125
0112/2///61987#ABD486 | 002 | 01 | 0112/2///61987#ABD486#002 | Reference ambient conditions [1] |  |  |  | properties characterizing the reference conditions of the ambient under which the performance of a device was tested |  |  |  |  | ITEM_CLASS | [5 empty] | 0112/2///61987#ABD484 - Reference conditions of the device [3] |  |  |  | Standard |  |  |  | 2018-03-28 | 2013-08-27 | 2016-05-24 | 2016-05-24 |  | SC65E – IEC 61987 | C00004 |  | 0112/2///61987#ABV501 | https://cdd.iec.ch/CDD/IEC61987/iec61987.nsf/Classes/0112-2---61987%23ABD486 | https://cdd.iec.ch/cdd/iec61987/iec61987.nsf/PropertiesAllVersions/0112-2---61987%23ABB277,https://cdd.iec.ch/cdd/iec61987/iec61987.nsf/PropertiesAllVersions/0112-2---61987%23ABB798,https://cdd.iec.ch/cdd/iec61987/iec61987.nsf/PropertiesAllVersions/0112-2---61987%23ABB642,https://cdd.iec.ch/cdd/iec61987/iec61987.nsf/PropertiesAllVersions/0112-2---61987%23ABB649,https://cdd.iec.ch/cdd/iec61987/iec61987.nsf/PropertiesAllVersions/0112-2---61987%23ABB650,https://cdd.iec.ch/cdd/iec61987/iec61987.nsf/PropertiesAllVersions/0112-2---61987%23ABB278 | 0112-2---61987#ABB650,0112-2---61987#ABB278,0112-2---61987#ABB277,0112-2---61987#ABB798,0112-2---61987#ABB642,0112-2---61987#ABB649
0112/2///61987#ABD843 | 001 | 03 | 0112/2///61987#ABD843#001 | Design conditions for actuators |  |  |  | properties characterizing the values to be taken into account when designing an actuator for control valves other than process cases, environmental conditions and process conditions |  |  |  |  | ITEM_CLASS | [5 empty] | 0112/2///61987#ABD951 - Operating conditions for device design [4] |  |  |  | Standard |  |  |  | 2018-03-28 | 2013-09-02 | 2013-09-02 | 2017-03-02 |  | SC65E – IEC 61987 | C00009 |  | 0112/2///61987#ABV501 | https://cdd.iec.ch/CDD/IEC61987/iec61987.nsf/Classes/0112-2---61987%23ABD843 | https://cdd.iec.ch/cdd/iec61987/iec61987.nsf/PropertiesAllVersions/0112-2---61987%23ABD583,https://cdd.iec.ch/cdd/iec61987/iec61987.nsf/PropertiesAllVersions/0112-2---61987%23ABD581,https://cdd.iec.ch/cdd/iec61987/iec61987.nsf/PropertiesAllVersions/0112-2---61987%23ABD582,https://cdd.iec.ch/cdd/iec61987/iec61987.nsf/PropertiesAllVersions/0112-2---61987%23ABD660,https://cdd.iec.ch/cdd/iec61987/iec61987.nsf/PropertiesAllVersions/0112-2---61987%23ABD620,https://cdd.iec.ch/cdd/iec61987/iec61987.nsf/PropertiesAllVersions/0112-2---61987%23ABD661,https://cdd.iec.ch/cdd/iec61987/iec61987.nsf/PropertiesAllVersions/0112-2---61987%23ABD642,https://cdd.iec.ch/cdd/iec61987/iec61987.nsf/PropertiesAllVersions/0112-2---61987%23ABD621,https://cdd.iec.ch/cdd/iec61987/iec61987.nsf/PropertiesAllVersions/0112-2---61987%23ABD574,https://cdd.iec.ch/cdd/iec61987/iec61987.nsf/PropertiesAllVersions/0112-2---61987%23ABD573,https://cdd.iec.ch/cdd/iec61987/iec61987.nsf/PropertiesAllVersions/0112-2---61987%23ABD670,https://cdd.iec.ch/cdd/iec61987/iec61987.nsf/PropertiesAllVersions/0112-2---61987%23ABE150,https://cdd.iec.ch/cdd/iec61987/iec61987.nsf/PropertiesAllVersions/0112-2---61987%23ABD667,https://cdd.iec.ch/cdd/iec61987/iec61987.nsf/PropertiesAllVersions/0112-2---61987%23ABE059,https://cdd.iec.ch/cdd/iec61987/iec61987.nsf/PropertiesAllVersions/0112-2---61987%23ABD554,https://cdd.iec.ch/cdd/iec61987/iec61987.nsf/PropertiesAllVersions/0112-2---61987%23ABD678,https://cdd.iec.ch/cdd/iec61987/iec61987.nsf/PropertiesAllVersions/0112-2---61987%23ABD553,https://cdd.iec.ch/cdd/iec61987/iec61987.nsf/PropertiesAllVersions/0112-2---61987%23ABD677,https://cdd.iec.ch/cdd/iec61987/iec61987.nsf/PropertiesAllVersions/0112-2---61987%23ABD630,https://cdd.iec.ch/cdd/iec61987/iec61987.nsf/PropertiesAllVersions/0112-2---61987%23ABD751,https://cdd.iec.ch/cdd/iec61987/iec61987.nsf/PropertiesAllVersions/0112-2---61987%23ABD758 | 0112-2---61987#ABD573,0112-2---61987#ABE059,0112-2---61987#ABD677,0112-2---61987#ABD758,0112-2---61987#ABD661,0112-2---61987#ABD667,0112-2---61987#ABD553,0112-2---61987#ABD751,0112-2---61987#ABD581,0112-2---61987#ABD642,0112-2---61987#ABD621,0112-2---61987#ABD574,0112-2---61987#ABD670,0112-2---61987#ABD554,0112-2---61987#ABD678,0112-2---61987#ABD630,0112-2---61987#ABD620,0112-2---61987#ABD582,0112-2---61987#ABD660,0112-2---61987#ABE150,0112-2---61987#ABD583
0112/2///61987#ABE939 | 001 | 01 | 0112/2///61987#ABE939#001 | Absolute performance for ullage | Absolute performance for freeboard |  |  | properties characterizing the accuracy of an ullage measurement, expressed in engineering units |  | Polymorphic element: ABE939, Id: 4 |  |  | ITEM_CLASS | [5 empty] | 0112/2///61987#ABG273 - Type of performance variable [7]0112/2///61987#ABG275 - Type of performance variable [9]0112/2///61987#ABG276 - Type of performance variable [10]0112/2///61987#ABG277 - Type of performance variable [11]0112/2///61987#ABG278 - Type of performance variable [12]0112/2///61987#ABG279 - Type of performance variable [13] |  |  |  | Standard |  | IEC 61987 | IEC | 2018-03-28 | 2018-03-28 | 2018-03-28 | 2018-03-28 |  | SC65E – IEC 61987 | C00018 | 001-01 (2018-03-28 07:26:04 by BATCH 00000762) standard | 0112/2///61987#ABV501 | https://cdd.iec.ch/CDD/IEC61987/iec61987.nsf/Classes/0112-2---61987%23ABE939 | https://cdd.iec.ch/cdd/iec61987/iec61987.nsf/PropertiesAllVersions/0112-2---61987%23ABE940,https://cdd.iec.ch/cdd/iec61987/iec61987.nsf/PropertiesAllVersions/0112-2---61987%23ABD535,https://cdd.iec.ch/cdd/iec61987/iec61987.nsf/PropertiesAllVersions/0112-2---61987%23ABE941,https://cdd.iec.ch/cdd/iec61987/iec61987.nsf/PropertiesAllVersions/0112-2---61987%23ABE942,https://cdd.iec.ch/cdd/iec61987/iec61987.nsf/PropertiesAllVersions/0112-2---61987%23ABE943,https://cdd.iec.ch/cdd/iec61987/iec61987.nsf/PropertiesAllVersions/0112-2---61987%23ABE944,https://cdd.iec.ch/cdd/iec61987/iec61987.nsf/PropertiesAllVersions/0112-2---61987%23ABE945,https://cdd.iec.ch/cdd/iec61987/iec61987.nsf/PropertiesAllVersions/0112-2---61987%23ABF683,https://cdd.iec.ch/cdd/iec61987/iec61987.nsf/PropertiesAllVersions/0112-2---61987%23ABB519,https://cdd.iec.ch/cdd/iec61987/iec61987.nsf/PropertiesAllVersions/0112-2---61987%23ABB774,https://cdd.iec.ch/cdd/iec61987/iec61987.nsf/PropertiesAllVersions/0112-2---61987%23ABB775,https://cdd.iec.ch/cdd/iec61987/iec61987.nsf/PropertiesAllVersions/0112-2---61987%23ABB776,https://cdd.iec.ch/cdd/iec61987/iec61987.nsf/PropertiesAllVersions/0112-2---61987%23ABF685,https://cdd.iec.ch/cdd/iec61987/iec61987.nsf/PropertiesAllVersions/0112-2---61987%23ABC840,https://cdd.iec.ch/cdd/iec61987/iec61987.nsf/PropertiesAllVersions/0112-2---61987%23ABC954 | 0112-2---61987#ABD535,0112-2---61987#ABE942,0112-2---61987#ABE944,0112-2---61987#ABB519,0112-2---61987#ABB774,0112-2---61987#ABF685,0112-2---61987#ABE941,0112-2---61987#ABE943,0112-2---61987#ABC954,0112-2---61987#ABE940,0112-2---61987#ABE945,0112-2---61987#ABF683,0112-2---61987#ABB775,0112-2---61987#ABB776,0112-2---61987#ABC840
0112/2///61987#ABF090 | 001 | 01 | 0112/2///61987#ABF090#001 | Accuracy for a subrange of resistance |  |  |  | properties characterizing the accuracy of a resistance measurement for a subrange of ideal span |  |  |  |  | ITEM_CLASS | [5 empty] | 0112/2///61987#ABF076 - Absolute performance for resistance |  |  |  | Standard |  | IEC 61987 | IEC | 2018-03-28 | 2017-09-22 | 2017-09-22 | 2017-09-22 |  | SC65E – IEC 61987 | C00019 | 001-01 (2018-03-28 07:26:05 by BATCH 00000762) standard | 0112/2///61987#ABV501 | https://cdd.iec.ch/CDD/IEC61987/iec61987.nsf/Classes/0112-2---61987%23ABF090 | https://cdd.iec.ch/cdd/iec61987/iec61987.nsf/PropertiesAllVersions/0112-2---61987%23ABF092,https://cdd.iec.ch/cdd/iec61987/iec61987.nsf/PropertiesAllVersions/0112-2---61987%23ABF094,https://cdd.iec.ch/cdd/iec61987/iec61987.nsf/PropertiesAllVersions/0112-2---61987%23ABF078,https://cdd.iec.ch/cdd/iec61987/iec61987.nsf/PropertiesAllVersions/0112-2---61987%23ABF080,https://cdd.iec.ch/cdd/iec61987/iec61987.nsf/PropertiesAllVersions/0112-2---61987%23ABF082 | 0112-2---61987#ABF092,0112-2---61987#ABF094,0112-2---61987#ABF078,0112-2---61987#ABF080,0112-2---61987#ABF082
0112/2///61987#ABG272 | 001 | 01 | 0112/2///61987#ABG272#001 | Reference conditions for the performance variable [11] |  |  |  | properties characterizing the reference conditions under which the performance of a device was tested |  |  |  |  | ITEM_CLASS | [5 empty] | 0112/2///61987#ABG257 - Performance variable [17] |  |  |  | Standard |  | IEC 61987 | IEC | 2018-03-28 | 2014-12-17 | 2016-05-24 | 2016-05-24 |  | SC65E – IEC 61987 | C00019 | 001-01 (2018-03-28 07:26:08 by BATCH 00000762) standard | 0112/2///61987#ABV501 | https://cdd.iec.ch/CDD/IEC61987/iec61987.nsf/Classes/0112-2---61987%23ABG272 | https://cdd.iec.ch/cdd/iec61987/iec61987.nsf/PropertiesAllVersions/0112-2---61987%23ABD193,https://cdd.iec.ch/cdd/iec61987/iec61987.nsf/PropertiesAllVersions/0112-2---61987%23ABG804,https://cdd.iec.ch/cdd/iec61987/iec61987.nsf/PropertiesAllVersions/0112-2---61987%23ABG807 | 0112-2---61987#ABD193,0112-2---61987#ABG804,0112-2---61987#ABG807
0112/2///61987#ABC673 | 002 | 01 | 0112/2///61987#ABC673#002 | Type of performance variable [3] |  |  |  | administration block for polymorphism acting as proxy for the selected performance type |  | 15 ABC673.15 |  |  | ITEM_CLASS | [5 empty] | 0112/2///61987#ABC505 - Performance variable [3] |  |  |  | Standard |  |  |  | 2018-03-28 | 2013-08-27 | 2016-05-24 | 2016-05-24 |  | SC65E – IEC 61987 | C00004 |  | 0112/2///61987#ABV501 | https://cdd.iec.ch/CDD/IEC61987/iec61987.nsf/Classes/0112-2---61987%23ABC673 | https://cdd.iec.ch/cdd/iec61987/iec61987.nsf/PropertiesAllVersions/0112-2---61987%23ABU295,https://cdd.iec.ch/cdd/iec61987/iec61987.nsf/PropertiesAllVersions/0112-2---61987%23ABU323,https://cdd.iec.ch/cdd/iec61987/iec61987.nsf/PropertiesAllVersions/0112-2---61987%23ABU324,https://cdd.iec.ch/cdd/iec61987/iec61987.nsf/PropertiesAllVersions/0112-2---61987%23ABU325,https://cdd.iec.ch/cdd/iec61987/iec61987.nsf/PropertiesAllVersions/0112-2---61987%23ABU326,https://cdd.iec.ch/cdd/iec61987/iec61987.nsf/PropertiesAllVersions/0112-2---61987%23ABU327,https://cdd.iec.ch/cdd/iec61987/iec61987.nsf/PropertiesAllVersions/0112-2---61987%23ABU328,https://cdd.iec.ch/cdd/iec61987/iec61987.nsf/PropertiesAllVersions/0112-2---61987%23ABU329,https://cdd.iec.ch/cdd/iec61987/iec61987.nsf/PropertiesAllVersions/0112-2---61987%23ABU330,https://cdd.iec.ch/cdd/iec61987/iec61987.nsf/PropertiesAllVersions/0112-2---61987%23ABU331 | 0112-2---61987#ABU328,0112-2---61987#ABU329,0112-2---61987#ABU331,0112-2---61987#ABU295,0112-2---61987#ABU323,0112-2---61987#ABU324,0112-2---61987#ABU325,0112-2---61987#ABU326,0112-2---61987#ABU327,0112-2---61987#ABU330
0112/2///61987#ABD983 | 001 | 02 | 0112/2///61987#ABD983#001 | Power supply [4] |  |  |  | properties characterizing the permanent or temporary power to be supplied to the equipment in order to maintain its function |  |  | IEC 61987-1, 5.10 |  | ITEM_CLASS | [5 empty] | 0112/2///61987#ABE319 - Device LOP for pneumatic linear actuator0112/2///61987#ABE320 - Device LOP for pneumatic rotary actuator |  |  |  | Standard |  |  |  | 2018-03-28 | 2013-09-02 | 2013-09-02 | 2014-06-18 |  | SC65E – IEC 61987 | C00004 |  | 0112/2///61987#ABV501 | https://cdd.iec.ch/CDD/IEC61987/iec61987.nsf/Classes/0112-2---61987%23ABD983 | https://cdd.iec.ch/cdd/iec61987/iec61987.nsf/PropertiesAllVersions/0112-2---61987%23ABD150 | 0112-2---61987#ABD150
0112/2///61987#ABA689 | 002 | 01 | 0112/2///61987#ABA689#002 | Sight indicator |  |  |  | measuring instrument that provides a means of visually inspecting a process regime and provides only a qualitative indication | IEC 60770-1 defines “indicator” as an instrument intended to visually indicate a physical quantity |  |  |  | ITEM_CLASS | [9 empty] | Standard |  |  |  | 2018-03-28 | 2013-08-27 | 2016-05-24 | 2016-05-24 |  | SC65E – IEC 61987 | C00004 |  | 0112/2///61987#ABA001 | https://cdd.iec.ch/CDD/IEC61987/iec61987.nsf/Classes/0112-2---61987%23ABA689
0112/2///61987#ABC101 | 006 | 01 | 0112/2///61987#ABC101#006 | Approval for general usage |  |  |  | properties characterizing certificates and approvals pertaining to general usage and compliance with constructional standards and directives |  |  |  |  | ITEM_CLASS | [5 empty] | 0112/2///61987#ABC156 - Certificates and approvals0112/2///61987#ABD817 - Certificates and approvals [2]0112/2///61987#ABD818 - Certificates and approvals [3]0112/2///61987#ABE718 - Certificates and approvals [4]0112/2///61987#ABE720 - Certificates and approvals [5] |  |  |  | Standard |  |  |  | 2018-03-28 | 2013-08-27 | 2018-03-20 | 2018-03-20 |  | SC65E – IEC 61987 | C00004 |  | 0112/2///61987#ABV501 | https://cdd.iec.ch/CDD/IEC61987/iec61987.nsf/Classes/0112-2---61987%23ABC101 | https://cdd.iec.ch/cdd/iec61987/iec61987.nsf/PropertiesAllVersions/0112-2---61987%23ABA227,https://cdd.iec.ch/cdd/iec61987/iec61987.nsf/PropertiesAllVersions/0112-2---61987%23ABA228 | 0112-2---61987#ABA228,0112-2---61987#ABA227
0112/2///61987#ABC540 | 002 | 01 | 0112/2///61987#ABC540#002 | Process design conditions [flow] |  |  |  | properties characterizing the process conditions for which a device shall be designed |  |  |  |  | ITEM_CLASS | [5 empty] | 0112/2///61987#ABC459 - Operating conditions for device design |  |  |  | Standard |  |  |  | 2018-03-28 | 2013-08-27 | 2016-05-24 | 2016-05-24 |  | SC65E – IEC 61987 | C00019 |  | 0112/2///61987#ABV501 | https://cdd.iec.ch/CDD/IEC61987/iec61987.nsf/Classes/0112-2---61987%23ABC540 | https://cdd.iec.ch/cdd/iec61987/iec61987.nsf/PropertiesAllVersions/0112-2---61987%23ABD085,https://cdd.iec.ch/cdd/iec61987/iec61987.nsf/PropertiesAllVersions/0112-2---61987%23ABC817 | 0112-2---61987#ABC817,0112-2---61987#ABD085
0112/2///61987#ABC576 | 001 | 02 | 0112/2///61987#ABC576#001 | Remote configuration tool |  |  |  | properties characterizing a remote configuration tool for a device |  |  |  |  | ITEM_CLASS | [5 empty] | 0112/2///61987#ABC575 - Remote configuration |  |  |  | Standard |  |  |  | 2018-03-28 | 2013-08-27 | 2013-08-27 | 2014-06-18 |  | SC65E – IEC 61987 | C00004 |  | 0112/2///61987#ABV501 | https://cdd.iec.ch/CDD/IEC61987/iec61987.nsf/Classes/0112-2---61987%23ABC576 | https://cdd.iec.ch/cdd/iec61987/iec61987.nsf/PropertiesAllVersions/0112-2---61987%23ABA520,https://cdd.iec.ch/cdd/iec61987/iec61987.nsf/PropertiesAllVersions/0112-2---61987%23ABA521 | 0112-2---61987#ABA521,0112-2---61987#ABA520
0112/2///61987#ABG273 | 001 | 01 | 0112/2///61987#ABG273#001 | Type of performance variable [7] |  |  |  | administration block for polymorphism acting as proxy for the selected performance type |  | Polymorphic element: ABG273, Id: 5 |  |  | ITEM_CLASS | [5 empty] | 0112/2///61987#ABG248 - Performance variable [8] |  |  |  | Standard |  | IEC 61987 | IEC | 2018-03-28 | 2014-12-17 | 2018-03-20 | 2018-03-20 |  | SC65E – IEC 61987 | C00018 | 001-01 (2018-03-28 07:26:08 by BATCH 00000762) standard | 0112/2///61987#ABV501 | https://cdd.iec.ch/CDD/IEC61987/iec61987.nsf/Classes/0112-2---61987%23ABG273 | https://cdd.iec.ch/cdd/iec61987/iec61987.nsf/PropertiesAllVersions/0112-2---61987%23ABU856,https://cdd.iec.ch/cdd/iec61987/iec61987.nsf/PropertiesAllVersions/0112-2---61987%23ABV024,https://cdd.iec.ch/cdd/iec61987/iec61987.nsf/PropertiesAllVersions/0112-2---61987%23ABU933,https://cdd.iec.ch/cdd/iec61987/iec61987.nsf/PropertiesAllVersions/0112-2---61987%23ABU934,https://cdd.iec.ch/cdd/iec61987/iec61987.nsf/PropertiesAllVersions/0112-2---61987%23ABU935,https://cdd.iec.ch/cdd/iec61987/iec61987.nsf/PropertiesAllVersions/0112-2---61987%23ABU936,https://cdd.iec.ch/cdd/iec61987/iec61987.nsf/PropertiesAllVersions/0112-2---61987%23ABU937,https://cdd.iec.ch/cdd/iec61987/iec61987.nsf/PropertiesAllVersions/0112-2---61987%23ABV028 | 0112-2---61987#ABU935,0112-2---61987#ABU936,0112-2---61987#ABU937,0112-2---61987#ABV028,0112-2---61987#ABU856,0112-2---61987#ABV024,0112-2---61987#ABU933,0112-2---61987#ABU934
0112/2///61987#ABG328 | 002 | 01 | 0112/2///61987#ABG328#002 | Rated operating conditions [23] |  |  |  | properties characterizing the conditions that must be fulfilled during operation in order that a device or assembly performs as designed |  |  |  |  | ITEM_CLASS | [5 empty] | 0112/2///61987#ABE740 - Device LOP for hydrostatic pressure level transmitter |  |  | false | Standard |  | IEC 61987 | IEC | 2022-12-09 | 2017-12-07 | 2022-12-09 | 2022-12-09 |  | IEC/SC 65E | C00112 |  | 0112/2///61987#ABV501 | https://cdd.iec.ch/CDD/IEC61987/iec61987.nsf/Classes/0112-2---61987%23ABG328 | https://cdd.iec.ch/cdd/iec61987/iec61987.nsf/PropertiesAllVersions/0112-2---61987%23ABG891,https://cdd.iec.ch/cdd/iec61987/iec61987.nsf/PropertiesAllVersions/0112-2---61987%23ABC859,https://cdd.iec.ch/cdd/iec61987/iec61987.nsf/PropertiesAllVersions/0112-2---61987%23ABG900,https://cdd.iec.ch/cdd/iec61987/iec61987.nsf/PropertiesAllVersions/0112-2---61987%23ABD163 | 0112-2---61987#ABG891,0112-2---61987#ABC859,0112-2---61987#ABG900,0112-2---61987#ABD163
0112/2///61987#ABI812 | 001 | 01 | 0112/2///61987#ABI812#001 | Modulation actuation technology block |  |  |  | properties characterizing a Modulation actuation technology block |  |  |  |  | ITEM_CLASS | [5 empty] | 0112/2///61987#ABH840 - User application parameters |  |  |  | Standard |  |  |  | 2019-03-08 | 2017-12-07 | 2019-03-08 | 2019-03-08 |  | SC65E – IEC 61987 | C00018 | 001-01 (2019-03-08 15:35:13 by BATCH 00000766) standard | 0112/2///61987#ABV501 | https://cdd.iec.ch/CDD/IEC61987/iec61987.nsf/Classes/0112-2---61987%23ABI812 | https://cdd.iec.ch/cdd/iec61987/iec61987.nsf/PropertiesAllVersions/0112-2---61987%23ABJ349,https://cdd.iec.ch/cdd/iec61987/iec61987.nsf/PropertiesAllVersions/0112-2---61987%23ABJ376,https://cdd.iec.ch/cdd/iec61987/iec61987.nsf/PropertiesAllVersions/0112-2---61987%23ABJ631,https://cdd.iec.ch/cdd/iec61987/iec61987.nsf/PropertiesAllVersions/0112-2---61987%23ABJ682,https://cdd.iec.ch/cdd/iec61987/iec61987.nsf/PropertiesAllVersions/0112-2---61987%23ABJ710,https://cdd.iec.ch/cdd/iec61987/iec61987.nsf/PropertiesAllVersions/0112-2---61987%23ABI603,https://cdd.iec.ch/cdd/iec61987/iec61987.nsf/PropertiesAllVersions/0112-2---61987%23ABJ121,https://cdd.iec.ch/cdd/iec61987/iec61987.nsf/PropertiesAllVersions/0112-2---61987%23ABJ131,https://cdd.iec.ch/cdd/iec61987/iec61987.nsf/PropertiesAllVersions/0112-2---61987%23ABJ132,https://cdd.iec.ch/cdd/iec61987/iec61987.nsf/PropertiesAllVersions/0112-2---61987%23ABJ113,https://cdd.iec.ch/cdd/iec61987/iec61987.nsf/PropertiesAllVersions/0112-2---61987%23ABJ114,https://cdd.iec.ch/cdd/iec61987/iec61987.nsf/PropertiesAllVersions/0112-2---61987%23ABH945,https://cdd.iec.ch/cdd/iec61987/iec61987.nsf/PropertiesAllVersions/0112-2---61987%23ABI606,https://cdd.iec.ch/cdd/iec61987/iec61987.nsf/PropertiesAllVersions/0112-2---61987%23ABJ660,https://cdd.iec.ch/cdd/iec61987/iec61987.nsf/PropertiesAllVersions/0112-2---61987%23ABI037,https://cdd.iec.ch/cdd/iec61987/iec61987.nsf/PropertiesAllVersions/0112-2---61987%23ABI392 | 0112-2---61987#ABJ376,0112-2---61987#ABJ121,0112-2---61987#ABJ131,0112-2---61987#ABJ349,0112-2---61987#ABI603,0112-2---61987#ABH945,0112-2---61987#ABI037,0112-2---61987#ABI392,0112-2---61987#ABJ631,0112-2---61987#ABJ682,0112-2---61987#ABJ710,0112-2---61987#ABJ114,0112-2---61987#ABJ660,0112-2---61987#ABJ132,0112-2---61987#ABJ113,0112-2---61987#ABI606
0112/2///61987#ABE020 | 001 | 02 | 0112/2///61987#ABE020#001 | Structural design [gate valve] |  |  |  | properties characterizing the constructional details of a device |  |  |  |  | ITEM_CLASS | [5 empty] | 0112/2///61987#ABD939 - Mechanical and electrical construction [gate valve] |  |  |  | Standard |  |  |  | 2018-03-28 | 2013-09-02 | 2013-09-02 | 2014-06-18 |  | SC65E – IEC 61987 | C00009 |  | 0112/2///61987#ABV501 | https://cdd.iec.ch/CDD/IEC61987/iec61987.nsf/Classes/0112-2---61987%23ABE020 | https://cdd.iec.ch/cdd/iec61987/iec61987.nsf/PropertiesAllVersions/0112-2---61987%23ABE070,https://cdd.iec.ch/cdd/iec61987/iec61987.nsf/PropertiesAllVersions/0112-2---61987%23ABE285,https://cdd.iec.ch/cdd/iec61987/iec61987.nsf/PropertiesAllVersions/0112-2---61987%23ABE295 | 0112-2---61987#ABE070,0112-2---61987#ABE285,0112-2---61987#ABE295
0112/2///61987#ABE563 | 001 | 01 | 0112/2///61987#ABE563#001 | Input [12] |  |  |  | properties characterizing a measured variable, the size of which is to be acquired and indicated by the measurement as well as any auxiliary signal inputs |  |  |  |  | ITEM_CLASS | [5 empty] | 0112/2///61987#ABV520 - Device LOP for position transmitter |  |  |  | Standard |  | IEC 61987 | IEC | 2018-03-28 | 2014-07-25 | 2018-03-20 | 2018-03-20 |  | SC65E – IEC 61987 | C00016 | 001-01 (2018-03-28 07:26:03 by BATCH 00000762) standard | 0112/2///61987#ABV501 | https://cdd.iec.ch/CDD/IEC61987/iec61987.nsf/Classes/0112-2---61987%23ABE563 | https://cdd.iec.ch/cdd/iec61987/iec61987.nsf/PropertiesAllVersions/0112-2---61987%23ABB065,https://cdd.iec.ch/cdd/iec61987/iec61987.nsf/PropertiesAllVersions/0112-2---61987%23ABE466,https://cdd.iec.ch/cdd/iec61987/iec61987.nsf/PropertiesAllVersions/0112-2---61987%23ABA340,https://cdd.iec.ch/cdd/iec61987/iec61987.nsf/PropertiesAllVersions/0112-2---61987%23ABE673 | 0112-2---61987#ABE466,0112-2---61987#ABA340,0112-2---61987#ABE673,0112-2---61987#ABB065
0112/2///61987#ABE450 | 001 | 01 | 0112/2///61987#ABE450#001 | Rack-mounted temperature transmitter |  |  |  | separate temperature transmitter designed for mounting in a rack |  |  |  |  | ITEM_CLASS |  |  |  |  | 0112/2///61987#ABE645 - reference to Generic OLOP for system components0112/2///61987#ABF899 - reference to Device LOP for separate temperature transmitter |  |  |  |  | Standard |  |  |  | 2018-03-28 |  | 2016-05-24 | 2016-05-24 |  | SC65E – IEC 61987 | C00004 | 001-01 (2018-03-28 07:26:02 by BATCH 00000762) standard | 0112/2///61987#ABE446 | https://cdd.iec.ch/CDD/IEC61987/iec61987.nsf/Classes/0112-2---61987%23ABE450 |  | 0112-2---61987#ABF899
0112/2///61987#ABC670 | 002 | 01 | 0112/2///61987#ABC670#002 | Type of output [7] |  |  |  | administration block for polymorphism acting as proxy for the selected output type |  | 8 ABC670.8 |  |  | ITEM_CLASS | [5 empty] | 0112/2///61987#ABC482 - Output [7] |  |  |  | Standard |  |  |  | 2018-03-28 | 2013-08-27 | 2016-05-24 | 2016-05-24 |  | SC65E – IEC 61987 | C00004 |  | 0112/2///61987#ABV501 | https://cdd.iec.ch/CDD/IEC61987/iec61987.nsf/Classes/0112-2---61987%23ABC670 | https://cdd.iec.ch/cdd/iec61987/iec61987.nsf/PropertiesAllVersions/0112-2---61987%23ABU426,https://cdd.iec.ch/cdd/iec61987/iec61987.nsf/PropertiesAllVersions/0112-2---61987%23ABU430,https://cdd.iec.ch/cdd/iec61987/iec61987.nsf/PropertiesAllVersions/0112-2---61987%23ABH356,https://cdd.iec.ch/cdd/iec61987/iec61987.nsf/PropertiesAllVersions/0112-2---61987%23ABU432,https://cdd.iec.ch/cdd/iec61987/iec61987.nsf/PropertiesAllVersions/0112-2---61987%23ABU433,https://cdd.iec.ch/cdd/iec61987/iec61987.nsf/PropertiesAllVersions/0112-2---61987%23ABU434,https://cdd.iec.ch/cdd/iec61987/iec61987.nsf/PropertiesAllVersions/0112-2---61987%23ABU435,https://cdd.iec.ch/cdd/iec61987/iec61987.nsf/PropertiesAllVersions/0112-2---61987%23ABU436,https://cdd.iec.ch/cdd/iec61987/iec61987.nsf/PropertiesAllVersions/0112-2---61987%23ABU437,https://cdd.iec.ch/cdd/iec61987/iec61987.nsf/PropertiesAllVersions/0112-2---61987%23ABU438 | 0112-2---61987#ABH356,0112-2---61987#ABU432,0112-2---61987#ABU436,0112-2---61987#ABU438,0112-2---61987#ABU426,0112-2---61987#ABU430,0112-2---61987#ABU433,0112-2---61987#ABU434,0112-2---61987#ABU435,0112-2---61987#ABU437
0112/2///61987#ABD488 | 002 | 01 | 0112/2///61987#ABD488#002 | Flow velocity measurement |  |  |  | properties characterizing a flow velocity measurement |  |  |  |  | ITEM_CLASS | [5 empty] | 0112/2///61987#ABC660 - Type of measured variable [1]0112/2///61987#ABC661 - Type of measured variable [2]0112/2///61987#ABC662 - Type of measured variable [3]0112/2///61987#ABF982 - Type of measured variable [10] |  |  |  | Standard |  |  |  | 2020-02-24 | 2017-12-07 | 2020-02-24 | 2020-02-24 |  | SC65E – IEC 61987 | C00091 |  | 0112/2///61987#ABV501 | https://cdd.iec.ch/CDD/IEC61987/iec61987.nsf/Classes/0112-2---61987%23ABD488 | https://cdd.iec.ch/cdd/iec61987/iec61987.nsf/PropertiesAllVersions/0112-2---61987%23ABB015,https://cdd.iec.ch/cdd/iec61987/iec61987.nsf/PropertiesAllVersions/0112-2---61987%23ABD469,https://cdd.iec.ch/cdd/iec61987/iec61987.nsf/PropertiesAllVersions/0112-2---61987%23ABA324,https://cdd.iec.ch/cdd/iec61987/iec61987.nsf/PropertiesAllVersions/0112-2---61987%23ABA326,https://cdd.iec.ch/cdd/iec61987/iec61987.nsf/PropertiesAllVersions/0112-2---61987%23ABA327,https://cdd.iec.ch/cdd/iec61987/iec61987.nsf/PropertiesAllVersions/0112-2---61987%23ABA328,https://cdd.iec.ch/cdd/iec61987/iec61987.nsf/PropertiesAllVersions/0112-2---61987%23ABA330,https://cdd.iec.ch/cdd/iec61987/iec61987.nsf/PropertiesAllVersions/0112-2---61987%23ABB781,https://cdd.iec.ch/cdd/iec61987/iec61987.nsf/PropertiesAllVersions/0112-2---61987%23ABJ600,https://cdd.iec.ch/cdd/iec61987/iec61987.nsf/PropertiesAllVersions/0112-2---61987%23ABJ601,https://cdd.iec.ch/cdd/iec61987/iec61987.nsf/PropertiesAllVersions/0112-2---61987%23ABN594 | 0112-2---61987#ABJ601,0112-2---61987#ABD469,0112-2---61987#ABA324,0112-2---61987#ABA326,0112-2---61987#ABA330,0112-2---61987#ABB781,0112-2---61987#ABB015,0112-2---61987#ABA327,0112-2---61987#ABA328,0112-2---61987#ABJ600,0112-2---61987#ABN594
0112/2///61987#ABH348 | 001 | 01 | 0112/2///61987#ABH348#001 | Performance [32] |  |  |  | properties characterizing the performance of the device with regard to measurement accuracy and dynamic behaviour |  |  | from IEC 61987-1, 5.6 |  | ITEM_CLASS | [5 empty] | 0112/2///61987#ABE746 - Device LOP for nuclear level transmitter/switch |  |  |  | Standard |  | IEC 61987 | IEC | 2018-03-28 |  | 2018-03-20 | 2018-03-20 |  | SC65E – IEC 61987 | C00018 | 001-01 (2018-03-28 07:26:12 by BATCH 00000762) standard | 0112/2///61987#ABV501 | https://cdd.iec.ch/CDD/IEC61987/iec61987.nsf/Classes/0112-2---61987%23ABH348 | https://cdd.iec.ch/cdd/iec61987/iec61987.nsf/PropertiesAllVersions/0112-2---61987%23ABG794,https://cdd.iec.ch/cdd/iec61987/iec61987.nsf/PropertiesAllVersions/0112-2---61987%23ABB636,https://cdd.iec.ch/cdd/iec61987/iec61987.nsf/PropertiesAllVersions/0112-2---61987%23ABG813 | 0112-2---61987#ABG794,0112-2---61987#ABB636,0112-2---61987#ABG813
0112/2///61987#ABE767 | 001 | 01 | 0112/2///61987#ABE767#001 | Device LOP for temperature transmitter |  |  |  | list of properties characterizing a temperature transmitter |  |  |  |  | ITEM_CLASS | [5 empty] | 0112/2///61987#ABE757 - Temperature transmitter (generic) |  |  |  | Standard |  | IEC 61987 | IEC | 2018-03-28 | 2014-12-17 | 2016-05-24 | 2016-05-24 |  | SC65E – IEC 61987 | C00019 | 001-01 (2018-03-28 07:26:04 by BATCH 00000762) standard | 0112/2///61987#ABV504 | https://cdd.iec.ch/CDD/IEC61987/iec61987.nsf/Classes/0112-2---61987%23ABE767 | https://cdd.iec.ch/cdd/iec61987/iec61987.nsf/PropertiesAllVersions/0112-2---61987%23ABC899,https://cdd.iec.ch/cdd/iec61987/iec61987.nsf/PropertiesAllVersions/0112-2---61987%23ABC730,https://cdd.iec.ch/cdd/iec61987/iec61987.nsf/PropertiesAllVersions/0112-2---61987%23ABV159,https://cdd.iec.ch/cdd/iec61987/iec61987.nsf/PropertiesAllVersions/0112-2---61987%23ABG501,https://cdd.iec.ch/cdd/iec61987/iec61987.nsf/PropertiesAllVersions/0112-2---61987%23ABB206,https://cdd.iec.ch/cdd/iec61987/iec61987.nsf/PropertiesAllVersions/0112-2---61987%23ABG694,https://cdd.iec.ch/cdd/iec61987/iec61987.nsf/PropertiesAllVersions/0112-2---61987%23ABC830,https://cdd.iec.ch/cdd/iec61987/iec61987.nsf/PropertiesAllVersions/0112-2---61987%23ABH347,https://cdd.iec.ch/cdd/iec61987/iec61987.nsf/PropertiesAllVersions/0112-2---61987%23ABG887,https://cdd.iec.ch/cdd/iec61987/iec61987.nsf/PropertiesAllVersions/0112-2---61987%23ABG947,https://cdd.iec.ch/cdd/iec61987/iec61987.nsf/PropertiesAllVersions/0112-2---61987%23ABD088,https://cdd.iec.ch/cdd/iec61987/iec61987.nsf/PropertiesAllVersions/0112-2---61987%23ABD153,https://cdd.iec.ch/cdd/iec61987/iec61987.nsf/PropertiesAllVersions/0112-2---61987%23ABC786,https://cdd.iec.ch/cdd/iec61987/iec61987.nsf/PropertiesAllVersions/0112-2---61987%23ABC795,https://cdd.iec.ch/cdd/iec61987/iec61987.nsf/PropertiesAllVersions/0112-2---61987%23ABA293,https://cdd.iec.ch/cdd/iec61987/iec61987.nsf/PropertiesAllVersions/0112-2---61987%23ABC710 | 0112-2---61987#ABH347,0112-2---61987#ABG887,0112-2---61987#ABC786,0112-2---61987#ABC795,0112-2---61987#ABC830,0112-2---61987#ABD088,0112-2---61987#ABC899,0112-2---61987#ABC730,0112-2---61987#ABV159,0112-2---61987#ABG947,0112-2---61987#ABA293,0112-2---61987#ABC710,0112-2---61987#ABG501,0112-2---61987#ABB206,0112-2---61987#ABG694,0112-2---61987#ABD153
0112/2///61987#ABC283 | 001 | 02 | 0112/2///61987#ABC283#001 | Influence of external quantities expressed for other variable |  |  |  | properties characterizing the influence of external quantities for dynamic viscosity measurement devices that are not the subject of the measurement but whose change affects the relationship between the indication and the result of the measurement |  |  |  |  | ITEM_CLASS | [5 empty] | 0112/2///61987#ABC063 - Absolute performance for other variable |  |  |  | Standard |  |  |  | 2018-03-28 | 2013-09-27 | 2013-09-27 | 2014-06-18 |  | SC65E – IEC 61987 | C00004 |  | 0112/2///61987#ABV501 | https://cdd.iec.ch/CDD/IEC61987/iec61987.nsf/Classes/0112-2---61987%23ABC283 | https://cdd.iec.ch/cdd/iec61987/iec61987.nsf/PropertiesAllVersions/0112-2---61987%23ABB837,https://cdd.iec.ch/cdd/iec61987/iec61987.nsf/PropertiesAllVersions/0112-2---61987%23ABB854,https://cdd.iec.ch/cdd/iec61987/iec61987.nsf/PropertiesAllVersions/0112-2---61987%23ABB838,https://cdd.iec.ch/cdd/iec61987/iec61987.nsf/PropertiesAllVersions/0112-2---61987%23ABB855,https://cdd.iec.ch/cdd/iec61987/iec61987.nsf/PropertiesAllVersions/0112-2---61987%23ABB839,https://cdd.iec.ch/cdd/iec61987/iec61987.nsf/PropertiesAllVersions/0112-2---61987%23ABB856,https://cdd.iec.ch/cdd/iec61987/iec61987.nsf/PropertiesAllVersions/0112-2---61987%23ABB840,https://cdd.iec.ch/cdd/iec61987/iec61987.nsf/PropertiesAllVersions/0112-2---61987%23ABB857,https://cdd.iec.ch/cdd/iec61987/iec61987.nsf/PropertiesAllVersions/0112-2---61987%23ABB841,https://cdd.iec.ch/cdd/iec61987/iec61987.nsf/PropertiesAllVersions/0112-2---61987%23ABB858,https://cdd.iec.ch/cdd/iec61987/iec61987.nsf/PropertiesAllVersions/0112-2---61987%23ABB842,https://cdd.iec.ch/cdd/iec61987/iec61987.nsf/PropertiesAllVersions/0112-2---61987%23ABB859 | 0112-2---61987#ABB841,0112-2---61987#ABB837,0112-2---61987#ABB854,0112-2---61987#ABB838,0112-2---61987#ABB840,0112-2---61987#ABB857,0112-2---61987#ABB858,0112-2---61987#ABB842,0112-2---61987#ABB859,0112-2---61987#ABB855,0112-2---61987#ABB839,0112-2---61987#ABB856
0112/2///61987#ABD799 | 001 | 02 | 0112/2///61987#ABD799#001 | Analog current input [3] |  |  |  | properties characterizing an auxiliary analog current input |  | 1 ABD799.1 |  |  | ITEM_CLASS | [5 empty] | 0112/2///61987#ABE395 - Type of auxiliary input [11]0112/2///61987#ABE674 - Type of auxiliary input [18]0112/2///61987#ABE680 - Type of auxiliary input [19]0112/2///61987#ABE326 - Type of control input |  |  |  | Standard |  |  |  | 2018-03-28 | 2013-09-02 | 2013-09-02 | 2014-06-18 |  | SC65E – IEC 61987 | C00004 |  | 0112/2///61987#ABV501 | https://cdd.iec.ch/CDD/IEC61987/iec61987.nsf/Classes/0112-2---61987%23ABD799 | https://cdd.iec.ch/cdd/iec61987/iec61987.nsf/PropertiesAllVersions/0112-2---61987%23ABE139,https://cdd.iec.ch/cdd/iec61987/iec61987.nsf/PropertiesAllVersions/0112-2---61987%23ABC715 | 0112-2---61987#ABE139,0112-2---61987#ABC715
0112/2///61987#ABA650 | 002 | 01 | 0112/2///61987#ABA650#002 | Magnetic level gauge |  |  |  | level gauge that uses a bypass tube or measuring chamber and a float with a magnetic core, which interacts with a magnetic flag assembly to give a colour change that indicates level |  |  |  |  | ITEM_CLASS |  |  |  |  | 0112/2///61987#ABF910 - reference to Operating LOP for level measuring equipment |  |  |  |  | Standard |  |  |  | 2018-03-28 | 2013-08-27 | 2018-03-20 | 2018-03-20 |  | SC65E – IEC 61987 | C00018 |  | 0112/2///61987#ABA649 | https://cdd.iec.ch/CDD/IEC61987/iec61987.nsf/Classes/0112-2---61987%23ABA650 | https://cdd.iec.ch/cdd/iec61987/iec61987.nsf/PropertiesAllVersions/0112-2---61987%23ABF878 | 0112-2---61987#ABF878,0112-2---61987#ABF910
0112/2///61987#ABA792 | 003 | 01 | 0112/2///61987#ABA792#003 | Electromagnetic flow transmitter |  |  |  | velocity flow transmitter that uses electromagnetic principles to measure flow |  |  |  |  | ITEM_CLASS |  |  |  |  | 0112/2///61987#ABU125 - reference to Operating LOP for flow measuring equipment |  |  |  |  | Standard |  |  |  | 2018-03-28 | 2013-08-27 | 2016-05-24 | 2016-05-24 |  | SC65E – IEC 61987 | C00004 |  | 0112/2///61987#ABA790 | https://cdd.iec.ch/CDD/IEC61987/iec61987.nsf/Classes/0112-2---61987%23ABA792 | https://cdd.iec.ch/cdd/iec61987/iec61987.nsf/PropertiesAllVersions/0112-2---61987%23ABU240 | 0112-2---61987#ABU240
0112/2///61987#ABC460 | 002 | 01 | 0112/2///61987#ABC460#002 | Operating conditions for device design [pressure] |  |  |  | properties characterizing the nominal conditions for the design of pressure devices at a measuring point |  |  |  |  | ITEM_CLASS | [5 empty] | 0112/2///61987#ABA026 - Operating LOP for pressure measuring equipment |  |  |  | Standard |  |  |  | 2018-03-28 | 2013-09-27 | 2016-05-24 | 2016-05-24 |  | SC65E – IEC 61987 | C00004 |  | 0112/2///61987#ABV501 | https://cdd.iec.ch/CDD/IEC61987/iec61987.nsf/Classes/0112-2---61987%23ABC460 | https://cdd.iec.ch/cdd/iec61987/iec61987.nsf/PropertiesAllVersions/0112-2---61987%23ABB087,https://cdd.iec.ch/cdd/iec61987/iec61987.nsf/PropertiesAllVersions/0112-2---61987%23ABD395,https://cdd.iec.ch/cdd/iec61987/iec61987.nsf/PropertiesAllVersions/0112-2---61987%23ABD393,https://cdd.iec.ch/cdd/iec61987/iec61987.nsf/PropertiesAllVersions/0112-2---61987%23ABD394,https://cdd.iec.ch/cdd/iec61987/iec61987.nsf/PropertiesAllVersions/0112-2---61987%23ABC897,https://cdd.iec.ch/cdd/iec61987/iec61987.nsf/PropertiesAllVersions/0112-2---61987%23ABC956,https://cdd.iec.ch/cdd/iec61987/iec61987.nsf/PropertiesAllVersions/0112-2---61987%23ABD101 | 0112-2---61987#ABB087,0112-2---61987#ABD395,0112-2---61987#ABD393,0112-2---61987#ABD394,0112-2---61987#ABC897,0112-2---61987#ABC956,0112-2---61987#ABD101
0112/2///61987#ABJ620 | 001 | 01 | 0112/2///61987#ABJ620#001 | INPUT |  |  |  | properties characterizing an INPUT |  |  |  |  | ITEM_CLASS | [5 empty] | 0112/2///61987#ABH904 - Calculation function block |  |  |  | Standard |  |  |  | 2019-03-08 | 2017-12-07 | 2019-03-08 | 2019-03-08 |  | SC65E – IEC 61987 | C00018 | 001-01 (2019-03-08 15:35:13 by BATCH 00000766) standard | 0112/2///61987#ABV501 | https://cdd.iec.ch/CDD/IEC61987/iec61987.nsf/Classes/0112-2---61987%23ABJ620 | https://cdd.iec.ch/cdd/iec61987/iec61987.nsf/PropertiesAllVersions/0112-2---61987%23ABJ470,https://cdd.iec.ch/cdd/iec61987/iec61987.nsf/PropertiesAllVersions/0112-2---61987%23ABI369,https://cdd.iec.ch/cdd/iec61987/iec61987.nsf/PropertiesAllVersions/0112-2---61987%23ABJ714,https://cdd.iec.ch/cdd/iec61987/iec61987.nsf/PropertiesAllVersions/0112-2---61987%23ABJ715 | 0112-2---61987#ABJ470,0112-2---61987#ABI369,0112-2---61987#ABJ714,0112-2---61987#ABJ715
0112/2///61987#ABF196 | 001 | 01 | 0112/2///61987#ABF196#001 | Material of paddle |  |  |  | properties characterizing the material of which the paddle is made |  |  |  |  | ITEM_CLASS | [5 empty] | 0112/2///61987#ABF192 - Paddle |  |  |  | Standard |  | IEC 61987 | IEC | 2018-03-28 | 2018-03-28 | 2018-03-28 | 2018-03-28 |  | SC65E – IEC 61987 | C00018 | 001-01 (2018-03-28 07:26:05 by BATCH 00000762) standard | 0112/2///61987#ABV501 | https://cdd.iec.ch/CDD/IEC61987/iec61987.nsf/Classes/0112-2---61987%23ABF196 | https://cdd.iec.ch/cdd/iec61987/iec61987.nsf/PropertiesAllVersions/0112-2---61987%23ABB455,https://cdd.iec.ch/cdd/iec61987/iec61987.nsf/PropertiesAllVersions/0112-2---61987%23ABI460,https://cdd.iec.ch/cdd/iec61987/iec61987.nsf/PropertiesAllVersions/0112-2---61987%23ABA908,https://cdd.iec.ch/cdd/iec61987/iec61987.nsf/PropertiesAllVersions/0112-2---61987%23ABA907 | 0112-2---61987#ABI460,0112-2---61987#ABA908,0112-2---61987#ABA907,0112-2---61987#ABB455
0112/2///61987#ABG125 | 001 | 01 | 0112/2///61987#ABG125#001 | Manufacturer-specific input [5] |  |  |  | properties characterizing an auxiliary manufacturer-specific input |  | Polymorphic element: ABG125, Id: 4 |  |  | ITEM_CLASS | [5 empty] | 0112/2///61987#ABG065 - Type of auxiliary input [16] |  |  |  | Standard |  | IEC 61987 | IEC | 2018-03-28 | 2014-12-17 | 2017-09-18 | 2017-09-18 |  | SC65E | C00019 | 001-01 (2018-03-28 07:26:07 by BATCH 00000762) standard | 0112/2///61987#ABV501 | https://cdd.iec.ch/CDD/IEC61987/iec61987.nsf/Classes/0112-2---61987%23ABG125 | https://cdd.iec.ch/cdd/iec61987/iec61987.nsf/PropertiesAllVersions/0112-2---61987%23ABB619,https://cdd.iec.ch/cdd/iec61987/iec61987.nsf/PropertiesAllVersions/0112-2---61987%23ABH442,https://cdd.iec.ch/cdd/iec61987/iec61987.nsf/PropertiesAllVersions/0112-2---61987%23ABH443,https://cdd.iec.ch/cdd/iec61987/iec61987.nsf/PropertiesAllVersions/0112-2---61987%23ABV188,https://cdd.iec.ch/cdd/iec61987/iec61987.nsf/PropertiesAllVersions/0112-2---61987%23ABC930,https://cdd.iec.ch/cdd/iec61987/iec61987.nsf/PropertiesAllVersions/0112-2---61987%23ABC965 | 0112-2---61987#ABV188,0112-2---61987#ABC930,0112-2---61987#ABC965,0112-2---61987#ABB619,0112-2---61987#ABH442,0112-2---61987#ABH443
0112/2///61987#ABG252 | 001 | 01 | 0112/2///61987#ABG252#001 | Performance variable [12] |  |  |  | properties characterizing the performance of a device with respect to a particular process variable |  |  |  |  | ITEM_CLASS | [5 empty] | 0112/2///61987#ABG220 - Performance [17] |  |  |  | Standard |  | IEC 61987 | IEC | 2018-03-28 | 2014-12-17 | 2018-03-20 | 2018-03-20 |  | SC65E – IEC 61987 | C00018 | 001-01 (2018-03-28 07:26:08 by BATCH 00000762) standard | 0112/2///61987#ABV501 | https://cdd.iec.ch/CDD/IEC61987/iec61987.nsf/Classes/0112-2---61987%23ABG252 | https://cdd.iec.ch/cdd/iec61987/iec61987.nsf/PropertiesAllVersions/0112-2---61987%23ABB271,https://cdd.iec.ch/cdd/iec61987/iec61987.nsf/PropertiesAllVersions/0112-2---61987%23ABA577,https://cdd.iec.ch/cdd/iec61987/iec61987.nsf/PropertiesAllVersions/0112-2---61987%23ABG826,https://cdd.iec.ch/cdd/iec61987/iec61987.nsf/PropertiesAllVersions/0112-2---61987%23ABU878 | 0112-2---61987#ABA577,0112-2---61987#ABG826,0112-2---61987#ABU878,0112-2---61987#ABB271
0112/2///61987#ABA700 | 002 | 01 | 0112/2///61987#ABA700#002 | Paddle flow switch |  |  |  | mechanical flow switch that uses the rotation of a paddle wheel to detect a flow regime |  |  |  |  | ITEM_CLASS |  |  |  |  | 0112/2///61987#ABU125 - reference to Operating LOP for flow measuring equipment |  |  |  |  | Standard |  |  |  | 2018-03-28 | 2013-08-27 | 2016-05-24 | 2016-05-24 |  | SC65E – IEC 61987 | C00004 |  | 0112/2///61987#ABA699 | https://cdd.iec.ch/CDD/IEC61987/iec61987.nsf/Classes/0112-2---61987%23ABA700
0112/2///61987#ABE353 | 001 | 01 | 0112/2///61987#ABE353#001 | Multichannel radiation thermometer with multiple independent detectors |  |  |  | multichannel radiation thermometer with more than two detectors, in which the radiation is divided with a beam splitter and more than two filters into more than two distinct spectral ranges | Dividing the radiation with beam splitter and more than two filters into more than two distinct spectral ranges, followed by analysis using more than two radiation detectors and the associated electronics. |  |  |  | ITEM_CLASS |  |  |  |  | 0112/2///61987#ABF896 - reference to Operating LOP for temperature measuring equipment0112/2///61987#ABF898 - reference to Device LOP for radiation thermometer |  |  |  |  | Standard |  |  |  | 2018-03-28 |  | 2016-05-24 | 2016-05-24 |  | SC65E – IEC 61987 | C00004 | 001-01 (2018-03-28 07:26:02 by BATCH 00000762) standard | 0112/2///61987#ABE351 | https://cdd.iec.ch/CDD/IEC61987/iec61987.nsf/Classes/0112-2---61987%23ABE353
0112/2///61987#ABN988 | 001 | 01 | 0112/2///61987#ABN988#001 | Controller |  |  |  | infrastructure device that is an independent and local functional unit (as opposed to a PLC or DCS) for the closed loop-control of a single process variable |  |  | IEC 62270, ed. 2.0, 2.28 (mod) |  | ITEM_CLASS |  |  |  |  | 0112/2///61987#ABP285 - reference to Operating LOP for infrastructure devices |  |  |  | false | Standard |  | IEC 61987-31 | IEC | 2022-10-26 | 2022-10-26 | 2022-10-26 | 2022-10-26 |  | IEC/SC 65E | C00127 | 001-01 (2022-10-26 07:15:16 by BATCH 00000802) standard | 0112/2///61987#ABN977 | https://cdd.iec.ch/CDD/IEC61987/iec61987.nsf/Classes/0112-2---61987%23ABN988 |  | 0112-2---61987#ABP285
0112/2///61987#ABE319 | 002 | 01 | 0112/2///61987#ABE319#002 | Device LOP for pneumatic linear actuator |  |  |  | list of properties characterizing a pneumatic linear actuator |  |  |  |  | ITEM_CLASS | [5 empty] | 0112/2///61987#ABD356 - Pneumatic linear actuator |  |  |  | Standard |  | IEC 61987 | IEC | 2022-09-08 | 2017-12-07 | 2022-09-08 | 2022-09-08 |  | IEC/SC 65E | C00121 |  | 0112/2///61987#ABV504 | https://cdd.iec.ch/CDD/IEC61987/iec61987.nsf/Classes/0112-2---61987%23ABE319 | https://cdd.iec.ch/cdd/iec61987/iec61987.nsf/PropertiesAllVersions/0112-2---61987%23ABC899,https://cdd.iec.ch/cdd/iec61987/iec61987.nsf/PropertiesAllVersions/0112-2---61987%23ABC730,https://cdd.iec.ch/cdd/iec61987/iec61987.nsf/PropertiesAllVersions/0112-2---61987%23ABE217,https://cdd.iec.ch/cdd/iec61987/iec61987.nsf/PropertiesAllVersions/0112-2---61987%23ABU551,https://cdd.iec.ch/cdd/iec61987/iec61987.nsf/PropertiesAllVersions/0112-2---61987%23ABE229,https://cdd.iec.ch/cdd/iec61987/iec61987.nsf/PropertiesAllVersions/0112-2---61987%23ABE254,https://cdd.iec.ch/cdd/iec61987/iec61987.nsf/PropertiesAllVersions/0112-2---61987%23ABE194,https://cdd.iec.ch/cdd/iec61987/iec61987.nsf/PropertiesAllVersions/0112-2---61987%23ABE239,https://cdd.iec.ch/cdd/iec61987/iec61987.nsf/PropertiesAllVersions/0112-2---61987%23ABE074,https://cdd.iec.ch/cdd/iec61987/iec61987.nsf/PropertiesAllVersions/0112-2---61987%23ABC795,https://cdd.iec.ch/cdd/iec61987/iec61987.nsf/PropertiesAllVersions/0112-2---61987%23ABA293,https://cdd.iec.ch/cdd/iec61987/iec61987.nsf/PropertiesAllVersions/0112-2---61987%23ABC710 | 0112-2---61987#ABE229,0112-2---61987#ABE254,0112-2---61987#ABE074,0112-2---61987#ABC710,0112-2---61987#ABC899,0112-2---61987#ABE217,0112-2---61987#ABU551,0112-2---61987#ABC795,0112-2---61987#ABA293,0112-2---61987#ABC730,0112-2---61987#ABE194,0112-2---61987#ABE239
0112/2///61987#ABI715 | 001 | 01 | 0112/2///61987#ABI715#001 | ALARM_SUMMARY |  |  |  | parameter with properties characterizing the configuration of the alarm summary of a block |  |  |  |  | ITEM_CLASS | [5 empty] | 0112/2///61987#ABI711 - Standard parameters |  |  |  | Standard |  |  |  | 2019-03-08 | 2017-12-07 | 2019-03-08 | 2019-03-08 |  | SC65E – IEC 61987 | C00018 | 001-01 (2019-03-08 15:35:13 by BATCH 00000766) standard | 0112/2///61987#ABV501 | https://cdd.iec.ch/CDD/IEC61987/iec61987.nsf/Classes/0112-2---61987%23ABI715 | https://cdd.iec.ch/cdd/iec61987/iec61987.nsf/PropertiesAllVersions/0112-2---61987%23ABJ286,https://cdd.iec.ch/cdd/iec61987/iec61987.nsf/PropertiesAllVersions/0112-2---61987%23ABJ287,https://cdd.iec.ch/cdd/iec61987/iec61987.nsf/PropertiesAllVersions/0112-2---61987%23ABJ288,https://cdd.iec.ch/cdd/iec61987/iec61987.nsf/PropertiesAllVersions/0112-2---61987%23ABJ289 | 0112-2---61987#ABJ286,0112-2---61987#ABJ287,0112-2---61987#ABJ288,0112-2---61987#ABJ289
0112/2///61987#ABA754 | 001 | 03 | 0112/2///61987#ABA754#001 | Density transmitter |  |  |  | transmitter that outputs a signal representative of a density |  |  |  |  | ITEM_CLASS | [9 empty] | Standard |  |  |  | 2018-03-28 | 2013-08-27 | 2013-08-27 | 2014-06-18 |  | SC65E – IEC 61987 | C00017 |  | 0112/2///61987#ABA751 | https://cdd.iec.ch/CDD/IEC61987/iec61987.nsf/Classes/0112-2---61987%23ABA754 | https://cdd.iec.ch/cdd/iec61987/iec61987.nsf/PropertiesAllVersions/0112-2---61987%23ABF920 | 0112-2---61987#ABF920
0112/2///61987#ABC370 | 001 | 02 | 0112/2///61987#ABC370#001 | Material of hot tap upper tube section |  |  |  | properties characterizing the material of which the upper tube section of the hot tap is made |  |  |  |  | ITEM_CLASS | [5 empty] | 0112/2///61987#ABC582 - Retractable electromagnetic insertion flow transmitter0112/2///61987#ABC583 - Retractable thermal mass flow transmitter |  |  |  | Standard |  |  |  | 2018-03-28 | 2013-08-27 | 2013-08-27 | 2014-06-18 |  | SC65E – IEC 61987 | C00019 |  | 0112/2///61987#ABV501 | https://cdd.iec.ch/CDD/IEC61987/iec61987.nsf/Classes/0112-2---61987%23ABC370 | https://cdd.iec.ch/cdd/iec61987/iec61987.nsf/PropertiesAllVersions/0112-2---61987%23ABB455,https://cdd.iec.ch/cdd/iec61987/iec61987.nsf/PropertiesAllVersions/0112-2---61987%23ABI460,https://cdd.iec.ch/cdd/iec61987/iec61987.nsf/PropertiesAllVersions/0112-2---61987%23ABA908,https://cdd.iec.ch/cdd/iec61987/iec61987.nsf/PropertiesAllVersions/0112-2---61987%23ABA907 | 0112-2---61987#ABB455,0112-2---61987#ABI460,0112-2---61987#ABA908,0112-2---61987#ABA907
0112/2///61987#ABF515 | 001 | 01 | 0112/2///61987#ABF515#001 | Insert/element |  |  |  | properties characterizing an insert/element |  |  |  |  | ITEM_CLASS | [5 empty] | 0112/2///61987#ABF513 - Structural design of temperature gauge |  |  |  | Standard |  | IEC 61987 | IEC | 2018-03-28 | 2014-12-17 | 2017-09-18 | 2017-09-18 |  | SC65E – IEC 61987 | C00019 | 001-01 (2018-03-28 07:26:06 by BATCH 00000762) standard | 0112/2///61987#ABV501 | https://cdd.iec.ch/CDD/IEC61987/iec61987.nsf/Classes/0112-2---61987%23ABF515 | https://cdd.iec.ch/cdd/iec61987/iec61987.nsf/PropertiesAllVersions/0112-2---61987%23ABA640,https://cdd.iec.ch/cdd/iec61987/iec61987.nsf/PropertiesAllVersions/0112-2---61987%23ABF406,https://cdd.iec.ch/cdd/iec61987/iec61987.nsf/PropertiesAllVersions/0112-2---61987%23ABF777,https://cdd.iec.ch/cdd/iec61987/iec61987.nsf/PropertiesAllVersions/0112-2---61987%23ABF508 | 0112-2---61987#ABA640,0112-2---61987#ABF406,0112-2---61987#ABF777,0112-2---61987#ABF508
0112/2///61987#ABG379 | 001 | 01 | 0112/2///61987#ABG379#001 | Mechanical and electrical construction [ultrasonic level switch] |  |  |  | properties characterizing the constructional details of the device and its parts |  |  | IEC 61987-1, 5.8 |  | ITEM_CLASS | [5 empty] | 0112/2///61987#ABE745 - Device LOP for ultrasonic level switch |  |  |  | Standard |  | IEC 61987 | IEC | 2018-03-28 | 2014-12-17 | 2018-03-20 | 2018-03-20 |  | SC65E – IEC 61987 | C00018 | 001-01 (2018-03-28 07:26:09 by BATCH 00000762) standard | 0112/2///61987#ABV501 | https://cdd.iec.ch/CDD/IEC61987/iec61987.nsf/Classes/0112-2---61987%23ABG379 | https://cdd.iec.ch/cdd/iec61987/iec61987.nsf/PropertiesAllVersions/0112-2---61987%23ABD534,https://cdd.iec.ch/cdd/iec61987/iec61987.nsf/PropertiesAllVersions/0112-2---61987%23ABG984,https://cdd.iec.ch/cdd/iec61987/iec61987.nsf/PropertiesAllVersions/0112-2---61987%23ABB139,https://cdd.iec.ch/cdd/iec61987/iec61987.nsf/PropertiesAllVersions/0112-2---61987%23ABC862,https://cdd.iec.ch/cdd/iec61987/iec61987.nsf/PropertiesAllVersions/0112-2---61987%23ABC789 | 0112-2---61987#ABD534,0112-2---61987#ABG984,0112-2---61987#ABB139,0112-2---61987#ABC862,0112-2---61987#ABC789
0112/2///61987#ABC198 | 001 | 02 | 0112/2///61987#ABC198#001 | Extended diaphragm seal |  |  |  | properties characterizing the constructional details of an extended diaphragm seal |  |  |  |  | ITEM_CLASS | [5 empty] | 0112/2///61987#ABC630 - Structural design of a remote seal [1]0112/2///61987#ABC631 - Structural design of a remote seal [2] |  |  |  | Standard |  |  |  | 2018-03-28 | 2013-09-27 | 2013-09-27 | 2014-06-18 |  | SC65E – IEC 61987 | C00004 |  | 0112/2///61987#ABV501 | https://cdd.iec.ch/CDD/IEC61987/iec61987.nsf/Classes/0112-2---61987%23ABC198 | https://cdd.iec.ch/cdd/iec61987/iec61987.nsf/PropertiesAllVersions/0112-2---61987%23ABB041,https://cdd.iec.ch/cdd/iec61987/iec61987.nsf/PropertiesAllVersions/0112-2---61987%23ABB042,https://cdd.iec.ch/cdd/iec61987/iec61987.nsf/PropertiesAllVersions/0112-2---61987%23ABC987,https://cdd.iec.ch/cdd/iec61987/iec61987.nsf/PropertiesAllVersions/0112-2---61987%23ABA899,https://cdd.iec.ch/cdd/iec61987/iec61987.nsf/PropertiesAllVersions/0112-2---61987%23ABB043,https://cdd.iec.ch/cdd/iec61987/iec61987.nsf/PropertiesAllVersions/0112-2---61987%23ABB044,https://cdd.iec.ch/cdd/iec61987/iec61987.nsf/PropertiesAllVersions/0112-2---61987%23ABD179,https://cdd.iec.ch/cdd/iec61987/iec61987.nsf/PropertiesAllVersions/0112-2---61987%23ABC989,https://cdd.iec.ch/cdd/iec61987/iec61987.nsf/PropertiesAllVersions/0112-2---61987%23ABB045 | 0112-2---61987#ABD179,0112-2---61987#ABB041,0112-2---61987#ABB042,0112-2---61987#ABB043,0112-2---61987#ABC989,0112-2---61987#ABB045,0112-2---61987#ABC987,0112-2---61987#ABA899,0112-2---61987#ABB044
0112/2///61987#ABC322 | 003 | 02 | 0112/2///61987#ABC322#003 | Line or nozzle |  |  |  | properties characterizing a line or a nozzle at a line or equipment and its end connection |  |  |  |  | ITEM_CLASS | [5 empty] | 0112/2///61987#ABC546 - Process equipment0112/2///61987#ABF023 - Structural design of a bypass/measuring chamber0112/2///61987#ABG478 - Process equipment [level]0112/2///61987#ABG479 - Process equipment [temperature]0112/2///61987#ABH145 - Bypass |  |  |  | Standard |  |  |  | 2019-05-17 | 2019-05-17 | 2019-05-17 | 2019-05-17 |  | SC65E – IEC 61987 | C00004 |  | 0112/2///61987#ABV501 | https://cdd.iec.ch/CDD/IEC61987/iec61987.nsf/Classes/0112-2---61987%23ABC322 | https://cdd.iec.ch/cdd/iec61987/iec61987.nsf/PropertiesAllVersions/0112-2---61987%23ABB336,https://cdd.iec.ch/cdd/iec61987/iec61987.nsf/PropertiesAllVersions/0112-2---61987%23ABB337,https://cdd.iec.ch/cdd/iec61987/iec61987.nsf/PropertiesAllVersions/0112-2---61987%23ABB338,https://cdd.iec.ch/cdd/iec61987/iec61987.nsf/PropertiesAllVersions/0112-2---61987%23ABB339,https://cdd.iec.ch/cdd/iec61987/iec61987.nsf/PropertiesAllVersions/0112-2---61987%23ABA576,https://cdd.iec.ch/cdd/iec61987/iec61987.nsf/PropertiesAllVersions/0112-2---61987%23ABA591,https://cdd.iec.ch/cdd/iec61987/iec61987.nsf/PropertiesAllVersions/0112-2---61987%23ABB340,https://cdd.iec.ch/cdd/iec61987/iec61987.nsf/PropertiesAllVersions/0112-2---61987%23ABB341,https://cdd.iec.ch/cdd/iec61987/iec61987.nsf/PropertiesAllVersions/0112-2---61987%23ABA555,https://cdd.iec.ch/cdd/iec61987/iec61987.nsf/PropertiesAllVersions/0112-2---61987%23ABA910,https://cdd.iec.ch/cdd/iec61987/iec61987.nsf/PropertiesAllVersions/0112-2---61987%23ABA554,https://cdd.iec.ch/cdd/iec61987/iec61987.nsf/PropertiesAllVersions/0112-2---61987%23ABB343,https://cdd.iec.ch/cdd/iec61987/iec61987.nsf/PropertiesAllVersions/0112-2---61987%23ABA145,https://cdd.iec.ch/cdd/iec61987/iec61987.nsf/PropertiesAllVersions/0112-2---61987%23ABA590,https://cdd.iec.ch/cdd/iec61987/iec61987.nsf/PropertiesAllVersions/0112-2---61987%23ABB344,https://cdd.iec.ch/cdd/iec61987/iec61987.nsf/PropertiesAllVersions/0112-2---61987%23ABB345,https://cdd.iec.ch/cdd/iec61987/iec61987.nsf/PropertiesAllVersions/0112-2---61987%23ABC983,https://cdd.iec.ch/cdd/iec61987/iec61987.nsf/PropertiesAllVersions/0112-2---61987%23ABB120,https://cdd.iec.ch/cdd/iec61987/iec61987.nsf/PropertiesAllVersions/0112-2---61987%23ABD406,https://cdd.iec.ch/cdd/iec61987/iec61987.nsf/PropertiesAllVersions/0112-2---61987%23ABD407,https://cdd.iec.ch/cdd/iec61987/iec61987.nsf/PropertiesAllVersions/0112-2---61987%23ABD408,https://cdd.iec.ch/cdd/iec61987/iec61987.nsf/PropertiesAllVersions/0112-2---61987%23ABD409,https://cdd.iec.ch/cdd/iec61987/iec61987.nsf/PropertiesAllVersions/0112-2---61987%23ABB453,https://cdd.iec.ch/cdd/iec61987/iec61987.nsf/PropertiesAllVersions/0112-2---61987%23ABB521,https://cdd.iec.ch/cdd/iec61987/iec61987.nsf/PropertiesAllVersions/0112-2---61987%23ABH293,https://cdd.iec.ch/cdd/iec61987/iec61987.nsf/PropertiesAllVersions/0112-2---61987%23ABU164 | 0112-2---61987#ABA591,0112-2---61987#ABB341,0112-2---61987#ABA590,0112-2---61987#ABB120,0112-2---61987#ABD406,0112-2---61987#ABB336,0112-2---61987#ABB339,0112-2---61987#ABA576,0112-2---61987#ABB343,0112-2---61987#ABH293,0112-2---61987#ABB337,0112-2---61987#ABD407,0112-2---61987#ABD408,0112-2---61987#ABD409,0112-2---61987#ABB453,0112-2---61987#ABB521,0112-2---61987#ABU164,0112-2---61987#ABA145,0112-2---61987#ABB340,0112-2---61987#ABA555,0112-2---61987#ABA910,0112-2---61987#ABA554,0112-2---61987#ABB344,0112-2---61987#ABB345,0112-2---61987#ABC983,0112-2---61987#ABB338
0112/2///61987#ABC374 | 001 | 02 | 0112/2///61987#ABC374#001 | Material of measuring tube |  |  |  | properties characterizing the material of which a measuring tube is made |  |  |  |  | ITEM_CLASS | [5 empty] | 0112/2///61987#ABC246 - Flowtube assembly0112/2///61987#ABC445 - Meter run0112/2///61987#ABC638 - Structural design of a variable area flow transmitter or gauge |  |  |  | Standard |  |  |  | 2018-03-28 | 2013-08-27 | 2013-08-27 | 2014-06-18 |  | SC65E – IEC 61987 | C00019 |  | 0112/2///61987#ABV501 | https://cdd.iec.ch/CDD/IEC61987/iec61987.nsf/Classes/0112-2---61987%23ABC374 | https://cdd.iec.ch/cdd/iec61987/iec61987.nsf/PropertiesAllVersions/0112-2---61987%23ABB455,https://cdd.iec.ch/cdd/iec61987/iec61987.nsf/PropertiesAllVersions/0112-2---61987%23ABI460,https://cdd.iec.ch/cdd/iec61987/iec61987.nsf/PropertiesAllVersions/0112-2---61987%23ABA908,https://cdd.iec.ch/cdd/iec61987/iec61987.nsf/PropertiesAllVersions/0112-2---61987%23ABA907 | 0112-2---61987#ABB455,0112-2---61987#ABI460,0112-2---61987#ABA908,0112-2---61987#ABA907
0112/2///61987#ABF351 | 001 | 01 | 0112/2///61987#ABF351#001 | Material of probe/transmitter |  |  |  | properties characterizing the material of which a probe or a transmitter is made |  |  |  |  | ITEM_CLASS | [5 empty] | 0112/2///61987#ABF348 - Immersible probe or transmitter |  |  |  | Standard |  | IEC 61987 | IEC | 2018-03-28 | 2018-03-28 | 2018-03-28 | 2018-03-28 |  | SC65E – IEC 61987 | C00018 | 001-01 (2018-03-28 07:26:05 by BATCH 00000762) standard | 0112/2///61987#ABV501 | https://cdd.iec.ch/CDD/IEC61987/iec61987.nsf/Classes/0112-2---61987%23ABF351 | https://cdd.iec.ch/cdd/iec61987/iec61987.nsf/PropertiesAllVersions/0112-2---61987%23ABB455,https://cdd.iec.ch/cdd/iec61987/iec61987.nsf/PropertiesAllVersions/0112-2---61987%23ABI460,https://cdd.iec.ch/cdd/iec61987/iec61987.nsf/PropertiesAllVersions/0112-2---61987%23ABA908,https://cdd.iec.ch/cdd/iec61987/iec61987.nsf/PropertiesAllVersions/0112-2---61987%23ABA907 | 0112-2---61987#ABI460,0112-2---61987#ABA908,0112-2---61987#ABA907,0112-2---61987#ABB455
0112/2///61987#ABG360 | 001 | 01 | 0112/2///61987#ABG360#001 | Mechanical and electrical construction [level transmitter] |  |  |  | properties characterizing the constructional details of the device and its parts |  |  | IEC 61987-1, 5.8 |  | ITEM_CLASS | [5 empty] | 0112/2///61987#ABE735 - Device LOP for level transmitter |  |  |  | Standard |  | IEC 61987 | IEC | 2018-03-28 | 2014-12-17 | 2018-03-20 | 2018-03-20 |  | SC65E – IEC 61987 | C00018 | 001-01 (2018-03-28 07:26:09 by BATCH 00000762) standard | 0112/2///61987#ABV501 | https://cdd.iec.ch/CDD/IEC61987/iec61987.nsf/Classes/0112-2---61987%23ABG360 | https://cdd.iec.ch/cdd/iec61987/iec61987.nsf/PropertiesAllVersions/0112-2---61987%23ABD534,https://cdd.iec.ch/cdd/iec61987/iec61987.nsf/PropertiesAllVersions/0112-2---61987%23ABG965,https://cdd.iec.ch/cdd/iec61987/iec61987.nsf/PropertiesAllVersions/0112-2---61987%23ABB139,https://cdd.iec.ch/cdd/iec61987/iec61987.nsf/PropertiesAllVersions/0112-2---61987%23ABC862,https://cdd.iec.ch/cdd/iec61987/iec61987.nsf/PropertiesAllVersions/0112-2---61987%23ABC789 | 0112-2---61987#ABD534,0112-2---61987#ABG965,0112-2---61987#ABB139,0112-2---61987#ABC862,0112-2---61987#ABC789
0112/2///61987#ABH705 | 001 | 01 | 0112/2///61987#ABH705#001 | Trip point |  |  |  | properties characterizing a trip point |  |  |  |  | ITEM_CLASS | [5 empty] | 0112/2///61987#ABH702 - Trip points |  |  |  | Standard |  |  |  | 2019-03-08 | 2017-12-07 | 2019-03-08 | 2019-03-08 |  | SC65E – IEC 61987 | C00018 | 001-01 (2019-03-08 15:35:12 by BATCH 00000766) standard | 0112/2///61987#ABV501 | https://cdd.iec.ch/CDD/IEC61987/iec61987.nsf/Classes/0112-2---61987%23ABH705 | https://cdd.iec.ch/cdd/iec61987/iec61987.nsf/PropertiesAllVersions/0112-2---61987%23ABH541,https://cdd.iec.ch/cdd/iec61987/iec61987.nsf/PropertiesAllVersions/0112-2---61987%23ABH704,https://cdd.iec.ch/cdd/iec61987/iec61987.nsf/PropertiesAllVersions/0112-2---61987%23ABH706,https://cdd.iec.ch/cdd/iec61987/iec61987.nsf/PropertiesAllVersions/0112-2---61987%23ABH708,https://cdd.iec.ch/cdd/iec61987/iec61987.nsf/PropertiesAllVersions/0112-2---61987%23ABH707,https://cdd.iec.ch/cdd/iec61987/iec61987.nsf/PropertiesAllVersions/0112-2---61987%23ABH709 | 0112-2---61987#ABH709,0112-2---61987#ABH541,0112-2---61987#ABH704,0112-2---61987#ABH706,0112-2---61987#ABH708,0112-2---61987#ABH707
0112/2///61987#ABI462 | 001 | 01 | 0112/2///61987#ABI462#001 | Explosion protection parameters for nonincendive installation |  |  |  | properties characterizing the explosion protection of a non-incendive installation |  |  |  |  | ITEM_CLASS | [5 empty] | 0112/2///61987#ABC085 - Analog current input parameters0112/2///61987#ABC091 - Analog current output parameters0112/2///61987#ABC094 - Analog voltage input parameters0112/2///61987#ABC099 - Analog voltage output parameters0112/2///61987#ABC140 - Binary current output0112/2///61987#ABC141 - Binary electronic output0112/2///61987#ABC141 - Binary transistor/triac output0112/2///61987#ABC142 - Binary input0112/2///61987#ABC143 - Binary input IEC 60947-5-6 (NAMUR)0112/2///61987#ABC144 - Binary isolated output0112/2///61987#ABC144 - Binary relay output0112/2///61987#ABC145 - Binary output IEC 60947-5-6 (NAMUR)0112/2///61987#ABC335 - Manufacturer-specific parameters0112/2///61987#ABC555 - Pulse/frequency input/output parameters0112/2///61987#ABC685 - Wired communication interface0112/2///61987#ABE570 - Solenoid valve binary input0112/2///61987#ABF287 - Input for temperature transmitter0112/2///61987#ABF289 - RTD/thermocouple probe output0112/2///61987#ABP015 - Analog current input parameters [I/O module]0112/2///61987#ABP019 - Analog voltage input parameters [I/O module]0112/2///61987#ABP021 - Binary input [I/O module]0112/2///61987#ABP023 - Binary powered output0112/2///61987#ABP031 - Frequency input parameters [I/O module]0112/2///61987#ABP069 - RMS input0112/2///61987#ABP301 - Binary valve output |  |  |  | Standard |  |  |  | 2018-03-28 | 2016-05-13 | 2018-03-20 | 2018-03-20 |  | SC65E – IEC 61987 | C00019 | 001-01 (2018-03-28 07:26:12 by BATCH 00000762) standard | 0112/2///61987#ABV501 | https://cdd.iec.ch/CDD/IEC61987/iec61987.nsf/Classes/0112-2---61987%23ABI462 | https://cdd.iec.ch/cdd/iec61987/iec61987.nsf/PropertiesAllVersions/0112-2---61987%23ABC863,https://cdd.iec.ch/cdd/iec61987/iec61987.nsf/PropertiesAllVersions/0112-2---61987%23ABD078 | 0112-2---61987#ABC863,0112-2---61987#ABD078
0112/2///61987#ABC373 | 001 | 02 | 0112/2///61987#ABC373#001 | Material of manifold block |  |  |  | properties characterizing the material of a valve manifold block |  |  |  |  | ITEM_CLASS | [5 empty] | 0112/2///61987#ABC637 - Structural design of a valve manifold |  |  |  | Standard |  |  |  | 2018-03-28 | 2013-08-27 | 2013-08-27 | 2014-06-18 |  | SC65E – IEC 61987 | C00019 |  | 0112/2///61987#ABV501 | https://cdd.iec.ch/CDD/IEC61987/iec61987.nsf/Classes/0112-2---61987%23ABC373 | https://cdd.iec.ch/cdd/iec61987/iec61987.nsf/PropertiesAllVersions/0112-2---61987%23ABB455,https://cdd.iec.ch/cdd/iec61987/iec61987.nsf/PropertiesAllVersions/0112-2---61987%23ABI460,https://cdd.iec.ch/cdd/iec61987/iec61987.nsf/PropertiesAllVersions/0112-2---61987%23ABA908,https://cdd.iec.ch/cdd/iec61987/iec61987.nsf/PropertiesAllVersions/0112-2---61987%23ABA907 | 0112-2---61987#ABA907,0112-2---61987#ABB455,0112-2---61987#ABI460,0112-2---61987#ABA908
0112/2///61987#ABG085 | 001 | 01 | 0112/2///61987#ABG085#001 | Analog current input [6] |  |  |  | properties characterizing an auxiliary analog current input |  | Polymorphic element: ABG085, Id: 4 |  |  | ITEM_CLASS | [5 empty] | 0112/2///61987#ABG070 - Type of auxiliary input [21] |  |  |  | Standard |  | IEC 61987 | IEC | 2018-03-28 | 2018-03-28 | 2018-03-28 | 2018-03-28 |  | SC65E – IEC 61987 | C00017 | 001-01 (2018-03-28 07:26:07 by BATCH 00000762) standard | 0112/2///61987#ABV501 | https://cdd.iec.ch/CDD/IEC61987/iec61987.nsf/Classes/0112-2---61987%23ABG085 | https://cdd.iec.ch/cdd/iec61987/iec61987.nsf/PropertiesAllVersions/0112-2---61987%23ABU651,https://cdd.iec.ch/cdd/iec61987/iec61987.nsf/PropertiesAllVersions/0112-2---61987%23ABC930,https://cdd.iec.ch/cdd/iec61987/iec61987.nsf/PropertiesAllVersions/0112-2---61987%23ABC715 | 0112-2---61987#ABC930,0112-2---61987#ABC715,0112-2---61987#ABU651
0112/2///61987#ABV235 | 002 | 01 | 0112/2///61987#ABV235#002 | Rated operating conditions [25] |  |  |  | properties characterizing the conditions that must be fulfilled during operation in order that a device or assembly performs as designed |  | Id specified in IEC61987: ABG330 |  |  | ITEM_CLASS | [5 empty] | 0112/2///61987#ABE761 - Device LOP for radiation thermometer |  |  | false | Standard |  | IEC 61987 | IEC | 2022-12-09 | 2017-12-07 | 2022-12-09 | 2022-12-09 |  | IEC/SC 65E | C00112 |  | 0112/2///61987#ABV501 | https://cdd.iec.ch/CDD/IEC61987/iec61987.nsf/Classes/0112-2---61987%23ABV235 | https://cdd.iec.ch/cdd/iec61987/iec61987.nsf/PropertiesAllVersions/0112-2---61987%23ABD521,https://cdd.iec.ch/cdd/iec61987/iec61987.nsf/PropertiesAllVersions/0112-2---61987%23ABG917,https://cdd.iec.ch/cdd/iec61987/iec61987.nsf/PropertiesAllVersions/0112-2---61987%23ABG902,https://cdd.iec.ch/cdd/iec61987/iec61987.nsf/PropertiesAllVersions/0112-2---61987%23ABD163 | 0112-2---61987#ABD163,0112-2---61987#ABD521,0112-2---61987#ABG917,0112-2---61987#ABG902
0112/2///61987#ABA692 | 002 | 01 | 0112/2///61987#ABA692#002 | Level sight indicator |  |  |  | sight indicator that shows the presence of a level regime |  |  |  |  | ITEM_CLASS | [9 empty] | Standard |  |  |  | 2018-03-28 | 2013-08-27 | 2018-03-20 | 2018-03-20 |  | SC65E – IEC 61987 | C00018 |  | 0112/2///61987#ABA689 | https://cdd.iec.ch/CDD/IEC61987/iec61987.nsf/Classes/0112-2---61987%23ABA692 | https://cdd.iec.ch/cdd/iec61987/iec61987.nsf/PropertiesAllVersions/0112-2---61987%23ABF910 | 0112-2---61987#ABF910
0112/2///61987#ABD806 | 001 | 02 | 0112/2///61987#ABD806#001 | Control input |  |  |  | properties characterizing a positioner input that acquires the value of the set point |  |  |  |  | ITEM_CLASS | [5 empty] | 0112/2///61987#ABD894 - Input [11]0112/2///61987#ABH340 - Input [35] |  |  |  | Standard |  |  |  | 2018-03-28 | 2013-09-02 | 2013-09-02 | 2014-06-18 |  | SC65E – IEC 61987 | C00009 |  | 0112/2///61987#ABV501 | https://cdd.iec.ch/CDD/IEC61987/iec61987.nsf/Classes/0112-2---61987%23ABD806 | https://cdd.iec.ch/cdd/iec61987/iec61987.nsf/PropertiesAllVersions/0112-2---61987%23ABB271,https://cdd.iec.ch/cdd/iec61987/iec61987.nsf/PropertiesAllVersions/0112-2---61987%23ABA577,https://cdd.iec.ch/cdd/iec61987/iec61987.nsf/PropertiesAllVersions/0112-2---61987%23ABB095,https://cdd.iec.ch/cdd/iec61987/iec61987.nsf/PropertiesAllVersions/0112-2---61987%23ABA342,https://cdd.iec.ch/cdd/iec61987/iec61987.nsf/PropertiesAllVersions/0112-2---61987%23ABU532 | 0112-2---61987#ABA342,0112-2---61987#ABU532,0112-2---61987#ABB271,0112-2---61987#ABA577,0112-2---61987#ABB095
0112/2///61987#ABG197 | 001 | 01 | 0112/2///61987#ABG197#001 | Frequency output [15] |  |  |  | properties characterizing the parameters of the frequency output |  | Polymorphic element: ABG197, Id: 2 |  |  | ITEM_CLASS | [5 empty] | 0112/2///61987#ABG150 - Type of output [20] |  |  |  | Standard |  | IEC 61987 | IEC | 2018-03-28 | 2014-12-17 | 2016-05-24 | 2016-05-24 |  | SC65E – IEC 61987 | C00019 | 001-01 (2018-03-28 07:26:08 by BATCH 00000762) standard | 0112/2///61987#ABV501 | https://cdd.iec.ch/CDD/IEC61987/iec61987.nsf/Classes/0112-2---61987%23ABG197 | https://cdd.iec.ch/cdd/iec61987/iec61987.nsf/PropertiesAllVersions/0112-2---61987%23ABV204,https://cdd.iec.ch/cdd/iec61987/iec61987.nsf/PropertiesAllVersions/0112-2---61987%23ABD185 | 0112-2---61987#ABV204,0112-2---61987#ABD185
0112/2///61987#ABO077 | 001 | 01 | 0112/2///61987#ABO077#001 | Recorder |  |  |  | infrastructure device that records, with a pen or by other means, the instantaneous, effective or average value of a signal |  |  | IEC 60873-1, 3.4 (mod) |  | ITEM_CLASS |  |  |  |  | 0112/2///61987#ABP285 - reference to Operating LOP for infrastructure devices |  |  |  | false | Standard |  | IEC 61987-31 | IEC | 2022-10-26 | 2022-10-26 | 2022-10-26 | 2022-10-26 |  | IEC/SC 65E | C00127 | 001-01 (2022-10-26 07:15:17 by BATCH 00000802) standard | 0112/2///61987#ABN977 | https://cdd.iec.ch/CDD/IEC61987/iec61987.nsf/Classes/0112-2---61987%23ABO077 |  | 0112-2---61987#ABP285
0112/2///61987#ABD811 | 001 | 02 | 0112/2///61987#ABD811#001 | Body of actuator |  |  |  | properties characterizing the body of an actuator for final control elements |  |  |  |  | ITEM_CLASS | [5 empty] | 0112/2///61987#ABE017 - Structural design [pneumatic linear actuator]0112/2///61987#ABE024 - Structural design [pneumatic rotary actuator] |  |  |  | Standard |  |  |  | 2018-03-28 | 2013-09-02 | 2013-09-02 | 2014-06-18 |  | SC65E – IEC 61987 | C00009 |  | 0112/2///61987#ABV501 | https://cdd.iec.ch/CDD/IEC61987/iec61987.nsf/Classes/0112-2---61987%23ABD811 | https://cdd.iec.ch/cdd/iec61987/iec61987.nsf/PropertiesAllVersions/0112-2---61987%23ABE422,https://cdd.iec.ch/cdd/iec61987/iec61987.nsf/PropertiesAllVersions/0112-2---61987%23ABA158,https://cdd.iec.ch/cdd/iec61987/iec61987.nsf/PropertiesAllVersions/0112-2---61987%23ABA917,https://cdd.iec.ch/cdd/iec61987/iec61987.nsf/PropertiesAllVersions/0112-2---61987%23ABA553,https://cdd.iec.ch/cdd/iec61987/iec61987.nsf/PropertiesAllVersions/0112-2---61987%23ABA640,https://cdd.iec.ch/cdd/iec61987/iec61987.nsf/PropertiesAllVersions/0112-2---61987%23ABA573,https://cdd.iec.ch/cdd/iec61987/iec61987.nsf/PropertiesAllVersions/0112-2---61987%23ABA574,https://cdd.iec.ch/cdd/iec61987/iec61987.nsf/PropertiesAllVersions/0112-2---61987%23ABB950,https://cdd.iec.ch/cdd/iec61987/iec61987.nsf/PropertiesAllVersions/0112-2---61987%23ABA582,https://cdd.iec.ch/cdd/iec61987/iec61987.nsf/PropertiesAllVersions/0112-2---61987%23ABE197,https://cdd.iec.ch/cdd/iec61987/iec61987.nsf/PropertiesAllVersions/0112-2---61987%23ABE198,https://cdd.iec.ch/cdd/iec61987/iec61987.nsf/PropertiesAllVersions/0112-2---61987%23ABB177,https://cdd.iec.ch/cdd/iec61987/iec61987.nsf/PropertiesAllVersions/0112-2---61987%23ABC803,https://cdd.iec.ch/cdd/iec61987/iec61987.nsf/PropertiesAllVersions/0112-2---61987%23ABC012,https://cdd.iec.ch/cdd/iec61987/iec61987.nsf/PropertiesAllVersions/0112-2---61987%23ABC861 | 0112-2---61987#ABE422,0112-2---61987#ABA917,0112-2---61987#ABA553,0112-2---61987#ABB950,0112-2---61987#ABB177,0112-2---61987#ABC803,0112-2---61987#ABA158,0112-2---61987#ABA640,0112-2---61987#ABE197,0112-2---61987#ABC861,0112-2---61987#ABA573,0112-2---61987#ABA574,0112-2---61987#ABA582,0112-2---61987#ABE198,0112-2---61987#ABC012
0112/2///61987#ABE792 | 001 | 01 | 0112/2///61987#ABE792#001 | Absolute performance for concentration |  |  |  | properties characterizing the accuracy of a concentration measurement, expressed in engineering units |  | Polymorphic element: ABE792, Id: 5 |  |  | ITEM_CLASS | [5 empty] | 0112/2///61987#ABG285 - Type of performance variable [19]0112/2///61987#ABG277 - Type of performance variable [11] |  |  |  | Standard |  | IEC 61987 | IEC | 2018-03-28 | 2018-03-28 | 2018-03-28 | 2018-03-28 |  | SC65E – IEC 61987 | C00018 | 001-01 (2018-03-28 07:26:04 by BATCH 00000762) standard | 0112/2///61987#ABV501 | https://cdd.iec.ch/CDD/IEC61987/iec61987.nsf/Classes/0112-2---61987%23ABE792 | https://cdd.iec.ch/cdd/iec61987/iec61987.nsf/PropertiesAllVersions/0112-2---61987%23ABE794,https://cdd.iec.ch/cdd/iec61987/iec61987.nsf/PropertiesAllVersions/0112-2---61987%23ABD535,https://cdd.iec.ch/cdd/iec61987/iec61987.nsf/PropertiesAllVersions/0112-2---61987%23ABE795,https://cdd.iec.ch/cdd/iec61987/iec61987.nsf/PropertiesAllVersions/0112-2---61987%23ABE796,https://cdd.iec.ch/cdd/iec61987/iec61987.nsf/PropertiesAllVersions/0112-2---61987%23ABE797,https://cdd.iec.ch/cdd/iec61987/iec61987.nsf/PropertiesAllVersions/0112-2---61987%23ABE798,https://cdd.iec.ch/cdd/iec61987/iec61987.nsf/PropertiesAllVersions/0112-2---61987%23ABE799,https://cdd.iec.ch/cdd/iec61987/iec61987.nsf/PropertiesAllVersions/0112-2---61987%23ABF652,https://cdd.iec.ch/cdd/iec61987/iec61987.nsf/PropertiesAllVersions/0112-2---61987%23ABB519,https://cdd.iec.ch/cdd/iec61987/iec61987.nsf/PropertiesAllVersions/0112-2---61987%23ABB774,https://cdd.iec.ch/cdd/iec61987/iec61987.nsf/PropertiesAllVersions/0112-2---61987%23ABB775,https://cdd.iec.ch/cdd/iec61987/iec61987.nsf/PropertiesAllVersions/0112-2---61987%23ABB776,https://cdd.iec.ch/cdd/iec61987/iec61987.nsf/PropertiesAllVersions/0112-2---61987%23ABF843,https://cdd.iec.ch/cdd/iec61987/iec61987.nsf/PropertiesAllVersions/0112-2---61987%23ABC840,https://cdd.iec.ch/cdd/iec61987/iec61987.nsf/PropertiesAllVersions/0112-2---61987%23ABC954 | 0112-2---61987#ABE796,0112-2---61987#ABE797,0112-2---61987#ABB774,0112-2---61987#ABB776,0112-2---61987#ABD535,0112-2---61987#ABF652,0112-2---61987#ABB775,0112-2---61987#ABE794,0112-2---61987#ABE795,0112-2---61987#ABE799,0112-2---61987#ABB519,0112-2---61987#ABF843,0112-2---61987#ABC954,0112-2---61987#ABE798,0112-2---61987#ABC840
0112/2///61987#ABG050 | 001 | 01 | 0112/2///61987#ABG050#001 | Auxiliary input [12] |  |  |  | properties characterizing a device auxiliary input that acquires measured values from external instrumentation |  |  |  |  | ITEM_CLASS | [5 empty] | 0112/2///61987#ABF922 - Input [15]0112/2///61987#ABF924 - Input [17]0112/2///61987#ABF929 - Input [22]0112/2///61987#ABF940 - Input [33]0112/2///61987#ABV036 - Input [18]0112/2///61987#ABV038 - Input [18] |  |  |  | Standard |  | IEC 61987 | IEC | 2018-03-28 | 2014-12-17 | 2018-03-20 | 2018-03-20 |  | SC65E – IEC 61987 | C00018 | 001-01 (2018-03-28 07:26:07 by BATCH 00000762) standard | 0112/2///61987#ABV501 | https://cdd.iec.ch/CDD/IEC61987/iec61987.nsf/Classes/0112-2---61987%23ABG050 | https://cdd.iec.ch/cdd/iec61987/iec61987.nsf/PropertiesAllVersions/0112-2---61987%23ABB271,https://cdd.iec.ch/cdd/iec61987/iec61987.nsf/PropertiesAllVersions/0112-2---61987%23ABA577,https://cdd.iec.ch/cdd/iec61987/iec61987.nsf/PropertiesAllVersions/0112-2---61987%23ABB095,https://cdd.iec.ch/cdd/iec61987/iec61987.nsf/PropertiesAllVersions/0112-2---61987%23ABA342,https://cdd.iec.ch/cdd/iec61987/iec61987.nsf/PropertiesAllVersions/0112-2---61987%23ABU860 | 0112-2---61987#ABB271,0112-2---61987#ABA577,0112-2---61987#ABB095,0112-2---61987#ABA342,0112-2---61987#ABU860
0112/2///61987#ABI807 | 001 | 01 | 0112/2///61987#ABI807#001 | Density technology block |  |  |  | properties characterizing a Density technology block |  |  |  |  | ITEM_CLASS | [5 empty] | 0112/2///61987#ABH840 - User application parameters |  |  |  | Standard |  |  |  | 2019-03-08 | 2017-12-07 | 2019-03-08 | 2019-03-08 |  | SC65E – IEC 61987 | C00018 | 001-01 (2019-03-08 15:35:13 by BATCH 00000766) standard | 0112/2///61987#ABV501 | https://cdd.iec.ch/CDD/IEC61987/iec61987.nsf/Classes/0112-2---61987%23ABI807 | https://cdd.iec.ch/cdd/iec61987/iec61987.nsf/PropertiesAllVersions/0112-2---61987%23ABJ349,https://cdd.iec.ch/cdd/iec61987/iec61987.nsf/PropertiesAllVersions/0112-2---61987%23ABJ698,https://cdd.iec.ch/cdd/iec61987/iec61987.nsf/PropertiesAllVersions/0112-2---61987%23ABJ700,https://cdd.iec.ch/cdd/iec61987/iec61987.nsf/PropertiesAllVersions/0112-2---61987%23ABJ701,https://cdd.iec.ch/cdd/iec61987/iec61987.nsf/PropertiesAllVersions/0112-2---61987%23ABJ671,https://cdd.iec.ch/cdd/iec61987/iec61987.nsf/PropertiesAllVersions/0112-2---61987%23ABJ366,https://cdd.iec.ch/cdd/iec61987/iec61987.nsf/PropertiesAllVersions/0112-2---61987%23ABJ672,https://cdd.iec.ch/cdd/iec61987/iec61987.nsf/PropertiesAllVersions/0112-2---61987%23ABJ367,https://cdd.iec.ch/cdd/iec61987/iec61987.nsf/PropertiesAllVersions/0112-2---61987%23ABJ667,https://cdd.iec.ch/cdd/iec61987/iec61987.nsf/PropertiesAllVersions/0112-2---61987%23ABJ702,https://cdd.iec.ch/cdd/iec61987/iec61987.nsf/PropertiesAllVersions/0112-2---61987%23ABJ660,https://cdd.iec.ch/cdd/iec61987/iec61987.nsf/PropertiesAllVersions/0112-2---61987%23ABI037,https://cdd.iec.ch/cdd/iec61987/iec61987.nsf/PropertiesAllVersions/0112-2---61987%23ABI392 | 0112-2---61987#ABJ349,0112-2---61987#ABJ698,0112-2---61987#ABJ671,0112-2---61987#ABJ367,0112-2---61987#ABJ667,0112-2---61987#ABJ702,0112-2---61987#ABI037,0112-2---61987#ABI392,0112-2---61987#ABJ700,0112-2---61987#ABJ701,0112-2---61987#ABJ366,0112-2---61987#ABJ672,0112-2---61987#ABJ660
0112/2///61987#ABP032 | 001 | 01 | 0112/2///61987#ABP032#001 | Function and system design [Infrastructure device] |  |  |  | properties characterizing the use and/or the dependability of a device as well as its behaviour within a system |  |  |  |  | ITEM_CLASS | [5 empty] | 0112/2///61987#ABP026 - Device LOP for I/O modules |  |  | false | Standard |  | IEC 61987 | IEC | 2023-01-23 | 2023-01-23 | 2023-01-23 | 2023-01-23 |  | IEC/SC 65E | C00128 | 001-01 (2023-01-23 14:53:33 by BATCH 00000807) standard | 0112/2///61987#ABV501 | https://cdd.iec.ch/CDD/IEC61987/iec61987.nsf/Classes/0112-2---61987%23ABP032 | https://cdd.iec.ch/cdd/iec61987/iec61987.nsf/PropertiesAllVersions/0112-2---61987%23ABB028,https://cdd.iec.ch/cdd/iec61987/iec61987.nsf/PropertiesAllVersions/0112-2---61987%23ABB082,https://cdd.iec.ch/cdd/iec61987/iec61987.nsf/PropertiesAllVersions/0112-2---61987%23ABB006,https://cdd.iec.ch/cdd/iec61987/iec61987.nsf/PropertiesAllVersions/0112-2---61987%23ABN592,https://cdd.iec.ch/cdd/iec61987/iec61987.nsf/PropertiesAllVersions/0112-2---61987%23ABN593,https://cdd.iec.ch/cdd/iec61987/iec61987.nsf/PropertiesAllVersions/0112-2---61987%23ABA310,https://cdd.iec.ch/cdd/iec61987/iec61987.nsf/PropertiesAllVersions/0112-2---61987%23ABC811 | 0112-2---61987#ABA310,0112-2---61987#ABC811,0112-2---61987#ABB028,0112-2---61987#ABB082,0112-2---61987#ABB006,0112-2---61987#ABN592,0112-2---61987#ABN593
0112/2///61987#ABH611 | 001 | 01 | 0112/2///61987#ABH611#001 | Calibration of actual volume flow |  |  |  | properties characterizing the calibration of actual volume flow output values of a device |  |  |  |  | ITEM_CLASS | [5 empty] | 0112/2///61987#ABH561 - Calibration |  |  |  | Standard |  |  |  | 2019-03-08 | 2017-12-07 | 2019-03-08 | 2019-03-08 |  | SC65E – IEC 61987 | C00018 | 001-01 (2019-03-08 15:35:12 by BATCH 00000766) standard | 0112/2///61987#ABV501 | https://cdd.iec.ch/CDD/IEC61987/iec61987.nsf/Classes/0112-2---61987%23ABH611 | https://cdd.iec.ch/cdd/iec61987/iec61987.nsf/PropertiesAllVersions/0112-2---61987%23ABH594,https://cdd.iec.ch/cdd/iec61987/iec61987.nsf/PropertiesAllVersions/0112-2---61987%23ABH741 | 0112-2---61987#ABH594,0112-2---61987#ABH741
0112/2///61987#ABA737 | 002 | 01 | 0112/2///61987#ABA737#002 | Temperature switch |  |  |  | switch that outputs a discrete signal representative of a temperature regime |  |  |  |  | ITEM_CLASS | [9 empty] | Standard |  |  |  | 2018-03-28 | 2013-08-27 | 2016-05-24 | 2016-05-24 |  | SC65E – IEC 61987 | C00004 |  | 0112/2///61987#ABA697 | https://cdd.iec.ch/CDD/IEC61987/iec61987.nsf/Classes/0112-2---61987%23ABA737
0112/2///61987#ABO047 | 001 | 01 | 0112/2///61987#ABO047#001 | Device coupler |  |  |  | network component that provides an interface between a fieldbus trunk cable and 1 to n field devices | In OSI conforming communication networks, it operates at the physical layer (= layer 1). It may include additional functionality like power supply for the devices and safety functions. |  |  |  | ITEM_CLASS |  |  |  |  | 0112/2///61987#ABP285 - reference to Operating LOP for infrastructure devices |  |  |  | true | Standard |  | IEC 61987-31 | IEC | 2022-10-26 | 2022-10-26 | 2022-10-26 | 2022-10-26 |  | IEC/SC 65E | C00127 | 001-01 (2022-10-26 07:15:16 by BATCH 00000802) standard | 0112/2///61987#ABO045 | https://cdd.iec.ch/CDD/IEC61987/iec61987.nsf/Classes/0112-2---61987%23ABO047
0112/2///61987#ABE321 | 001 | 02 | 0112/2///61987#ABE321#001 | Device LOP for positioner |  |  |  | list of properties characterizing a positioner |  |  |  |  | ITEM_CLASS | [5 empty] | 0112/2///61987#ABD367 - Positioner |  |  |  | Standard |  |  |  | 2018-03-28 | 2013-09-02 | 2013-09-02 | 2014-06-18 |  | SC65E – IEC 61987 | C00009 |  | 0112/2///61987#ABV504 | https://cdd.iec.ch/CDD/IEC61987/iec61987.nsf/Classes/0112-2---61987%23ABE321 | https://cdd.iec.ch/cdd/iec61987/iec61987.nsf/PropertiesAllVersions/0112-2---61987%23ABC899,https://cdd.iec.ch/cdd/iec61987/iec61987.nsf/PropertiesAllVersions/0112-2---61987%23ABC730,https://cdd.iec.ch/cdd/iec61987/iec61987.nsf/PropertiesAllVersions/0112-2---61987%23ABE219,https://cdd.iec.ch/cdd/iec61987/iec61987.nsf/PropertiesAllVersions/0112-2---61987%23ABC885,https://cdd.iec.ch/cdd/iec61987/iec61987.nsf/PropertiesAllVersions/0112-2---61987%23ABE138,https://cdd.iec.ch/cdd/iec61987/iec61987.nsf/PropertiesAllVersions/0112-2---61987%23ABB206,https://cdd.iec.ch/cdd/iec61987/iec61987.nsf/PropertiesAllVersions/0112-2---61987%23ABE213,https://cdd.iec.ch/cdd/iec61987/iec61987.nsf/PropertiesAllVersions/0112-2---61987%23ABC830,https://cdd.iec.ch/cdd/iec61987/iec61987.nsf/PropertiesAllVersions/0112-2---61987%23ABE227,https://cdd.iec.ch/cdd/iec61987/iec61987.nsf/PropertiesAllVersions/0112-2---61987%23ABE255,https://cdd.iec.ch/cdd/iec61987/iec61987.nsf/PropertiesAllVersions/0112-2---61987%23ABE188,https://cdd.iec.ch/cdd/iec61987/iec61987.nsf/PropertiesAllVersions/0112-2---61987%23ABD088,https://cdd.iec.ch/cdd/iec61987/iec61987.nsf/PropertiesAllVersions/0112-2---61987%23ABD154,https://cdd.iec.ch/cdd/iec61987/iec61987.nsf/PropertiesAllVersions/0112-2---61987%23ABC786,https://cdd.iec.ch/cdd/iec61987/iec61987.nsf/PropertiesAllVersions/0112-2---61987%23ABC795,https://cdd.iec.ch/cdd/iec61987/iec61987.nsf/PropertiesAllVersions/0112-2---61987%23ABA293,https://cdd.iec.ch/cdd/iec61987/iec61987.nsf/PropertiesAllVersions/0112-2---61987%23ABC710 | 0112-2---61987#ABE138,0112-2---61987#ABE227,0112-2---61987#ABD088,0112-2---61987#ABC795,0112-2---61987#ABE188,0112-2---61987#ABC899,0112-2---61987#ABE219,0112-2---61987#ABB206,0112-2---61987#ABE213,0112-2---61987#ABC885,0112-2---61987#ABE255,0112-2---61987#ABD154,0112-2---61987#ABC786,0112-2---61987#ABC730,0112-2---61987#ABC830,0112-2---61987#ABA293,0112-2---61987#ABC710
0112/2///61987#ABC149 | 001 | 02 | 0112/2///61987#ABC149#001 | Cable/conduit entry |  |  |  | properties characterizing an entry channel for the connecting cable |  |  |  |  | ITEM_CLASS | [5 empty] | 0112/2///61987#ABC172 - Connection facility [1]0112/2///61987#ABC173 - Connection facility [2]0112/2///61987#ABF380 - Structural design of a connection head |  |  |  | Standard |  |  |  | 2018-03-28 | 2013-08-27 | 2013-08-27 | 2014-06-18 |  | SC65E – IEC 61987 | C00004 |  | 0112/2///61987#ABV501 | https://cdd.iec.ch/CDD/IEC61987/iec61987.nsf/Classes/0112-2---61987%23ABC149 | https://cdd.iec.ch/cdd/iec61987/iec61987.nsf/PropertiesAllVersions/0112-2---61987%23ABA181,https://cdd.iec.ch/cdd/iec61987/iec61987.nsf/PropertiesAllVersions/0112-2---61987%23ABA167,https://cdd.iec.ch/cdd/iec61987/iec61987.nsf/PropertiesAllVersions/0112-2---61987%23ABA169,https://cdd.iec.ch/cdd/iec61987/iec61987.nsf/PropertiesAllVersions/0112-2---61987%23ABA170,https://cdd.iec.ch/cdd/iec61987/iec61987.nsf/PropertiesAllVersions/0112-2---61987%23ABA172,https://cdd.iec.ch/cdd/iec61987/iec61987.nsf/PropertiesAllVersions/0112-2---61987%23ABA966,https://cdd.iec.ch/cdd/iec61987/iec61987.nsf/PropertiesAllVersions/0112-2---61987%23ABA596,https://cdd.iec.ch/cdd/iec61987/iec61987.nsf/PropertiesAllVersions/0112-2---61987%23ABB923,https://cdd.iec.ch/cdd/iec61987/iec61987.nsf/PropertiesAllVersions/0112-2---61987%23ABB924 | 0112-2---61987#ABA169,0112-2---61987#ABA170,0112-2---61987#ABA596,0112-2---61987#ABB923,0112-2---61987#ABB924,0112-2---61987#ABA181,0112-2---61987#ABA167,0112-2---61987#ABA172,0112-2---61987#ABA966
0112/2///61987#ABC518 | 002 | 01 | 0112/2///61987#ABC518#002 | Pneumatic/hydraulic output [3] |  |  |  | properties characterizing a pneumatic or hydraulic output |  | 8 ABC518.8 |  |  | ITEM_CLASS | [5 empty] | 0112/2///61987#ABC669 - Type of output [6] |  |  |  | Standard |  |  |  | 2018-03-28 | 2013-09-27 | 2016-05-24 | 2016-05-24 |  | SC65E – IEC 61987 | C00004 |  | 0112/2///61987#ABV501 | https://cdd.iec.ch/CDD/IEC61987/iec61987.nsf/Classes/0112-2---61987%23ABC518 | https://cdd.iec.ch/cdd/iec61987/iec61987.nsf/PropertiesAllVersions/0112-2---61987%23ABU385,https://cdd.iec.ch/cdd/iec61987/iec61987.nsf/PropertiesAllVersions/0112-2---61987%23ABD145 | 0112-2---61987#ABU385,0112-2---61987#ABD145
0112/2///61987#ABD904 | 001 | 02 | 0112/2///61987#ABD904#001 | Material of cage |  |  |  | properties characterizing the material of which a valve cage is made |  |  |  |  | ITEM_CLASS | [5 empty] | 0112/2///61987#ABD812 - Body of valve [2]0112/2///61987#ABD813 - Body of valve [3]0112/2///61987#ABD814 - Body of valve [1] |  |  |  | Standard |  |  |  | 2018-03-28 | 2013-09-02 | 2013-09-02 | 2014-06-18 |  | SC65E – IEC 61987 | C00009 |  | 0112/2///61987#ABV501 | https://cdd.iec.ch/CDD/IEC61987/iec61987.nsf/Classes/0112-2---61987%23ABD904 | https://cdd.iec.ch/cdd/iec61987/iec61987.nsf/PropertiesAllVersions/0112-2---61987%23ABB455,https://cdd.iec.ch/cdd/iec61987/iec61987.nsf/PropertiesAllVersions/0112-2---61987%23ABI460,https://cdd.iec.ch/cdd/iec61987/iec61987.nsf/PropertiesAllVersions/0112-2---61987%23ABA908,https://cdd.iec.ch/cdd/iec61987/iec61987.nsf/PropertiesAllVersions/0112-2---61987%23ABA907 | 0112-2---61987#ABB455,0112-2---61987#ABI460,0112-2---61987#ABA908,0112-2---61987#ABA907
0112/2///61987#ABF980 | 001 | 01 | 0112/2///61987#ABF980#001 | Type of measured variable [8] |  |  |  | administration block for polymorphism acting as proxy for the selected measured variable type |  | Polymorphic element: ABF980, Id: 3 |  |  | ITEM_CLASS | [5 empty] | 0112/2///61987#ABF944 - Measured variable [8] |  |  |  | Standard |  | IEC 61987 | IEC | 2018-03-28 | 2014-12-17 | 2018-03-20 | 2018-03-20 |  | SC65E – IEC 61987 | C00018 | 001-01 (2018-03-28 07:26:07 by BATCH 00000762) standard | 0112/2///61987#ABV501 | https://cdd.iec.ch/CDD/IEC61987/iec61987.nsf/Classes/0112-2---61987%23ABF980 | https://cdd.iec.ch/cdd/iec61987/iec61987.nsf/PropertiesAllVersions/0112-2---61987%23ABU889,https://cdd.iec.ch/cdd/iec61987/iec61987.nsf/PropertiesAllVersions/0112-2---61987%23ABU959,https://cdd.iec.ch/cdd/iec61987/iec61987.nsf/PropertiesAllVersions/0112-2---61987%23ABU960,https://cdd.iec.ch/cdd/iec61987/iec61987.nsf/PropertiesAllVersions/0112-2---61987%23ABU961,https://cdd.iec.ch/cdd/iec61987/iec61987.nsf/PropertiesAllVersions/0112-2---61987%23ABU962,https://cdd.iec.ch/cdd/iec61987/iec61987.nsf/PropertiesAllVersions/0112-2---61987%23ABU963,https://cdd.iec.ch/cdd/iec61987/iec61987.nsf/PropertiesAllVersions/0112-2---61987%23ABV020,https://cdd.iec.ch/cdd/iec61987/iec61987.nsf/PropertiesAllVersions/0112-2---61987%23ABV022 | 0112-2---61987#ABU962,0112-2---61987#ABU963,0112-2---61987#ABV020,0112-2---61987#ABV022,0112-2---61987#ABU889,0112-2---61987#ABU959,0112-2---61987#ABU960,0112-2---61987#ABU961
0112/2///61987#ABC082 | 001 | 02 | 0112/2///61987#ABC082#001 | Ambient temperature |  |  |  | properties characterizing the range of ambient temperatures within which a device is or has to be designed to operate within specified performance limits |  |  |  |  | ITEM_CLASS | [5 empty] | 0112/2///61987#ABC449 - Normal environmental conditions0112/2///61987#ABC450 - Normal environmental design conditions0112/2///61987#ABD944 - Normal environmental conditions [2]0112/2///61987#ABD946 - Normal environmental design conditions [2] |  |  |  | Standard |  |  |  | 2018-03-28 | 2013-08-27 | 2013-08-27 | 2014-06-18 |  | SC65E – IEC 61987 | C00004 |  | 0112/2///61987#ABV501 | https://cdd.iec.ch/CDD/IEC61987/iec61987.nsf/Classes/0112-2---61987%23ABC082 | https://cdd.iec.ch/cdd/iec61987/iec61987.nsf/PropertiesAllVersions/0112-2---61987%23ABA618,https://cdd.iec.ch/cdd/iec61987/iec61987.nsf/PropertiesAllVersions/0112-2---61987%23ABA621,https://cdd.iec.ch/cdd/iec61987/iec61987.nsf/PropertiesAllVersions/0112-2---61987%23ABA623 | 0112-2---61987#ABA623,0112-2---61987#ABA618,0112-2---61987#ABA621
0112/2///61987#ABC648 | 001 | 02 | 0112/2///61987#ABC648#001 | Switch |  |  |  | properties characterizing a switch provided for adjusting a device |  |  |  |  | ITEM_CLASS | [5 empty] | 0112/2///61987#ABC329 - Manual controls |  |  |  | Standard |  |  |  | 2018-03-28 | 2013-08-27 | 2013-08-27 | 2014-06-18 |  | SC65E – IEC 61987 | C00004 |  | 0112/2///61987#ABV501 | https://cdd.iec.ch/CDD/IEC61987/iec61987.nsf/Classes/0112-2---61987%23ABC648 | https://cdd.iec.ch/cdd/iec61987/iec61987.nsf/PropertiesAllVersions/0112-2---61987%23ABA528,https://cdd.iec.ch/cdd/iec61987/iec61987.nsf/PropertiesAllVersions/0112-2---61987%23ABA529,https://cdd.iec.ch/cdd/iec61987/iec61987.nsf/PropertiesAllVersions/0112-2---61987%23ABA530,https://cdd.iec.ch/cdd/iec61987/iec61987.nsf/PropertiesAllVersions/0112-2---61987%23ABA531,https://cdd.iec.ch/cdd/iec61987/iec61987.nsf/PropertiesAllVersions/0112-2---61987%23ABA532,https://cdd.iec.ch/cdd/iec61987/iec61987.nsf/PropertiesAllVersions/0112-2---61987%23ABD210 | 0112-2---61987#ABA528,0112-2---61987#ABA529,0112-2---61987#ABA530,0112-2---61987#ABA531,0112-2---61987#ABA532,0112-2---61987#ABD210
0112/2///61987#ABE320 | 002 | 01 | 0112/2///61987#ABE320#002 | Device LOP for pneumatic rotary actuator |  |  |  | list of properties characterizing a pneumatic rotary actuator |  |  |  |  | ITEM_CLASS | [5 empty] | 0112/2///61987#ABD365 - Pneumatic rotary actuator |  |  |  | Standard |  | IEC 61987 | IEC | 2022-09-08 | 2017-12-07 | 2022-09-08 | 2022-09-08 |  | IEC/SC 65E | C00121 |  | 0112/2///61987#ABV504 | https://cdd.iec.ch/CDD/IEC61987/iec61987.nsf/Classes/0112-2---61987%23ABE320 | https://cdd.iec.ch/cdd/iec61987/iec61987.nsf/PropertiesAllVersions/0112-2---61987%23ABC899,https://cdd.iec.ch/cdd/iec61987/iec61987.nsf/PropertiesAllVersions/0112-2---61987%23ABC730,https://cdd.iec.ch/cdd/iec61987/iec61987.nsf/PropertiesAllVersions/0112-2---61987%23ABE218,https://cdd.iec.ch/cdd/iec61987/iec61987.nsf/PropertiesAllVersions/0112-2---61987%23ABU551,https://cdd.iec.ch/cdd/iec61987/iec61987.nsf/PropertiesAllVersions/0112-2---61987%23ABE229,https://cdd.iec.ch/cdd/iec61987/iec61987.nsf/PropertiesAllVersions/0112-2---61987%23ABE254,https://cdd.iec.ch/cdd/iec61987/iec61987.nsf/PropertiesAllVersions/0112-2---61987%23ABE190,https://cdd.iec.ch/cdd/iec61987/iec61987.nsf/PropertiesAllVersions/0112-2---61987%23ABE239,https://cdd.iec.ch/cdd/iec61987/iec61987.nsf/PropertiesAllVersions/0112-2---61987%23ABE074,https://cdd.iec.ch/cdd/iec61987/iec61987.nsf/PropertiesAllVersions/0112-2---61987%23ABC795,https://cdd.iec.ch/cdd/iec61987/iec61987.nsf/PropertiesAllVersions/0112-2---61987%23ABA293,https://cdd.iec.ch/cdd/iec61987/iec61987.nsf/PropertiesAllVersions/0112-2---61987%23ABC710 | 0112-2---61987#ABE190,0112-2---61987#ABE239,0112-2---61987#ABA293,0112-2---61987#ABC710,0112-2---61987#ABC730,0112-2---61987#ABE218,0112-2---61987#ABU551,0112-2---61987#ABE229,0112-2---61987#ABE254,0112-2---61987#ABE074,0112-2---61987#ABC795,0112-2---61987#ABC899
0112/2///61987#ABD934 | 001 | 02 | 0112/2///61987#ABD934#001 | Mechanical and electrical construction [pneumatic rotary actuator] |  |  |  | properties characterizing the constructional details of the device and its parts |  |  | IEC 61987-1, 5.8 |  | ITEM_CLASS | [5 empty] | 0112/2///61987#ABE320 - Device LOP for pneumatic rotary actuator |  |  |  | Standard |  |  |  | 2018-03-28 | 2013-09-02 | 2013-09-02 | 2014-06-18 |  | SC65E – IEC 61987 | C00009 |  | 0112/2///61987#ABV501 | https://cdd.iec.ch/CDD/IEC61987/iec61987.nsf/Classes/0112-2---61987%23ABD934 | https://cdd.iec.ch/cdd/iec61987/iec61987.nsf/PropertiesAllVersions/0112-2---61987%23ABD534,https://cdd.iec.ch/cdd/iec61987/iec61987.nsf/PropertiesAllVersions/0112-2---61987%23ABE280,https://cdd.iec.ch/cdd/iec61987/iec61987.nsf/PropertiesAllVersions/0112-2---61987%23ABB139,https://cdd.iec.ch/cdd/iec61987/iec61987.nsf/PropertiesAllVersions/0112-2---61987%23ABE112,https://cdd.iec.ch/cdd/iec61987/iec61987.nsf/PropertiesAllVersions/0112-2---61987%23ABC790 | 0112-2---61987#ABE112,0112-2---61987#ABC790,0112-2---61987#ABD534,0112-2---61987#ABE280,0112-2---61987#ABB139
0112/2///61987#ABG084 | 001 | 01 | 0112/2///61987#ABG084#001 | Analog current input [5] |  |  |  | properties characterizing an auxiliary analog current input |  | Polymorphic element: ABG084, Id: 4 |  |  | ITEM_CLASS | [5 empty] | 0112/2///61987#ABG065 - Type of auxiliary input [16] |  |  |  | Standard |  | IEC 61987 | IEC | 2018-03-28 | 2014-12-17 | 2017-09-18 | 2017-09-18 |  | SC65E – IEC 61987 | C00019 | 001-01 (2018-03-28 07:26:07 by BATCH 00000762) standard | 0112/2///61987#ABV501 | https://cdd.iec.ch/CDD/IEC61987/iec61987.nsf/Classes/0112-2---61987%23ABG084 | https://cdd.iec.ch/cdd/iec61987/iec61987.nsf/PropertiesAllVersions/0112-2---61987%23ABV188,https://cdd.iec.ch/cdd/iec61987/iec61987.nsf/PropertiesAllVersions/0112-2---61987%23ABC930,https://cdd.iec.ch/cdd/iec61987/iec61987.nsf/PropertiesAllVersions/0112-2---61987%23ABC715 | 0112-2---61987#ABC715,0112-2---61987#ABV188,0112-2---61987#ABC930
0112/2///61987#ABC175 | 001 | 02 | 0112/2///61987#ABC175#001 | Connector |  |  |  | properties containing information on a connector |  |  |  |  | ITEM_CLASS | [5 empty] | 0112/2///61987#ABC685 - Wired communication interface |  |  |  | Standard |  |  |  | 2018-03-28 | 2013-08-27 | 2013-08-27 | 2014-06-18 |  | SC65E – IEC 61987 | C00004 |  | 0112/2///61987#ABV501 | https://cdd.iec.ch/CDD/IEC61987/iec61987.nsf/Classes/0112-2---61987%23ABC175 | https://cdd.iec.ch/cdd/iec61987/iec61987.nsf/PropertiesAllVersions/0112-2---61987%23ABB754,https://cdd.iec.ch/cdd/iec61987/iec61987.nsf/PropertiesAllVersions/0112-2---61987%23ABB755 | 0112-2---61987#ABB754,0112-2---61987#ABB755
0112/2///61987#ABC584 | 001 | 02 | 0112/2///61987#ABC584#001 | Rotary switch position |  |  |  | properties characterizing a rotary switch position |  |  |  |  | ITEM_CLASS | [5 empty] | 0112/2///61987#ABC648 - Switch |  |  |  | Standard |  |  |  | 2018-03-28 | 2013-08-27 | 2013-08-27 | 2014-06-18 |  | SC65E – IEC 61987 | C00004 |  | 0112/2///61987#ABV501 | https://cdd.iec.ch/CDD/IEC61987/iec61987.nsf/Classes/0112-2---61987%23ABC584 | https://cdd.iec.ch/cdd/iec61987/iec61987.nsf/PropertiesAllVersions/0112-2---61987%23ABA533,https://cdd.iec.ch/cdd/iec61987/iec61987.nsf/PropertiesAllVersions/0112-2---61987%23ABA534 | 0112-2---61987#ABA533,0112-2---61987#ABA534
0112/2///61987#ABE696 | 001 | 01 | 0112/2///61987#ABE696#001 | Performance variable [18] |  |  |  | properties characterizing the performance of a device with respect to a particular process variable |  |  |  |  | ITEM_CLASS | [5 empty] | 0112/2///61987#ABE582 - Performance [13] |  |  |  | Standard |  |  |  | 2019-05-17 | 2019-05-17 | 2019-05-17 | 2019-05-17 |  | SC65E – IEC 61987 | C00016 | 001-01 (2019-05-17 06:50:51 by BATCH 00000771) standard | 0112/2///61987#ABV501 | https://cdd.iec.ch/CDD/IEC61987/iec61987.nsf/Classes/0112-2---61987%23ABE696 | https://cdd.iec.ch/cdd/iec61987/iec61987.nsf/PropertiesAllVersions/0112-2---61987%23ABB271,https://cdd.iec.ch/cdd/iec61987/iec61987.nsf/PropertiesAllVersions/0112-2---61987%23ABA577,https://cdd.iec.ch/cdd/iec61987/iec61987.nsf/PropertiesAllVersions/0112-2---61987%23ABE699 | 0112-2---61987#ABB271,0112-2---61987#ABA577,0112-2---61987#ABE699
0112/2///61987#ABH642 | 001 | 01 | 0112/2///61987#ABH642#001 | Calibration point of volume |  |  |  | properties characterizing the calibration of output values of a single volume input value |  |  |  |  | ITEM_CLASS | [5 empty] | 0112/2///61987#ABH624 - Calibration of volume |  |  |  | Standard |  |  |  | 2019-03-08 | 2017-12-07 | 2019-03-08 | 2019-03-08 |  | SC65E – IEC 61987 | C00018 | 001-01 (2019-03-08 15:35:12 by BATCH 00000766) standard | 0112/2///61987#ABV501 | https://cdd.iec.ch/CDD/IEC61987/iec61987.nsf/Classes/0112-2---61987%23ABH642 | https://cdd.iec.ch/cdd/iec61987/iec61987.nsf/PropertiesAllVersions/0112-2---61987%23ABH564,https://cdd.iec.ch/cdd/iec61987/iec61987.nsf/PropertiesAllVersions/0112-2---61987%23ABH550,https://cdd.iec.ch/cdd/iec61987/iec61987.nsf/PropertiesAllVersions/0112-2---61987%23ABH772 | 0112-2---61987#ABH772,0112-2---61987#ABH564,0112-2---61987#ABH550
0112/2///61987#ABI572 | 001 | 01 | 0112/2///61987#ABI572#001 | Contact information |  |  |  | properties characterizing the information required to communicate with a contact person |  |  |  |  | ITEM_CLASS | [5 empty] | 0112/2///61987#ABA372 - Business partner |  |  |  | Standard |  |  |  | 2019-03-08 | 2017-12-07 | 2019-03-08 | 2019-03-08 |  | SC65E – IEC 61987 | C00018 | 001-01 (2019-03-08 15:35:13 by BATCH 00000766) standard | 0112/2///61987#ABV501 | https://cdd.iec.ch/CDD/IEC61987/iec61987.nsf/Classes/0112-2---61987%23ABI572 | https://cdd.iec.ch/cdd/iec61987/iec61987.nsf/PropertiesAllVersions/0112-2---61987%23ABA173,https://cdd.iec.ch/cdd/iec61987/iec61987.nsf/PropertiesAllVersions/0112-2---61987%23ABA105,https://cdd.iec.ch/cdd/iec61987/iec61987.nsf/PropertiesAllVersions/0112-2---61987%23ABA130,https://cdd.iec.ch/cdd/iec61987/iec61987.nsf/PropertiesAllVersions/0112-2---61987%23ABA102,https://cdd.iec.ch/cdd/iec61987/iec61987.nsf/PropertiesAllVersions/0112-2---61987%23ABA002,https://cdd.iec.ch/cdd/iec61987/iec61987.nsf/PropertiesAllVersions/0112-2---61987%23ABA171,https://cdd.iec.ch/cdd/iec61987/iec61987.nsf/PropertiesAllVersions/0112-2---61987%23ABA012,https://cdd.iec.ch/cdd/iec61987/iec61987.nsf/PropertiesAllVersions/0112-2---61987%23ABA148,https://cdd.iec.ch/cdd/iec61987/iec61987.nsf/PropertiesAllVersions/0112-2---61987%23ABA153,https://cdd.iec.ch/cdd/iec61987/iec61987.nsf/PropertiesAllVersions/0112-2---61987%23ABA082,https://cdd.iec.ch/cdd/iec61987/iec61987.nsf/PropertiesAllVersions/0112-2---61987%23ABA050,https://cdd.iec.ch/cdd/iec61987/iec61987.nsf/PropertiesAllVersions/0112-2---61987%23ABA017,https://cdd.iec.ch/cdd/iec61987/iec61987.nsf/PropertiesAllVersions/0112-2---61987%23ABA033,https://cdd.iec.ch/cdd/iec61987/iec61987.nsf/PropertiesAllVersions/0112-2---61987%23ABA036,https://cdd.iec.ch/cdd/iec61987/iec61987.nsf/PropertiesAllVersions/0112-2---61987%23ABA064 | 0112-2---61987#ABA105,0112-2---61987#ABA012,0112-2---61987#ABA017,0112-2---61987#ABA130,0112-2---61987#ABA102,0112-2---61987#ABA050,0112-2---61987#ABA036,0112-2---61987#ABA002,0112-2---61987#ABA171,0112-2---61987#ABA082,0112-2---61987#ABA173,0112-2---61987#ABA148,0112-2---61987#ABA153,0112-2---61987#ABA033,0112-2---61987#ABA064
0112/2///61987#ABI479 | 001 | 01 | 0112/2///61987#ABI479#001 | Regular maintenance/service |  |  |  | properties characterizing a regular maintenance/service |  |  |  |  | ITEM_CLASS | [5 empty] | 0112/2///61987#ABI470 - Maintenance/service and repair |  |  |  | Standard |  |  |  | 2019-03-08 | 2017-12-07 | 2019-03-08 | 2019-03-08 |  | SC65E – IEC 61987 | C00018 | 001-01 (2019-03-08 15:35:13 by BATCH 00000766) standard | 0112/2///61987#ABV501 | https://cdd.iec.ch/CDD/IEC61987/iec61987.nsf/Classes/0112-2---61987%23ABI479 | https://cdd.iec.ch/cdd/iec61987/iec61987.nsf/PropertiesAllVersions/0112-2---61987%23ABI523,https://cdd.iec.ch/cdd/iec61987/iec61987.nsf/PropertiesAllVersions/0112-2---61987%23ABI533,https://cdd.iec.ch/cdd/iec61987/iec61987.nsf/PropertiesAllVersions/0112-2---61987%23ABI534,https://cdd.iec.ch/cdd/iec61987/iec61987.nsf/PropertiesAllVersions/0112-2---61987%23ABI535,https://cdd.iec.ch/cdd/iec61987/iec61987.nsf/PropertiesAllVersions/0112-2---61987%23ABI524,https://cdd.iec.ch/cdd/iec61987/iec61987.nsf/PropertiesAllVersions/0112-2---61987%23ABI536,https://cdd.iec.ch/cdd/iec61987/iec61987.nsf/PropertiesAllVersions/0112-2---61987%23ABI537,https://cdd.iec.ch/cdd/iec61987/iec61987.nsf/PropertiesAllVersions/0112-2---61987%23ABI498,https://cdd.iec.ch/cdd/iec61987/iec61987.nsf/PropertiesAllVersions/0112-2---61987%23ABI559,https://cdd.iec.ch/cdd/iec61987/iec61987.nsf/PropertiesAllVersions/0112-2---61987%23ABI538,https://cdd.iec.ch/cdd/iec61987/iec61987.nsf/PropertiesAllVersions/0112-2---61987%23ABI495,https://cdd.iec.ch/cdd/iec61987/iec61987.nsf/PropertiesAllVersions/0112-2---61987%23ABI556,https://cdd.iec.ch/cdd/iec61987/iec61987.nsf/PropertiesAllVersions/0112-2---61987%23ABI539,https://cdd.iec.ch/cdd/iec61987/iec61987.nsf/PropertiesAllVersions/0112-2---61987%23ABI527,https://cdd.iec.ch/cdd/iec61987/iec61987.nsf/PropertiesAllVersions/0112-2---61987%23ABI508,https://cdd.iec.ch/cdd/iec61987/iec61987.nsf/PropertiesAllVersions/0112-2---61987%23ABI509,https://cdd.iec.ch/cdd/iec61987/iec61987.nsf/PropertiesAllVersions/0112-2---61987%23ABI528,https://cdd.iec.ch/cdd/iec61987/iec61987.nsf/PropertiesAllVersions/0112-2---61987%23ABI529 | 0112-2---61987#ABI535,0112-2---61987#ABI498,0112-2---61987#ABI508,0112-2---61987#ABI528,0112-2---61987#ABI534,0112-2---61987#ABI536,0112-2---61987#ABI556,0112-2---61987#ABI529,0112-2---61987#ABI523,0112-2---61987#ABI533,0112-2---61987#ABI524,0112-2---61987#ABI559,0112-2---61987#ABI527,0112-2---61987#ABI509,0112-2---61987#ABI537,0112-2---61987#ABI538,0112-2---61987#ABI495,0112-2---61987#ABI539
0112/2///61987#ABC051 | 001 | 02 | 0112/2///61987#ABC051#001 | Tube/pipe |  |  |  | properties characterizing a tube or pipe for pneumatic or hydraulic signals or auxiliary power supply |  |  |  |  | ITEM_CLASS | [5 empty] | 0112/2///61987#ABC513 - Pneumatic/hydraulic connection |  |  |  | Standard |  |  |  | 2018-03-28 | 2013-08-27 | 2013-08-27 | 2014-06-18 |  | SC65E – IEC 61987 | C00004 |  | 0112/2///61987#ABV501 | https://cdd.iec.ch/CDD/IEC61987/iec61987.nsf/Classes/0112-2---61987%23ABC051 | https://cdd.iec.ch/cdd/iec61987/iec61987.nsf/PropertiesAllVersions/0112-2---61987%23ABB933,https://cdd.iec.ch/cdd/iec61987/iec61987.nsf/PropertiesAllVersions/0112-2---61987%23ABB932,https://cdd.iec.ch/cdd/iec61987/iec61987.nsf/PropertiesAllVersions/0112-2---61987%23ABA910,https://cdd.iec.ch/cdd/iec61987/iec61987.nsf/PropertiesAllVersions/0112-2---61987%23ABA554 | 0112-2---61987#ABA554,0112-2---61987#ABB933,0112-2---61987#ABB932,0112-2---61987#ABA910
0112/2///61987#ABC079 | 002 | 01 | 0112/2///61987#ABC079#002 | Actual volume flow measurement |  |  |  | properties characterizing an actual volumetric flow/fraction flow measurement |  | 1 ABC079.1 |  |  | ITEM_CLASS | [5 empty] | 0112/2///61987#ABC660 - Type of measured variable [1]0112/2///61987#ABC661 - Type of measured variable [2]0112/2///61987#ABC662 - Type of measured variable [3] |  |  |  | Standard |  |  |  | 2020-02-24 | 2017-12-07 | 2020-02-24 | 2020-02-24 |  | SC65E – IEC 61987 | C00091 |  | 0112/2///61987#ABV501 | https://cdd.iec.ch/CDD/IEC61987/iec61987.nsf/Classes/0112-2---61987%23ABC079 | https://cdd.iec.ch/cdd/iec61987/iec61987.nsf/PropertiesAllVersions/0112-2---61987%23ABB015,https://cdd.iec.ch/cdd/iec61987/iec61987.nsf/PropertiesAllVersions/0112-2---61987%23ABD044,https://cdd.iec.ch/cdd/iec61987/iec61987.nsf/PropertiesAllVersions/0112-2---61987%23ABA324,https://cdd.iec.ch/cdd/iec61987/iec61987.nsf/PropertiesAllVersions/0112-2---61987%23ABA326,https://cdd.iec.ch/cdd/iec61987/iec61987.nsf/PropertiesAllVersions/0112-2---61987%23ABA327,https://cdd.iec.ch/cdd/iec61987/iec61987.nsf/PropertiesAllVersions/0112-2---61987%23ABA328,https://cdd.iec.ch/cdd/iec61987/iec61987.nsf/PropertiesAllVersions/0112-2---61987%23ABA330,https://cdd.iec.ch/cdd/iec61987/iec61987.nsf/PropertiesAllVersions/0112-2---61987%23ABB781,https://cdd.iec.ch/cdd/iec61987/iec61987.nsf/PropertiesAllVersions/0112-2---61987%23ABH430,https://cdd.iec.ch/cdd/iec61987/iec61987.nsf/PropertiesAllVersions/0112-2---61987%23ABJ600,https://cdd.iec.ch/cdd/iec61987/iec61987.nsf/PropertiesAllVersions/0112-2---61987%23ABJ601,https://cdd.iec.ch/cdd/iec61987/iec61987.nsf/PropertiesAllVersions/0112-2---61987%23ABN594 | 0112-2---61987#ABA326,0112-2---61987#ABA328,0112-2---61987#ABB781,0112-2---61987#ABH430,0112-2---61987#ABN594,0112-2---61987#ABB015,0112-2---61987#ABD044,0112-2---61987#ABA330,0112-2---61987#ABJ600,0112-2---61987#ABJ601,0112-2---61987#ABA324,0112-2---61987#ABA327
0112/2///61987#ABC399 | 001 | 02 | 0112/2///61987#ABC399#001 | Material of turbine rotor shaft |  |  |  | properties characterizing the material of turbine rotor shaft |  |  |  |  | ITEM_CLASS | [5 empty] | 0112/2///61987#ABC633 - Structural design of a rotating element flow transmitter or gauge |  |  |  | Standard |  |  |  | 2018-03-28 | 2013-08-27 | 2013-08-27 | 2014-06-18 |  | SC65E – IEC 61987 | C00019 |  | 0112/2///61987#ABV501 | https://cdd.iec.ch/CDD/IEC61987/iec61987.nsf/Classes/0112-2---61987%23ABC399 | https://cdd.iec.ch/cdd/iec61987/iec61987.nsf/PropertiesAllVersions/0112-2---61987%23ABB455,https://cdd.iec.ch/cdd/iec61987/iec61987.nsf/PropertiesAllVersions/0112-2---61987%23ABI460,https://cdd.iec.ch/cdd/iec61987/iec61987.nsf/PropertiesAllVersions/0112-2---61987%23ABA908,https://cdd.iec.ch/cdd/iec61987/iec61987.nsf/PropertiesAllVersions/0112-2---61987%23ABA907 | 0112-2---61987#ABA907,0112-2---61987#ABB455,0112-2---61987#ABI460,0112-2---61987#ABA908
0112/2///61987#ABE002 | 001 | 02 | 0112/2///61987#ABE002#001 | Reference conditions of the device [4] |  |  |  | properties characterizing the reference conditions under which the performance of a device was tested |  |  |  |  | ITEM_CLASS | [5 empty] | 0112/2///61987#ABD971 - Performance [12] |  |  |  | Standard |  |  |  | 2018-03-28 | 2013-09-02 | 2013-09-02 | 2014-06-18 |  | SC65E – IEC 61987 | C00004 |  | 0112/2///61987#ABV501 | https://cdd.iec.ch/CDD/IEC61987/iec61987.nsf/Classes/0112-2---61987%23ABE002 | https://cdd.iec.ch/cdd/iec61987/iec61987.nsf/PropertiesAllVersions/0112-2---61987%23ABD193,https://cdd.iec.ch/cdd/iec61987/iec61987.nsf/PropertiesAllVersions/0112-2---61987%23ABD198 | 0112-2---61987#ABD193,0112-2---61987#ABD198
0112/2///61987#ABG013 | 001 | 01 | 0112/2///61987#ABG013#001 | Type of measured variable [41] |  |  |  | administration block for polymorphism acting as proxy for the selected measured variable type |  | Polymorphic element: ABG013, Id: 3 |  |  | ITEM_CLASS | [5 empty] | 0112/2///61987#ABF977 - Measured variable [41] |  |  |  | Standard |  | IEC 61987 | IEC | 2018-03-28 | 2014-12-17 | 2018-03-20 | 2018-03-20 |  | SC65E – IEC 61987 | C00018 | 001-01 (2018-03-28 07:26:07 by BATCH 00000762) standard | 0112/2///61987#ABV501 | https://cdd.iec.ch/CDD/IEC61987/iec61987.nsf/Classes/0112-2---61987%23ABG013 | https://cdd.iec.ch/cdd/iec61987/iec61987.nsf/PropertiesAllVersions/0112-2---61987%23ABU916,https://cdd.iec.ch/cdd/iec61987/iec61987.nsf/PropertiesAllVersions/0112-2---61987%23ABU928,https://cdd.iec.ch/cdd/iec61987/iec61987.nsf/PropertiesAllVersions/0112-2---61987%23ABU959,https://cdd.iec.ch/cdd/iec61987/iec61987.nsf/PropertiesAllVersions/0112-2---61987%23ABU960,https://cdd.iec.ch/cdd/iec61987/iec61987.nsf/PropertiesAllVersions/0112-2---61987%23ABU961,https://cdd.iec.ch/cdd/iec61987/iec61987.nsf/PropertiesAllVersions/0112-2---61987%23ABU962,https://cdd.iec.ch/cdd/iec61987/iec61987.nsf/PropertiesAllVersions/0112-2---61987%23ABU963,https://cdd.iec.ch/cdd/iec61987/iec61987.nsf/PropertiesAllVersions/0112-2---61987%23ABU964,https://cdd.iec.ch/cdd/iec61987/iec61987.nsf/PropertiesAllVersions/0112-2---61987%23ABV021,https://cdd.iec.ch/cdd/iec61987/iec61987.nsf/PropertiesAllVersions/0112-2---61987%23ABV022 | 0112-2---61987#ABU963,0112-2---61987#ABU916,0112-2---61987#ABU962,0112-2---61987#ABU960,0112-2---61987#ABU961,0112-2---61987#ABU964,0112-2---61987#ABV021,0112-2---61987#ABV022,0112-2---61987#ABU928,0112-2---61987#ABU959
0112/2///61987#ABG446 | 001 | 01 | 0112/2///61987#ABG446#001 | Structural design [vibrating fork/rod density transmitter] |  |  |  | properties characterizing the constructional details of a device |  |  |  |  | ITEM_CLASS | [5 empty] | 0112/2///61987#ABG401 - Mechanical and electrical construction [vibrating fork/rod density transmitter] |  |  |  | Standard |  | IEC 61987 | IEC | 2018-03-28 | 2014-12-17 | 2018-03-20 | 2018-03-20 |  | SC65E – IEC 61987 | C00017 | 001-01 (2018-03-28 07:26:11 by BATCH 00000762) standard | 0112/2///61987#ABV501 | https://cdd.iec.ch/CDD/IEC61987/iec61987.nsf/Classes/0112-2---61987%23ABG446 | https://cdd.iec.ch/cdd/iec61987/iec61987.nsf/PropertiesAllVersions/0112-2---61987%23ABF851,https://cdd.iec.ch/cdd/iec61987/iec61987.nsf/PropertiesAllVersions/0112-2---61987%23ABA177,https://cdd.iec.ch/cdd/iec61987/iec61987.nsf/PropertiesAllVersions/0112-2---61987%23ABD290,https://cdd.iec.ch/cdd/iec61987/iec61987.nsf/PropertiesAllVersions/0112-2---61987%23ABD284 | 0112-2---61987#ABF851,0112-2---61987#ABA177,0112-2---61987#ABD290,0112-2---61987#ABD284
0112/2///61987#ABH613 | 001 | 01 | 0112/2///61987#ABH613#001 | Calibration of flow velocity |  |  |  | properties characterizing the calibration of flow velocity output values of a device |  |  |  |  | ITEM_CLASS | [5 empty] | 0112/2///61987#ABH561 - Calibration |  |  |  | Standard |  |  |  | 2019-03-08 | 2017-12-07 | 2019-03-08 | 2019-03-08 |  | SC65E – IEC 61987 | C00018 | 001-01 (2019-03-08 15:35:12 by BATCH 00000766) standard | 0112/2///61987#ABV501 | https://cdd.iec.ch/CDD/IEC61987/iec61987.nsf/Classes/0112-2---61987%23ABH613 | https://cdd.iec.ch/cdd/iec61987/iec61987.nsf/PropertiesAllVersions/0112-2---61987%23ABH594,https://cdd.iec.ch/cdd/iec61987/iec61987.nsf/PropertiesAllVersions/0112-2---61987%23ABH743 | 0112-2---61987#ABH743,0112-2---61987#ABH594
0112/2///61987#ABE358 | 001 | 01 | 0112/2///61987#ABE358#001 | Area temperature measuring device (thermographic device) |  |  |  | radiation temperature transmitter that measures or images the spatial distribution of surface temperature or thermal radiation across an area | The task of thermography is the measurement and imaging of the spatial distribution of thermal radiation or of the associated surface temperature. |  |  |  | ITEM_CLASS |  |  |  |  | 0112/2///61987#ABF896 - reference to Operating LOP for temperature measuring equipment |  |  |  |  | Standard |  |  |  | 2018-03-28 |  | 2016-05-24 | 2016-05-24 |  | SC65E – IEC 61987 | C00004 | 001-01 (2018-03-28 07:26:02 by BATCH 00000762) standard | 0112/2///61987#ABA836 | https://cdd.iec.ch/CDD/IEC61987/iec61987.nsf/Classes/0112-2---61987%23ABE358
0112/2///61987#ABD382 | 001 | 01 | 0112/2///61987#ABD382#001 | Restriction orifice |  |  |  | flow modification accessory that comprises a plate with one or more holes |  |  |  |  | ITEM_CLASS |  |  |  |  | 0112/2///61987#ABE657 - reference to Operating LOP for flow modification accessory |  |  |  |  | Standard |  |  |  | 2018-03-28 | 2013-09-02 | 2018-03-20 | 2018-03-20 |  | SC65E – IEC 61987 | C00015 | 001-01 (2018-03-28 07:25:59 by BATCH 00000762) standard | 0112/2///61987#ABD381 | https://cdd.iec.ch/CDD/IEC61987/iec61987.nsf/Classes/0112-2---61987%23ABD382 | https://cdd.iec.ch/cdd/iec61987/iec61987.nsf/PropertiesAllVersions/0112-2---61987%23ABE623 | 0112-2---61987#ABE623,0112-2---61987#ABE657
0112/2///61987#ABC174 | 001 | 02 | 0112/2///61987#ABC174#001 | Connection head |  |  |  | properties characterizing a connection head of a flowmeter body without an integral transmitter |  |  |  |  | ITEM_CLASS | [5 empty] | 0112/2///61987#ABC044 - Transmitter body [1]0112/2///61987#ABC045 - Transmitter body [2]0112/2///61987#ABC046 - Transmitter body [3] |  |  |  | Standard |  |  |  | 2018-03-28 | 2013-08-27 | 2013-08-27 | 2014-06-18 |  | SC65E – IEC 61987 | C00004 |  | 0112/2///61987#ABV501 | https://cdd.iec.ch/CDD/IEC61987/iec61987.nsf/Classes/0112-2---61987%23ABC174 | https://cdd.iec.ch/cdd/iec61987/iec61987.nsf/PropertiesAllVersions/0112-2---61987%23ABA156,https://cdd.iec.ch/cdd/iec61987/iec61987.nsf/PropertiesAllVersions/0112-2---61987%23ABA157,https://cdd.iec.ch/cdd/iec61987/iec61987.nsf/PropertiesAllVersions/0112-2---61987%23ABA640,https://cdd.iec.ch/cdd/iec61987/iec61987.nsf/PropertiesAllVersions/0112-2---61987%23ABA573,https://cdd.iec.ch/cdd/iec61987/iec61987.nsf/PropertiesAllVersions/0112-2---61987%23ABA574,https://cdd.iec.ch/cdd/iec61987/iec61987.nsf/PropertiesAllVersions/0112-2---61987%23ABB932,https://cdd.iec.ch/cdd/iec61987/iec61987.nsf/PropertiesAllVersions/0112-2---61987%23ABA910,https://cdd.iec.ch/cdd/iec61987/iec61987.nsf/PropertiesAllVersions/0112-2---61987%23ABA158,https://cdd.iec.ch/cdd/iec61987/iec61987.nsf/PropertiesAllVersions/0112-2---61987%23ABA916,https://cdd.iec.ch/cdd/iec61987/iec61987.nsf/PropertiesAllVersions/0112-2---61987%23ABA917,https://cdd.iec.ch/cdd/iec61987/iec61987.nsf/PropertiesAllVersions/0112-2---61987%23ABB010,https://cdd.iec.ch/cdd/iec61987/iec61987.nsf/PropertiesAllVersions/0112-2---61987%23ABA558,https://cdd.iec.ch/cdd/iec61987/iec61987.nsf/PropertiesAllVersions/0112-2---61987%23ABA179,https://cdd.iec.ch/cdd/iec61987/iec61987.nsf/PropertiesAllVersions/0112-2---61987%23ABB386,https://cdd.iec.ch/cdd/iec61987/iec61987.nsf/PropertiesAllVersions/0112-2---61987%23ABB140 | 0112-2---61987#ABA574,0112-2---61987#ABA916,0112-2---61987#ABA156,0112-2---61987#ABA640,0112-2---61987#ABB140,0112-2---61987#ABA573,0112-2---61987#ABA917,0112-2---61987#ABA157,0112-2---61987#ABA910,0112-2---61987#ABB010,0112-2---61987#ABA558,0112-2---61987#ABA179,0112-2---61987#ABB386,0112-2---61987#ABB932,0112-2---61987#ABA158
0112/2///61987#ABD925 | 001 | 02 | 0112/2///61987#ABD925#001 | Material of trunnion shaft |  |  |  | properties characterizing the material of which a trunnion shaft is made |  |  |  |  | ITEM_CLASS | [5 empty] | 0112/2///61987#ABE026 - Structural design of a ball valve0112/2///61987#ABE036 - Structural design of an eccentric plug valve |  |  |  | Standard |  |  |  | 2018-03-28 | 2013-09-02 | 2013-09-02 | 2014-06-18 |  | SC65E – IEC 61987 | C00009 |  | 0112/2///61987#ABV501 | https://cdd.iec.ch/CDD/IEC61987/iec61987.nsf/Classes/0112-2---61987%23ABD925 | https://cdd.iec.ch/cdd/iec61987/iec61987.nsf/PropertiesAllVersions/0112-2---61987%23ABB455,https://cdd.iec.ch/cdd/iec61987/iec61987.nsf/PropertiesAllVersions/0112-2---61987%23ABI460,https://cdd.iec.ch/cdd/iec61987/iec61987.nsf/PropertiesAllVersions/0112-2---61987%23ABA908,https://cdd.iec.ch/cdd/iec61987/iec61987.nsf/PropertiesAllVersions/0112-2---61987%23ABA907 | 0112-2---61987#ABA907,0112-2---61987#ABB455,0112-2---61987#ABI460,0112-2---61987#ABA908
0112/2///61987#ABP044 | 001 | 01 | 0112/2///61987#ABP044#001 | Input [I/O module] |  |  |  | properties characterizing measured variables or signal inputs, the size of which is to be acquired by the channels of the device |  |  |  |  | ITEM_CLASS | [5 empty] | 0112/2///61987#ABP026 - Device LOP for I/O modules |  |  | false | Standard |  | IEC 61987 | IEC | 2023-01-23 | 2023-01-23 | 2023-01-23 | 2023-01-23 |  | IEC/SC 65E | C00128 | 001-01 (2023-01-23 14:53:33 by BATCH 00000807) standard | 0112/2///61987#ABV501 | https://cdd.iec.ch/CDD/IEC61987/iec61987.nsf/Classes/0112-2---61987%23ABP044 | https://cdd.iec.ch/cdd/iec61987/iec61987.nsf/PropertiesAllVersions/0112-2---61987%23ABB271,https://cdd.iec.ch/cdd/iec61987/iec61987.nsf/PropertiesAllVersions/0112-2---61987%23ABA577,https://cdd.iec.ch/cdd/iec61987/iec61987.nsf/PropertiesAllVersions/0112-2---61987%23ABB095,https://cdd.iec.ch/cdd/iec61987/iec61987.nsf/PropertiesAllVersions/0112-2---61987%23ABA342,https://cdd.iec.ch/cdd/iec61987/iec61987.nsf/PropertiesAllVersions/0112-2---61987%23ABP286,https://cdd.iec.ch/cdd/iec61987/iec61987.nsf/PropertiesAllVersions/0112-2---61987%23ABP090,https://cdd.iec.ch/cdd/iec61987/iec61987.nsf/PropertiesAllVersions/0112-2---61987%23ABP287,https://cdd.iec.ch/cdd/iec61987/iec61987.nsf/PropertiesAllVersions/0112-2---61987%23ABA387,https://cdd.iec.ch/cdd/iec61987/iec61987.nsf/PropertiesAllVersions/0112-2---61987%23ABC891,https://cdd.iec.ch/cdd/iec61987/iec61987.nsf/PropertiesAllVersions/0112-2---61987%23ABP250,https://cdd.iec.ch/cdd/iec61987/iec61987.nsf/PropertiesAllVersions/0112-2---61987%23ABP167,https://cdd.iec.ch/cdd/iec61987/iec61987.nsf/PropertiesAllVersions/0112-2---61987%23ABP264,https://cdd.iec.ch/cdd/iec61987/iec61987.nsf/PropertiesAllVersions/0112-2---61987%23ABP280,https://cdd.iec.ch/cdd/iec61987/iec61987.nsf/PropertiesAllVersions/0112-2---61987%23ABP218,https://cdd.iec.ch/cdd/iec61987/iec61987.nsf/PropertiesAllVersions/0112-2---61987%23ABP222,https://cdd.iec.ch/cdd/iec61987/iec61987.nsf/PropertiesAllVersions/0112-2---61987%23ABP274,https://cdd.iec.ch/cdd/iec61987/iec61987.nsf/PropertiesAllVersions/0112-2---61987%23ABP279,https://cdd.iec.ch/cdd/iec61987/iec61987.nsf/PropertiesAllVersions/0112-2---61987%23ABP272,https://cdd.iec.ch/cdd/iec61987/iec61987.nsf/PropertiesAllVersions/0112-2---61987%23ABP254,https://cdd.iec.ch/cdd/iec61987/iec61987.nsf/PropertiesAllVersions/0112-2---61987%23ABP225,https://cdd.iec.ch/cdd/iec61987/iec61987.nsf/PropertiesAllVersions/0112-2---61987%23ABC773,https://cdd.iec.ch/cdd/iec61987/iec61987.nsf/PropertiesAllVersions/0112-2---61987%23ABP234,https://cdd.iec.ch/cdd/iec61987/iec61987.nsf/PropertiesAllVersions/0112-2---61987%23ABP265,https://cdd.iec.ch/cdd/iec61987/iec61987.nsf/PropertiesAllVersions/0112-2---61987%23ABP273,https://cdd.iec.ch/cdd/iec61987/iec61987.nsf/PropertiesAllVersions/0112-2---61987%23ABP251 | 0112-2---61987#ABP272,0112-2---61987#ABP254,0112-2---61987#ABB271,0112-2---61987#ABB095,0112-2---61987#ABA342,0112-2---61987#ABP286,0112-2---61987#ABP090,0112-2---61987#ABP222,0112-2---61987#ABP265,0112-2---61987#ABP251,0112-2---61987#ABP218,0112-2---61987#ABP274,0112-2---61987#ABA577,0112-2---61987#ABA387,0112-2---61987#ABC891,0112-2---61987#ABP167,0112-2---61987#ABP264,0112-2---61987#ABP280,0112-2---61987#ABP225,0112-2---61987#ABP273,0112-2---61987#ABP287,0112-2---61987#ABP250,0112-2---61987#ABP279,0112-2---61987#ABC773,0112-2---61987#ABP234
0112/2///61987#ABO080 | 001 | 01 | 0112/2///61987#ABO080#001 | Strip chart recorder |  |  |  | chart recorder that has a moving strip of paper as recording medium |  |  |  |  | ITEM_CLASS |  |  |  |  | 0112/2///61987#ABP285 - reference to Operating LOP for infrastructure devices |  |  |  | true | Standard |  | IEC 61987-31 | IEC | 2022-10-26 | 2022-10-26 | 2022-10-26 | 2022-10-26 |  | IEC/SC 65E | C00127 | 001-01 (2022-10-26 07:15:17 by BATCH 00000802) standard | 0112/2///61987#ABO079 | https://cdd.iec.ch/CDD/IEC61987/iec61987.nsf/Classes/0112-2---61987%23ABO080
0112/2///61987#ABD898 | 001 | 02 | 0112/2///61987#ABD898#001 | Manufacturer-specific input [3] |  |  |  | properties characterizing an auxiliary manufacturer-specific input |  | 1 ABD898.1 |  |  | ITEM_CLASS | [5 empty] | 0112/2///61987#ABE395 - Type of auxiliary input [11]0112/2///61987#ABE674 - Type of auxiliary input [18]0112/2///61987#ABE326 - Type of control input |  |  |  | Standard |  |  |  | 2018-03-28 | 2013-09-02 | 2013-09-02 | 2014-06-18 |  | SC65E – IEC 61987 | C00019 |  | 0112/2///61987#ABV501 | https://cdd.iec.ch/CDD/IEC61987/iec61987.nsf/Classes/0112-2---61987%23ABD898 | https://cdd.iec.ch/cdd/iec61987/iec61987.nsf/PropertiesAllVersions/0112-2---61987%23ABB619,https://cdd.iec.ch/cdd/iec61987/iec61987.nsf/PropertiesAllVersions/0112-2---61987%23ABH442,https://cdd.iec.ch/cdd/iec61987/iec61987.nsf/PropertiesAllVersions/0112-2---61987%23ABH443,https://cdd.iec.ch/cdd/iec61987/iec61987.nsf/PropertiesAllVersions/0112-2---61987%23ABE139,https://cdd.iec.ch/cdd/iec61987/iec61987.nsf/PropertiesAllVersions/0112-2---61987%23ABC965 | 0112-2---61987#ABH442,0112-2---61987#ABH443,0112-2---61987#ABE139,0112-2---61987#ABC965,0112-2---61987#ABB619
0112/2///61987#ABG313 | 002 | 01 | 0112/2///61987#ABG313#002 | Influence of external quantities expressed as a percentage [3] |  |  |  | properties characterizing the influence of external quantities on the accuracy of the device |  |  |  |  | ITEM_CLASS | [5 empty] | 0112/2///61987#ABG352 - Accuracy expressed as a percentage [4]0112/2///61987#ABG352 - Accuracy expressed as a percentage [7] |  |  | false | Standard |  | IEC 61987 | IEC | 2022-12-09 | 2017-12-07 | 2022-12-09 | 2022-12-09 |  | IEC/SC 65E | C00112 |  | 0112/2///61987#ABV501 | https://cdd.iec.ch/CDD/IEC61987/iec61987.nsf/Classes/0112-2---61987%23ABG313 | https://cdd.iec.ch/cdd/iec61987/iec61987.nsf/PropertiesAllVersions/0112-2---61987%23ABB664,https://cdd.iec.ch/cdd/iec61987/iec61987.nsf/PropertiesAllVersions/0112-2---61987%23ABB665,https://cdd.iec.ch/cdd/iec61987/iec61987.nsf/PropertiesAllVersions/0112-2---61987%23ABB666,https://cdd.iec.ch/cdd/iec61987/iec61987.nsf/PropertiesAllVersions/0112-2---61987%23ABB667,https://cdd.iec.ch/cdd/iec61987/iec61987.nsf/PropertiesAllVersions/0112-2---61987%23ABB672,https://cdd.iec.ch/cdd/iec61987/iec61987.nsf/PropertiesAllVersions/0112-2---61987%23ABB673,https://cdd.iec.ch/cdd/iec61987/iec61987.nsf/PropertiesAllVersions/0112-2---61987%23ABB674,https://cdd.iec.ch/cdd/iec61987/iec61987.nsf/PropertiesAllVersions/0112-2---61987%23ABB675,https://cdd.iec.ch/cdd/iec61987/iec61987.nsf/PropertiesAllVersions/0112-2---61987%23ABB668,https://cdd.iec.ch/cdd/iec61987/iec61987.nsf/PropertiesAllVersions/0112-2---61987%23ABC904,https://cdd.iec.ch/cdd/iec61987/iec61987.nsf/PropertiesAllVersions/0112-2---61987%23ABB676,https://cdd.iec.ch/cdd/iec61987/iec61987.nsf/PropertiesAllVersions/0112-2---61987%23ABC916,https://cdd.iec.ch/cdd/iec61987/iec61987.nsf/PropertiesAllVersions/0112-2---61987%23ABB688,https://cdd.iec.ch/cdd/iec61987/iec61987.nsf/PropertiesAllVersions/0112-2---61987%23ABC914,https://cdd.iec.ch/cdd/iec61987/iec61987.nsf/PropertiesAllVersions/0112-2---61987%23ABB692,https://cdd.iec.ch/cdd/iec61987/iec61987.nsf/PropertiesAllVersions/0112-2---61987%23ABB693,https://cdd.iec.ch/cdd/iec61987/iec61987.nsf/PropertiesAllVersions/0112-2---61987%23ABB694,https://cdd.iec.ch/cdd/iec61987/iec61987.nsf/PropertiesAllVersions/0112-2---61987%23ABB695,https://cdd.iec.ch/cdd/iec61987/iec61987.nsf/PropertiesAllVersions/0112-2---61987%23ABB696,https://cdd.iec.ch/cdd/iec61987/iec61987.nsf/PropertiesAllVersions/0112-2---61987%23ABB697,https://cdd.iec.ch/cdd/iec61987/iec61987.nsf/PropertiesAllVersions/0112-2---61987%23ABB698,https://cdd.iec.ch/cdd/iec61987/iec61987.nsf/PropertiesAllVersions/0112-2---61987%23ABB699,https://cdd.iec.ch/cdd/iec61987/iec61987.nsf/PropertiesAllVersions/0112-2---61987%23ABB700,https://cdd.iec.ch/cdd/iec61987/iec61987.nsf/PropertiesAllVersions/0112-2---61987%23ABB701,https://cdd.iec.ch/cdd/iec61987/iec61987.nsf/PropertiesAllVersions/0112-2---61987%23ABB703,https://cdd.iec.ch/cdd/iec61987/iec61987.nsf/PropertiesAllVersions/0112-2---61987%23ABB704,https://cdd.iec.ch/cdd/iec61987/iec61987.nsf/PropertiesAllVersions/0112-2---61987%23ABB706,https://cdd.iec.ch/cdd/iec61987/iec61987.nsf/PropertiesAllVersions/0112-2---61987%23ABB518,https://cdd.iec.ch/cdd/iec61987/iec61987.nsf/PropertiesAllVersions/0112-2---61987%23ABB780,https://cdd.iec.ch/cdd/iec61987/iec61987.nsf/PropertiesAllVersions/0112-2---61987%23ABB711,https://cdd.iec.ch/cdd/iec61987/iec61987.nsf/PropertiesAllVersions/0112-2---61987%23ABC905 | 0112-2---61987#ABB675,0112-2---61987#ABB696,0112-2---61987#ABB706,0112-2---61987#ABB666,0112-2---61987#ABB674,0112-2---61987#ABC904,0112-2---61987#ABC914,0112-2---61987#ABB699,0112-2---61987#ABC916,0112-2---61987#ABB694,0112-2---61987#ABB698,0112-2---61987#ABB703,0112-2---61987#ABB667,0112-2---61987#ABB676,0112-2---61987#ABB693,0112-2---61987#ABB711,0112-2---61987#ABB692,0112-2---61987#ABB665,0112-2---61987#ABB673,0112-2---61987#ABB688,0112-2---61987#ABB704,0112-2---61987#ABB672,0112-2---61987#ABB697,0112-2---61987#ABB700,0112-2---61987#ABB518,0112-2---61987#ABB664,0112-2---61987#ABB668,0112-2---61987#ABB695,0112-2---61987#ABB701,0112-2---61987#ABB780,0112-2---61987#ABC905
0112/2///61987#ABA677 | 002 | 01 | 0112/2///61987#ABA677#002 | Tachometer |  |  |  | velocity gauge that measures and indicates a speed of rotation |  |  |  |  | ITEM_CLASS | [9 empty] | Standard |  |  |  | 2018-03-28 | 2013-08-27 | 2016-05-24 | 2016-05-24 |  | SC65E – IEC 61987 | C00004 |  | 0112/2///61987#ABA676 | https://cdd.iec.ch/CDD/IEC61987/iec61987.nsf/Classes/0112-2---61987%23ABA677
0112/2///61987#ABC562 | 004 | 01 | 0112/2///61987#ABC562#004 | Rated operating conditions [6] |  |  |  | properties characterizing the conditions that must be fulfilled during operation in order that a device or assembly performs as designed |  |  |  |  | ITEM_CLASS | [5 empty] | 0112/2///61987#ABA037 - Device LOP for manifold0112/2///61987#ABA037 - Device LOP for pressure measurement manifold0112/2///61987#ABE751 - Device LOP for stilling well |  |  | false | Standard |  | IEC 61987 | IEC | 2022-12-09 | 2017-12-07 | 2022-12-09 | 2022-12-09 |  | IEC/SC 65E | C00112 |  | 0112/2///61987#ABV501 | https://cdd.iec.ch/CDD/IEC61987/iec61987.nsf/Classes/0112-2---61987%23ABC562 | https://cdd.iec.ch/cdd/iec61987/iec61987.nsf/PropertiesAllVersions/0112-2---61987%23ABC935,https://cdd.iec.ch/cdd/iec61987/iec61987.nsf/PropertiesAllVersions/0112-2---61987%23ABD163 | 0112-2---61987#ABC935,0112-2---61987#ABD163
0112/2///61987#ABG449 | 001 | 01 | 0112/2///61987#ABG449#001 | Structural design [separate density transmitter] |  |  |  | properties characterizing the constructional details of a device |  |  |  |  | ITEM_CLASS | [5 empty] | 0112/2///61987#ABG404 - Mechanical and electrical construction [separate density transmitter] |  |  |  | Standard |  | IEC 61987 | IEC | 2018-03-28 | 2014-12-17 | 2018-03-20 | 2018-03-20 |  | SC65E – IEC 61987 | C00017 | 001-01 (2018-03-28 07:26:11 by BATCH 00000762) standard | 0112/2///61987#ABV501 | https://cdd.iec.ch/CDD/IEC61987/iec61987.nsf/Classes/0112-2---61987%23ABG449 | https://cdd.iec.ch/cdd/iec61987/iec61987.nsf/PropertiesAllVersions/0112-2---61987%23ABA177,https://cdd.iec.ch/cdd/iec61987/iec61987.nsf/PropertiesAllVersions/0112-2---61987%23ABD290 | 0112-2---61987#ABA177,0112-2---61987#ABD290
0112/2///61987#ABH421 | 001 | 01 | 0112/2///61987#ABH421#001 | Float extension |  |  |  | properties characterizing an extension of a float |  |  |  |  | ITEM_CLASS | [5 empty] | 0112/2///61987#ABF029 - Float |  |  |  | Standard |  |  |  | 2018-03-28 | 2018-03-28 | 2018-03-28 | 2018-03-28 |  | SC65E – IEC 61987 | C00018 | 001-01 (2018-03-28 07:26:12 by BATCH 00000762) standard | 0112/2///61987#ABV501 | https://cdd.iec.ch/CDD/IEC61987/iec61987.nsf/Classes/0112-2---61987%23ABH421 | https://cdd.iec.ch/cdd/iec61987/iec61987.nsf/PropertiesAllVersions/0112-2---61987%23ABA640,https://cdd.iec.ch/cdd/iec61987/iec61987.nsf/PropertiesAllVersions/0112-2---61987%23ABH423,https://cdd.iec.ch/cdd/iec61987/iec61987.nsf/PropertiesAllVersions/0112-2---61987%23ABB932,https://cdd.iec.ch/cdd/iec61987/iec61987.nsf/PropertiesAllVersions/0112-2---61987%23ABH429 | 0112-2---61987#ABA640,0112-2---61987#ABH423,0112-2---61987#ABB932,0112-2---61987#ABH429
0112/2///61987#ABA645 | 003 | 01 | 0112/2///61987#ABA645#003 | Positive displacement flow gauge |  |  |  | flow gauge that divides a fluid into fixed, metered volumes to measure a volumetric flow rate | industrial water meters and gas meters are specializations of positive displacement flow gauges |  |  |  | ITEM_CLASS |  |  |  |  | 0112/2///61987#ABU125 - reference to Operating LOP for flow measuring equipment |  |  |  |  | Standard |  |  |  | 2018-03-28 | 2013-08-27 | 2016-05-24 | 2016-05-24 |  | SC65E – IEC 61987 | C00004 |  | 0112/2///61987#ABA644 | https://cdd.iec.ch/CDD/IEC61987/iec61987.nsf/Classes/0112-2---61987%23ABA645 | https://cdd.iec.ch/cdd/iec61987/iec61987.nsf/PropertiesAllVersions/0112-2---61987%23ABU291 | 0112-2---61987#ABU291,0112-2---61987#ABU125
0112/2///61987#ABC544 | 002 | 01 | 0112/2///61987#ABC544#002 | Process design ratings [4] |  |  |  | properties characterizing the process conditions for which the device is designed |  |  |  |  | ITEM_CLASS | [5 empty] | 0112/2///61987#ABC561 - Rated Operating Conditions [5]0112/2///61987#ABC561 - Rated operating conditions [5] |  |  |  | Standard |  |  |  | 2018-03-28 | 2013-08-27 | 2016-05-24 | 2016-05-24 |  | SC65E – IEC 61987 | C00018 |  | 0112/2///61987#ABV501 | https://cdd.iec.ch/CDD/IEC61987/iec61987.nsf/Classes/0112-2---61987%23ABC544 | https://cdd.iec.ch/cdd/iec61987/iec61987.nsf/PropertiesAllVersions/0112-2---61987%23ABH445,https://cdd.iec.ch/cdd/iec61987/iec61987.nsf/PropertiesAllVersions/0112-2---61987%23ABD083,https://cdd.iec.ch/cdd/iec61987/iec61987.nsf/PropertiesAllVersions/0112-2---61987%23ABC949,https://cdd.iec.ch/cdd/iec61987/iec61987.nsf/PropertiesAllVersions/0112-2---61987%23ABC938 | 0112-2---61987#ABH445,0112-2---61987#ABD083,0112-2---61987#ABC949,0112-2---61987#ABC938
0112/2///61987#ABF261 | 001 | 01 | 0112/2///61987#ABF261#001 | Fibre optics |  |  |  | properties characterizing the constructional details of a fiber optics system |  |  |  |  | ITEM_CLASS | [5 empty] | 0112/2///61987#ABF226 - Structural design of a radiation thermometer |  |  |  | Standard |  | IEC 61987 | IEC | 2018-03-28 | 2014-12-17 | 2017-09-18 | 2017-09-18 |  | SC65E – IEC 61987 | C00019 | 001-01 (2018-03-28 07:26:05 by BATCH 00000762) standard | 0112/2///61987#ABV501 | https://cdd.iec.ch/CDD/IEC61987/iec61987.nsf/Classes/0112-2---61987%23ABF261 | https://cdd.iec.ch/cdd/iec61987/iec61987.nsf/PropertiesAllVersions/0112-2---61987%23ABF316,https://cdd.iec.ch/cdd/iec61987/iec61987.nsf/PropertiesAllVersions/0112-2---61987%23ABF317,https://cdd.iec.ch/cdd/iec61987/iec61987.nsf/PropertiesAllVersions/0112-2---61987%23ABF318,https://cdd.iec.ch/cdd/iec61987/iec61987.nsf/PropertiesAllVersions/0112-2---61987%23ABH386,https://cdd.iec.ch/cdd/iec61987/iec61987.nsf/PropertiesAllVersions/0112-2---61987%23ABF262,https://cdd.iec.ch/cdd/iec61987/iec61987.nsf/PropertiesAllVersions/0112-2---61987%23ABF263,https://cdd.iec.ch/cdd/iec61987/iec61987.nsf/PropertiesAllVersions/0112-2---61987%23ABF264,https://cdd.iec.ch/cdd/iec61987/iec61987.nsf/PropertiesAllVersions/0112-2---61987%23ABA623,https://cdd.iec.ch/cdd/iec61987/iec61987.nsf/PropertiesAllVersions/0112-2---61987%23ABA558,https://cdd.iec.ch/cdd/iec61987/iec61987.nsf/PropertiesAllVersions/0112-2---61987%23ABA179,https://cdd.iec.ch/cdd/iec61987/iec61987.nsf/PropertiesAllVersions/0112-2---61987%23ABB386,https://cdd.iec.ch/cdd/iec61987/iec61987.nsf/PropertiesAllVersions/0112-2---61987%23ABF260,https://cdd.iec.ch/cdd/iec61987/iec61987.nsf/PropertiesAllVersions/0112-2---61987%23ABF265 | 0112-2---61987#ABA558,0112-2---61987#ABB386,0112-2---61987#ABF260,0112-2---61987#ABF316,0112-2---61987#ABH386,0112-2---61987#ABF264,0112-2---61987#ABA623,0112-2---61987#ABA179,0112-2---61987#ABF265,0112-2---61987#ABF317,0112-2---61987#ABF318,0112-2---61987#ABF262,0112-2---61987#ABF263
0112/2///61987#ABF535 | 001 | 01 | 0112/2///61987#ABF535#001 | Sight glass |  |  |  | properties characterizing the sight glass of a sight level gauge or indicator |  |  |  |  | ITEM_CLASS | [5 empty] | 0112/2///61987#ABF276 - Structural design of a sight level gauge0112/2///61987#ABF282 - Structural design of a sight level indicator |  |  |  | Standard |  | IEC 61987 | IEC | 2019-05-17 | 2019-05-17 | 2019-05-17 | 2019-05-17 |  | SC65E – IEC 61987 | C00018 |  | 0112/2///61987#ABV501 | https://cdd.iec.ch/CDD/IEC61987/iec61987.nsf/Classes/0112-2---61987%23ABF535 | https://cdd.iec.ch/cdd/iec61987/iec61987.nsf/PropertiesAllVersions/0112-2---61987%23ABF278,https://cdd.iec.ch/cdd/iec61987/iec61987.nsf/PropertiesAllVersions/0112-2---61987%23ABA640,https://cdd.iec.ch/cdd/iec61987/iec61987.nsf/PropertiesAllVersions/0112-2---61987%23ABA899,https://cdd.iec.ch/cdd/iec61987/iec61987.nsf/PropertiesAllVersions/0112-2---61987%23ABB932,https://cdd.iec.ch/cdd/iec61987/iec61987.nsf/PropertiesAllVersions/0112-2---61987%23ABA554,https://cdd.iec.ch/cdd/iec61987/iec61987.nsf/PropertiesAllVersions/0112-2---61987%23ABA576,https://cdd.iec.ch/cdd/iec61987/iec61987.nsf/PropertiesAllVersions/0112-2---61987%23ABF536,https://cdd.iec.ch/cdd/iec61987/iec61987.nsf/PropertiesAllVersions/0112-2---61987%23ABF537,https://cdd.iec.ch/cdd/iec61987/iec61987.nsf/PropertiesAllVersions/0112-2---61987%23ABF539,https://cdd.iec.ch/cdd/iec61987/iec61987.nsf/PropertiesAllVersions/0112-2---61987%23ABF540,https://cdd.iec.ch/cdd/iec61987/iec61987.nsf/PropertiesAllVersions/0112-2---61987%23ABH477 | 0112-2---61987#ABA899,0112-2---61987#ABB932,0112-2---61987#ABA554,0112-2---61987#ABA576,0112-2---61987#ABF536,0112-2---61987#ABF537,0112-2---61987#ABF540,0112-2---61987#ABA640,0112-2---61987#ABF539,0112-2---61987#ABH477,0112-2---61987#ABF278
0112/2///61987#ABD815 | 001 | 02 | 0112/2///61987#ABD815#001 | Bonnet |  |  |  | properties characterizing the bonnet of a final control element |  |  |  |  | ITEM_CLASS | [5 empty] | 0112/2///61987#ABD812 - Body of valve [2]0112/2///61987#ABD813 - Body of valve [3]0112/2///61987#ABD814 - Body of valve [1] |  |  |  | Standard |  |  |  | 2018-03-28 | 2013-09-02 | 2013-09-02 | 2014-06-18 |  | SC65E – IEC 61987 | C00009 |  | 0112/2///61987#ABV501 | https://cdd.iec.ch/CDD/IEC61987/iec61987.nsf/Classes/0112-2---61987%23ABD815 | https://cdd.iec.ch/cdd/iec61987/iec61987.nsf/PropertiesAllVersions/0112-2---61987%23ABD719,https://cdd.iec.ch/cdd/iec61987/iec61987.nsf/PropertiesAllVersions/0112-2---61987%23ABD745,https://cdd.iec.ch/cdd/iec61987/iec61987.nsf/PropertiesAllVersions/0112-2---61987%23ABD601,https://cdd.iec.ch/cdd/iec61987/iec61987.nsf/PropertiesAllVersions/0112-2---61987%23ABC980 | 0112-2---61987#ABD719,0112-2---61987#ABD745,0112-2---61987#ABD601,0112-2---61987#ABC980
0112/2///61987#ABD901 | 001 | 02 | 0112/2///61987#ABD901#001 | Material of bellow |  |  |  | properties characterizing the material of which a bellow is made |  |  |  |  | ITEM_CLASS | [5 empty] | 0112/2///61987#ABE035 - Structural design of a pressure reducing regulator or back pressure/excess pressure regulator0112/2///61987#ABE411 - Stem/shaft packing0112/2///61987#ABE611 - Structural design of a filter regulator |  |  |  | Standard |  |  |  | 2018-03-28 | 2013-09-02 | 2013-09-02 | 2014-06-18 |  | SC65E – IEC 61987 | C00009 |  | 0112/2///61987#ABV501 | https://cdd.iec.ch/CDD/IEC61987/iec61987.nsf/Classes/0112-2---61987%23ABD901 | https://cdd.iec.ch/cdd/iec61987/iec61987.nsf/PropertiesAllVersions/0112-2---61987%23ABB455,https://cdd.iec.ch/cdd/iec61987/iec61987.nsf/PropertiesAllVersions/0112-2---61987%23ABI460,https://cdd.iec.ch/cdd/iec61987/iec61987.nsf/PropertiesAllVersions/0112-2---61987%23ABA908,https://cdd.iec.ch/cdd/iec61987/iec61987.nsf/PropertiesAllVersions/0112-2---61987%23ABA907 | 0112-2---61987#ABB455,0112-2---61987#ABI460,0112-2---61987#ABA908,0112-2---61987#ABA907
0112/2///61987#ABD979 | 002 | 01 | 0112/2///61987#ABD979#002 | Pneumatic/hydraulic output [4] |  |  |  | properties characterizing a pneumatic or hydraulic output |  | 2 ABD979.2 |  |  | ITEM_CLASS | [5 empty] | 0112/2///61987#ABE042 - Type of output [8]0112/2///61987#ABE579 - Type of output [11]0112/2///61987#ABE692 - Type of output [22] |  |  |  | Standard |  |  |  | 2018-03-28 | 2013-09-02 | 2018-03-20 | 2018-03-20 |  | SC65E – IEC 61987 | C00004 |  | 0112/2///61987#ABV501 | https://cdd.iec.ch/CDD/IEC61987/iec61987.nsf/Classes/0112-2---61987%23ABD979 | https://cdd.iec.ch/cdd/iec61987/iec61987.nsf/PropertiesAllVersions/0112-2---61987%23ABD145 | 0112-2---61987#ABD145
0112/2///61987#ABU550 | 003 | 01 | 0112/2///61987#ABU550#003 | Function and system design [3] |  |  |  | properties characterizing the use and/or the dependability of a device as well as its behaviour within a system |  |  |  |  | ITEM_CLASS | [8 empty] | false | Standard |  | IEC 61987 | IEC | 2022-12-09 | 2017-12-07 | 2022-12-09 | 2022-12-09 |  | IEC/SC 65E | C00112 |  | 0112/2///61987#ABV501 | https://cdd.iec.ch/CDD/IEC61987/iec61987.nsf/Classes/0112-2---61987%23ABU550 | https://cdd.iec.ch/cdd/iec61987/iec61987.nsf/PropertiesAllVersions/0112-2---61987%23ABB028,https://cdd.iec.ch/cdd/iec61987/iec61987.nsf/PropertiesAllVersions/0112-2---61987%23ABN592,https://cdd.iec.ch/cdd/iec61987/iec61987.nsf/PropertiesAllVersions/0112-2---61987%23ABN593,https://cdd.iec.ch/cdd/iec61987/iec61987.nsf/PropertiesAllVersions/0112-2---61987%23ABA310,https://cdd.iec.ch/cdd/iec61987/iec61987.nsf/PropertiesAllVersions/0112-2---61987%23ABE084 | 0112-2---61987#ABN592,0112-2---61987#ABN593,0112-2---61987#ABA310,0112-2---61987#ABE084,0112-2---61987#ABB028
0112/2///61987#ABE451 | 001 | 01 | 0112/2///61987#ABE451#001 | Sight level gauge |  |  |  | level gauge that is mounted on the side of a tank which uses a transparent bypass to measure and indicate level |  |  |  |  | ITEM_CLASS |  |  |  |  | 0112/2///61987#ABF910 - reference to Operating LOP for level measuring equipment |  |  |  |  | Standard |  |  |  | 2018-03-28 |  | 2018-03-20 | 2018-03-20 |  | SC65E – IEC 61987 | C00018 | 001-01 (2018-03-28 07:26:02 by BATCH 00000762) standard | 0112/2///61987#ABA649 | https://cdd.iec.ch/CDD/IEC61987/iec61987.nsf/Classes/0112-2---61987%23ABE451 | https://cdd.iec.ch/cdd/iec61987/iec61987.nsf/PropertiesAllVersions/0112-2---61987%23ABF891 | 0112-2---61987#ABF891,0112-2---61987#ABF910
0112/2///61987#ABA820 | 002 | 01 | 0112/2///61987#ABA820#002 | Optical level transmitter |  |  |  | level transmitter that uses the transmission, reflection or refraction of light by the process material to measure level |  |  |  |  | ITEM_CLASS |  |  |  |  | 0112/2///61987#ABF910 - reference to Operating LOP for level measuring equipment |  |  |  |  | Standard |  |  |  | 2018-03-28 | 2013-08-27 | 2016-05-24 | 2016-05-24 |  | SC65E – IEC 61987 | C00004 |  | 0112/2///61987#ABA803 | https://cdd.iec.ch/CDD/IEC61987/iec61987.nsf/Classes/0112-2---61987%23ABA820 |  | 0112-2---61987#ABF910
0112/2///61987#ABD385 | 001 | 01 | 0112/2///61987#ABD385#001 | Process regulator |  |  |  | final control element that comprises a self-actuating control valve intended to modulate a fluid flow rate to maintain a predefined upstream or downstream process pressure |  |  | StepLib |  | ITEM_CLASS | [9 empty] | Standard |  |  |  | 2018-03-28 | 2013-09-02 | 2016-05-02 | 2016-05-02 |  | SC65E – IEC 61987 | C00009 | 001-01 (2018-03-28 07:25:59 by BATCH 00000762) standard | 0112/2///61987#ABD340 | https://cdd.iec.ch/CDD/IEC61987/iec61987.nsf/Classes/0112-2---61987%23ABD385
0112/2///61987#ABA032 | 002 | 01 | 0112/2///61987#ABA032#002 | Device LOP for absolute/gauge pressure gauge |  |  |  | list of properties characterizing an absolute pressure or gauge pressure gauge |  |  |  |  | ITEM_CLASS | [5 empty] | 0112/2///61987#ABA653 - Absolute pressure gauge0112/2///61987#ABA662 - Gauge pressure gauge |  |  |  | Standard |  |  |  | 2018-03-28 | 2013-09-27 | 2016-05-24 | 2016-05-24 |  | SC65E – IEC 61987 | C00004 |  | 0112/2///61987#ABV504 | https://cdd.iec.ch/CDD/IEC61987/iec61987.nsf/Classes/0112-2---61987%23ABA032 | https://cdd.iec.ch/cdd/iec61987/iec61987.nsf/PropertiesAllVersions/0112-2---61987%23ABC899,https://cdd.iec.ch/cdd/iec61987/iec61987.nsf/PropertiesAllVersions/0112-2---61987%23ABC730,https://cdd.iec.ch/cdd/iec61987/iec61987.nsf/PropertiesAllVersions/0112-2---61987%23ABC885,https://cdd.iec.ch/cdd/iec61987/iec61987.nsf/PropertiesAllVersions/0112-2---61987%23ABE771,https://cdd.iec.ch/cdd/iec61987/iec61987.nsf/PropertiesAllVersions/0112-2---61987%23ABB206,https://cdd.iec.ch/cdd/iec61987/iec61987.nsf/PropertiesAllVersions/0112-2---61987%23ABD112,https://cdd.iec.ch/cdd/iec61987/iec61987.nsf/PropertiesAllVersions/0112-2---61987%23ABD128,https://cdd.iec.ch/cdd/iec61987/iec61987.nsf/PropertiesAllVersions/0112-2---61987%23ABD515,https://cdd.iec.ch/cdd/iec61987/iec61987.nsf/PropertiesAllVersions/0112-2---61987%23ABD070,https://cdd.iec.ch/cdd/iec61987/iec61987.nsf/PropertiesAllVersions/0112-2---61987%23ABD523,https://cdd.iec.ch/cdd/iec61987/iec61987.nsf/PropertiesAllVersions/0112-2---61987%23ABC786,https://cdd.iec.ch/cdd/iec61987/iec61987.nsf/PropertiesAllVersions/0112-2---61987%23ABC795,https://cdd.iec.ch/cdd/iec61987/iec61987.nsf/PropertiesAllVersions/0112-2---61987%23ABA293,https://cdd.iec.ch/cdd/iec61987/iec61987.nsf/PropertiesAllVersions/0112-2---61987%23ABC710 | 0112-2---61987#ABD128,0112-2---61987#ABD515,0112-2---61987#ABA293,0112-2---61987#ABE771,0112-2---61987#ABB206,0112-2---61987#ABD523,0112-2---61987#ABC786,0112-2---61987#ABC899,0112-2---61987#ABC730,0112-2---61987#ABC885,0112-2---61987#ABC795,0112-2---61987#ABC710,0112-2---61987#ABD112,0112-2---61987#ABD070
0112/2///61987#ABC522 | 005 | 01 | 0112/2///61987#ABC522#005 | Potential matching |  |  |  | measures to be taken for potential matching |  |  |  |  | ITEM_CLASS | [5 empty] | 0112/2///61987#ABC218 - Electrical power input circuit |  |  |  | Standard |  |  |  | 2018-03-28 | 2013-08-27 | 2018-03-20 | 2018-03-20 |  | SC65E – IEC 61987 | C00004 |  | 0112/2///61987#ABV501 | https://cdd.iec.ch/CDD/IEC61987/iec61987.nsf/Classes/0112-2---61987%23ABC522 | https://cdd.iec.ch/cdd/iec61987/iec61987.nsf/PropertiesAllVersions/0112-2---61987%23ABB615,https://cdd.iec.ch/cdd/iec61987/iec61987.nsf/PropertiesAllVersions/0112-2---61987%23ABB616 | 0112-2---61987#ABB615,0112-2---61987#ABB616
0112/2///61987#ABE586 | 002 | 01 | 0112/2///61987#ABE586#002 | Rated operating conditions [13] |  |  |  | properties characterizing the conditions that must be fulfilled during operation in order that a device or assembly performs as designed |  |  |  |  | ITEM_CLASS | [5 empty] | 0112/2///61987#ABE632 - Device LOP for filter regulator |  |  | false | Standard |  | IEC 61987 | IEC | 2022-12-09 | 2017-12-07 | 2022-12-09 | 2022-12-09 |  | IEC/SC 65E | C00112 |  | 0112/2///61987#ABV501 | https://cdd.iec.ch/CDD/IEC61987/iec61987.nsf/Classes/0112-2---61987%23ABE586 | https://cdd.iec.ch/cdd/iec61987/iec61987.nsf/PropertiesAllVersions/0112-2---61987%23ABE502,https://cdd.iec.ch/cdd/iec61987/iec61987.nsf/PropertiesAllVersions/0112-2---61987%23ABE505,https://cdd.iec.ch/cdd/iec61987/iec61987.nsf/PropertiesAllVersions/0112-2---61987%23ABE503 | 0112-2---61987#ABE503,0112-2---61987#ABE502,0112-2---61987#ABE505
0112/2///61987#ABP029 | 001 | 01 | 0112/2///61987#ABP029#001 | Environmental design ratings [infrastructure device] |  |  |  | properties characterizing environmental conditions under which an infrastructure device can operate within its specified accuracy limits |  |  |  |  | ITEM_CLASS | [5 empty] | 0112/2///61987#ABP063 - Rated Operating Conditions [infrastructure device] |  |  | false | Standard |  | IEC 61987 | IEC | 2023-01-23 | 2023-01-23 | 2023-01-23 | 2023-01-23 |  | IEC/SC 65E | C00128 | 001-01 (2023-01-23 14:53:33 by BATCH 00000807) standard | 0112/2///61987#ABV501 | https://cdd.iec.ch/CDD/IEC61987/iec61987.nsf/Classes/0112-2---61987%23ABP029 | https://cdd.iec.ch/cdd/iec61987/iec61987.nsf/PropertiesAllVersions/0112-2---61987%23ABD079 | 0112-2---61987#ABD079
0112/2///61987#ABA747 | 002 | 01 | 0112/2///61987#ABA747#002 | Torque switch |  |  |  | switch that outputs a discrete signal to detect a torque regime |  |  |  |  | ITEM_CLASS | [9 empty] | Standard |  |  |  | 2018-03-28 | 2013-08-27 | 2016-05-24 | 2016-05-24 |  | SC65E – IEC 61987 | C00004 |  | 0112/2///61987#ABA697 | https://cdd.iec.ch/CDD/IEC61987/iec61987.nsf/Classes/0112-2---61987%23ABA747
0112/2///61987#ABA836 | 002 | 01 | 0112/2///61987#ABA836#002 | Radiation temperature transmitter |  |  |  | non-contact temperature transmitter that calculates the temperature based on the infrared radiation emitted by an object over one or more given spectral ranges |  |  |  |  | ITEM_CLASS |  |  |  |  | 0112/2///61987#ABF896 - reference to Operating LOP for temperature measuring equipment |  |  |  |  | Standard |  |  |  | 2018-03-28 | 2013-08-27 | 2016-05-24 | 2016-05-24 |  | SC65E – IEC 61987 | C00004 |  | 0112/2///61987#ABE363 | https://cdd.iec.ch/CDD/IEC61987/iec61987.nsf/Classes/0112-2---61987%23ABA836
0112/2///61987#ABC265 | 006 | 01 | 0112/2///61987#ABC265#006 | Hazardous area approval |  |  |  | properties characterizing certificates and approvals pertaining to usage in hazardous areas |  |  |  |  | ITEM_CLASS | [5 empty] | 0112/2///61987#ABC156 - Certificates and approvals0112/2///61987#ABD817 - Certificates and approvals [2]0112/2///61987#ABD818 - Certificates and approvals [3]0112/2///61987#ABE718 - Certificates and approvals [4]0112/2///61987#ABE720 - Certificates and approvals [5] |  |  |  | Standard |  |  |  | 2018-03-28 | 2013-08-27 | 2018-03-20 | 2018-03-20 |  | SC65E – IEC 61987 | C00004 |  | 0112/2///61987#ABV501 | https://cdd.iec.ch/CDD/IEC61987/iec61987.nsf/Classes/0112-2---61987%23ABC265 | https://cdd.iec.ch/cdd/iec61987/iec61987.nsf/PropertiesAllVersions/0112-2---61987%23ABB080,https://cdd.iec.ch/cdd/iec61987/iec61987.nsf/PropertiesAllVersions/0112-2---61987%23ABA231,https://cdd.iec.ch/cdd/iec61987/iec61987.nsf/PropertiesAllVersions/0112-2---61987%23ABB989 | 0112-2---61987#ABB080,0112-2---61987#ABA231,0112-2---61987#ABB989
0112/2///61987#ABG181 | 001 | 01 | 0112/2///61987#ABG181#001 | Analog voltage output [8] |  |  |  | properties characterizing an analog voltage output |  | Polymorphic element: ABG181, Id: 2 |  |  | ITEM_CLASS | [5 empty] | 0112/2///61987#ABG142 - Type of output [12]0112/2///61987#ABG143 - Type of output [13]0112/2///61987#ABG147 - Type of output [17]0112/2///61987#ABG156 - Type of output [26] |  |  |  | Standard |  | IEC 61987 | IEC | 2018-03-28 | 2014-12-17 | 2018-03-20 | 2018-03-20 |  | SC65E – IEC 61987 | C00018 | 001-01 (2018-03-28 07:26:07 by BATCH 00000762) standard | 0112/2///61987#ABV501 | https://cdd.iec.ch/CDD/IEC61987/iec61987.nsf/Classes/0112-2---61987%23ABG181 | https://cdd.iec.ch/cdd/iec61987/iec61987.nsf/PropertiesAllVersions/0112-2---61987%23ABU913,https://cdd.iec.ch/cdd/iec61987/iec61987.nsf/PropertiesAllVersions/0112-2---61987%23ABC729 | 0112-2---61987#ABU913,0112-2---61987#ABC729
0112/2///61987#ABD380 | 001 | 01 | 0112/2///61987#ABD380#001 | Quick exhaust |  |  |  | actuator/valve accessory that is a fast-acting valve used in a single-acting pneumatic actuator to quickly release pressure |  |  | StepLib, MOD |  | ITEM_CLASS |  |  |  |  | 0112/2///61987#ABU514 - reference to Operating LOP for valve/actuator accessories |  |  |  |  | Standard |  |  |  | 2018-03-28 | 2013-09-02 | 2016-05-02 | 2016-05-02 |  | SC65E – IEC 61987 | C00009 | 001-01 (2018-03-28 07:25:59 by BATCH 00000762) standard | 0112/2///61987#ABD366 | https://cdd.iec.ch/CDD/IEC61987/iec61987.nsf/Classes/0112-2---61987%23ABD380 |  | 0112-2---61987#ABU514
0112/2///61987#ABC212 | 002 | 01 | 0112/2///61987#ABC212#002 | Electrical data for active behaviour |  |  |  | properties characterizing the electrical data of an input or an output of a self-powered device |  |  |  |  | ITEM_CLASS | [5 empty] | 0112/2///61987#ABC085 - Analog current input parameters0112/2///61987#ABC091 - Analog current output parameters0112/2///61987#ABC099 - Analog voltage output parameters0112/2///61987#ABC140 - Binary current output0112/2///61987#ABC141 - Binary electronic output0112/2///61987#ABC142 - Binary input0112/2///61987#ABC214 - Electrical data of a bus powered device0112/2///61987#ABC555 - Pulse/frequency input/output parameters0112/2///61987#ABP015 - Analog current input parameters [I/O module]0112/2///61987#ABP023 - Binary powered output0112/2///61987#ABP031 - Frequency input parameters [I/O module] |  |  | false | Standard |  | IEC 61987 | IEC | 2023-01-23 | 2017-12-07 | 2023-01-23 | 2023-01-23 |  | IEC/SC 65E | C00128 |  | 0112/2///61987#ABV501 | https://cdd.iec.ch/CDD/IEC61987/iec61987.nsf/Classes/0112-2---61987%23ABC212 | https://cdd.iec.ch/cdd/iec61987/iec61987.nsf/PropertiesAllVersions/0112-2---61987%23ABP174,https://cdd.iec.ch/cdd/iec61987/iec61987.nsf/PropertiesAllVersions/0112-2---61987%23ABA376,https://cdd.iec.ch/cdd/iec61987/iec61987.nsf/PropertiesAllVersions/0112-2---61987%23ABA377,https://cdd.iec.ch/cdd/iec61987/iec61987.nsf/PropertiesAllVersions/0112-2---61987%23ABA378,https://cdd.iec.ch/cdd/iec61987/iec61987.nsf/PropertiesAllVersions/0112-2---61987%23ABA380,https://cdd.iec.ch/cdd/iec61987/iec61987.nsf/PropertiesAllVersions/0112-2---61987%23ABA611,https://cdd.iec.ch/cdd/iec61987/iec61987.nsf/PropertiesAllVersions/0112-2---61987%23ABA381,https://cdd.iec.ch/cdd/iec61987/iec61987.nsf/PropertiesAllVersions/0112-2---61987%23ABA382,https://cdd.iec.ch/cdd/iec61987/iec61987.nsf/PropertiesAllVersions/0112-2---61987%23ABA383,https://cdd.iec.ch/cdd/iec61987/iec61987.nsf/PropertiesAllVersions/0112-2---61987%23ABP162,https://cdd.iec.ch/cdd/iec61987/iec61987.nsf/PropertiesAllVersions/0112-2---61987%23ABB885,https://cdd.iec.ch/cdd/iec61987/iec61987.nsf/PropertiesAllVersions/0112-2---61987%23ABB886,https://cdd.iec.ch/cdd/iec61987/iec61987.nsf/PropertiesAllVersions/0112-2---61987%23ABB154,https://cdd.iec.ch/cdd/iec61987/iec61987.nsf/PropertiesAllVersions/0112-2---61987%23ABA986,https://cdd.iec.ch/cdd/iec61987/iec61987.nsf/PropertiesAllVersions/0112-2---61987%23ABA385,https://cdd.iec.ch/cdd/iec61987/iec61987.nsf/PropertiesAllVersions/0112-2---61987%23ABA386,https://cdd.iec.ch/cdd/iec61987/iec61987.nsf/PropertiesAllVersions/0112-2---61987%23ABP115,https://cdd.iec.ch/cdd/iec61987/iec61987.nsf/PropertiesAllVersions/0112-2---61987%23ABA387,https://cdd.iec.ch/cdd/iec61987/iec61987.nsf/PropertiesAllVersions/0112-2---61987%23ABC891 | 0112-2---61987#ABA377,0112-2---61987#ABB885,0112-2---61987#ABA386,0112-2---61987#ABP174,0112-2---61987#ABA381,0112-2---61987#ABA383,0112-2---61987#ABB154,0112-2---61987#ABA986,0112-2---61987#ABP115,0112-2---61987#ABA376,0112-2---61987#ABA385,0112-2---61987#ABA378,0112-2---61987#ABA380,0112-2---61987#ABA611,0112-2---61987#ABA382,0112-2---61987#ABP162,0112-2---61987#ABB886,0112-2---61987#ABA387,0112-2---61987#ABC891
0112/2///61987#ABC353 | 005 | 01 | 0112/2///61987#ABC353#005 | Material of construction |  |  |  | properties characterizing the material of which a device or component part is made |  |  |  |  | ITEM_CLASS | [5 empty] | 0112/2///61987#ABC153 - Capillary0112/2///61987#ABC154 - Capsule/probe remote seal0112/2///61987#ABC266 - High/single pressure side line or nozzle0112/2///61987#ABC270 - Impulse line0112/2///61987#ABC322 - Line or nozzle0112/2///61987#ABC325 - Low pressure side line or nozzle0112/2///61987#ABF023 - Structural design of a bypass/measuring chamber0112/2///61987#ABF319 - Structural design of a thermowell0112/2///61987#ABH091 - Overall construction0112/2///61987#ABH126 - Support frame0112/2///61987#ABH128 - Process equipment connection0112/2///61987#ABH145 - Bypass0112/2///61987#ABH412 - Displacer extension0112/2///61987#ABH436 - Stem/bulb extension0112/2///61987#ABU455 - End connection0112/2///61987#ABU458 - Process connection0112/2///61987#ABD831 - Line or nozzle [2]0112/2///61987#ABD863 - End connection |  |  |  | Standard |  |  |  | 2018-03-28 | 2013-08-27 | 2018-03-20 | 2018-03-20 |  | SC65E – IEC 61987 | C00019 |  | 0112/2///61987#ABV501 | https://cdd.iec.ch/CDD/IEC61987/iec61987.nsf/Classes/0112-2---61987%23ABC353 | https://cdd.iec.ch/cdd/iec61987/iec61987.nsf/PropertiesAllVersions/0112-2---61987%23ABB455,https://cdd.iec.ch/cdd/iec61987/iec61987.nsf/PropertiesAllVersions/0112-2---61987%23ABI460,https://cdd.iec.ch/cdd/iec61987/iec61987.nsf/PropertiesAllVersions/0112-2---61987%23ABA908,https://cdd.iec.ch/cdd/iec61987/iec61987.nsf/PropertiesAllVersions/0112-2---61987%23ABA907 | 0112-2---61987#ABB455,0112-2---61987#ABI460,0112-2---61987#ABA908,0112-2---61987#ABA907
0112/2///61987#ABC372 | 001 | 02 | 0112/2///61987#ABC372#001 | Material of jack screw |  |  |  | properties characterizing the material of a jack screw | Jack screws are used to spread two flanges apart allowing the orifice plate held between them to be changed. |  |  |  | ITEM_CLASS | [5 empty] | 0112/2///61987#ABC464 - Orifice flange or fitting |  |  |  | Standard |  |  |  | 2018-03-28 | 2013-09-27 | 2013-09-27 | 2014-06-18 |  | SC65E – IEC 61987 | C00004 |  | 0112/2///61987#ABV501 | https://cdd.iec.ch/CDD/IEC61987/iec61987.nsf/Classes/0112-2---61987%23ABC372 | https://cdd.iec.ch/cdd/iec61987/iec61987.nsf/PropertiesAllVersions/0112-2---61987%23ABB455,https://cdd.iec.ch/cdd/iec61987/iec61987.nsf/PropertiesAllVersions/0112-2---61987%23ABI460,https://cdd.iec.ch/cdd/iec61987/iec61987.nsf/PropertiesAllVersions/0112-2---61987%23ABA908,https://cdd.iec.ch/cdd/iec61987/iec61987.nsf/PropertiesAllVersions/0112-2---61987%23ABA907 | 0112-2---61987#ABA907,0112-2---61987#ABB455,0112-2---61987#ABI460,0112-2---61987#ABA908
0112/2///61987#ABC638 | 002 | 01 | 0112/2///61987#ABC638#002 | Structural design of a variable area flow transmitter or gauge |  |  |  | properties characterizing the constructional details of a flow transmitter or flow gauge that throttles a stream through a constriction, the area of which changes to keep a constant differential pressure, in order to measure flow rate |  |  |  |  | ITEM_CLASS | [5 empty] | 0112/2///61987#ABC614 - Structural design [variable area flow transmitter/gauge] |  |  |  | Standard |  |  |  | 2018-03-28 | 2013-08-27 | 2016-05-24 | 2016-05-24 |  | SC65E – IEC 61987 | C00004 |  | 0112/2///61987#ABV501 | https://cdd.iec.ch/CDD/IEC61987/iec61987.nsf/Classes/0112-2---61987%23ABC638 | https://cdd.iec.ch/cdd/iec61987/iec61987.nsf/PropertiesAllVersions/0112-2---61987%23ABB113,https://cdd.iec.ch/cdd/iec61987/iec61987.nsf/PropertiesAllVersions/0112-2---61987%23ABB993,https://cdd.iec.ch/cdd/iec61987/iec61987.nsf/PropertiesAllVersions/0112-2---61987%23ABB119,https://cdd.iec.ch/cdd/iec61987/iec61987.nsf/PropertiesAllVersions/0112-2---61987%23ABA590,https://cdd.iec.ch/cdd/iec61987/iec61987.nsf/PropertiesAllVersions/0112-2---61987%23ABB114,https://cdd.iec.ch/cdd/iec61987/iec61987.nsf/PropertiesAllVersions/0112-2---61987%23ABB115,https://cdd.iec.ch/cdd/iec61987/iec61987.nsf/PropertiesAllVersions/0112-2---61987%23ABB116,https://cdd.iec.ch/cdd/iec61987/iec61987.nsf/PropertiesAllVersions/0112-2---61987%23ABB992,https://cdd.iec.ch/cdd/iec61987/iec61987.nsf/PropertiesAllVersions/0112-2---61987%23ABA637,https://cdd.iec.ch/cdd/iec61987/iec61987.nsf/PropertiesAllVersions/0112-2---61987%23ABB117,https://cdd.iec.ch/cdd/iec61987/iec61987.nsf/PropertiesAllVersions/0112-2---61987%23ABB118,https://cdd.iec.ch/cdd/iec61987/iec61987.nsf/PropertiesAllVersions/0112-2---61987%23ABD004,https://cdd.iec.ch/cdd/iec61987/iec61987.nsf/PropertiesAllVersions/0112-2---61987%23ABC992,https://cdd.iec.ch/cdd/iec61987/iec61987.nsf/PropertiesAllVersions/0112-2---61987%23ABB120,https://cdd.iec.ch/cdd/iec61987/iec61987.nsf/PropertiesAllVersions/0112-2---61987%23ABB122,https://cdd.iec.ch/cdd/iec61987/iec61987.nsf/PropertiesAllVersions/0112-2---61987%23ABB121,https://cdd.iec.ch/cdd/iec61987/iec61987.nsf/PropertiesAllVersions/0112-2---61987%23ABA202,https://cdd.iec.ch/cdd/iec61987/iec61987.nsf/PropertiesAllVersions/0112-2---61987%23ABB994,https://cdd.iec.ch/cdd/iec61987/iec61987.nsf/PropertiesAllVersions/0112-2---61987%23ABB123,https://cdd.iec.ch/cdd/iec61987/iec61987.nsf/PropertiesAllVersions/0112-2---61987%23ABA901,https://cdd.iec.ch/cdd/iec61987/iec61987.nsf/PropertiesAllVersions/0112-2---61987%23ABB473,https://cdd.iec.ch/cdd/iec61987/iec61987.nsf/PropertiesAllVersions/0112-2---61987%23ABA935 | 0112-2---61987#ABB114,0112-2---61987#ABB115,0112-2---61987#ABB116,0112-2---61987#ABB118,0112-2---61987#ABD004,0112-2---61987#ABB121,0112-2---61987#ABB473,0112-2---61987#ABB993,0112-2---61987#ABA590,0112-2---61987#ABB994,0112-2---61987#ABB123,0112-2---61987#ABA901,0112-2---61987#ABB992,0112-2---61987#ABB117,0112-2---61987#ABB122,0112-2---61987#ABB113,0112-2---61987#ABB119,0112-2---61987#ABA637,0112-2---61987#ABC992,0112-2---61987#ABB120,0112-2---61987#ABA202,0112-2---61987#ABA935
0112/2///61987#ABF928 | 001 | 01 | 0112/2///61987#ABF928#001 | Input [21] |  |  |  | properties characterizing a measured variable, the size of which is to be acquired and indicated by the measurement as well as any auxiliary signal inputs |  |  | from IEC 61987-1, 5.4 |  | ITEM_CLASS | [5 empty] | 0112/2///61987#ABE731 - Device LOP for thermal level switch |  |  |  | Standard |  | IEC 61987 | IEC | 2018-03-28 | 2014-12-17 | 2018-03-20 | 2018-03-20 |  | SC65E – IEC 61987 | C00018 | 001-01 (2018-03-28 07:26:06 by BATCH 00000762) standard | 0112/2///61987#ABV501 | https://cdd.iec.ch/CDD/IEC61987/iec61987.nsf/Classes/0112-2---61987%23ABF928 | https://cdd.iec.ch/cdd/iec61987/iec61987.nsf/PropertiesAllVersions/0112-2---61987%23ABB065,https://cdd.iec.ch/cdd/iec61987/iec61987.nsf/PropertiesAllVersions/0112-2---61987%23ABG506 | 0112-2---61987#ABB065,0112-2---61987#ABG506
0112/2///61987#ABG134 | 001 | 01 | 0112/2///61987#ABG134#001 | Output [19] |  |  |  | properties characterizing the outputs provided by the device, the variables assigned to them and their electrical properties |  |  | from IEC 61987-1, 5.5 |  | ITEM_CLASS | [5 empty] | 0112/2///61987#ABE760 - Device LOP for contact temperature transmitter0112/2///61987#ABE761 - Device LOP for radiation thermometer0112/2///61987#ABE767 - Device LOP for temperature transmitter |  |  |  | Standard |  | IEC 61987 | IEC | 2018-03-28 | 2014-12-17 | 2016-05-24 | 2016-05-24 |  | SC65E – IEC 61987 | C00019 | 001-01 (2018-03-28 07:26:07 by BATCH 00000762) standard | 0112/2///61987#ABV501 | https://cdd.iec.ch/CDD/IEC61987/iec61987.nsf/Classes/0112-2---61987%23ABG134 | https://cdd.iec.ch/cdd/iec61987/iec61987.nsf/PropertiesAllVersions/0112-2---61987%23ABB271,https://cdd.iec.ch/cdd/iec61987/iec61987.nsf/PropertiesAllVersions/0112-2---61987%23ABA577,https://cdd.iec.ch/cdd/iec61987/iec61987.nsf/PropertiesAllVersions/0112-2---61987%23ABA607,https://cdd.iec.ch/cdd/iec61987/iec61987.nsf/PropertiesAllVersions/0112-2---61987%23ABA342,https://cdd.iec.ch/cdd/iec61987/iec61987.nsf/PropertiesAllVersions/0112-2---61987%23ABV160 | 0112-2---61987#ABB271,0112-2---61987#ABA577,0112-2---61987#ABA607,0112-2---61987#ABA342,0112-2---61987#ABV160
0112/2///61987#ABG344 | 002 | 01 | 0112/2///61987#ABG344#002 | Normal process conditions [6] |  |  |  | properties characterizing the range of process conditions within which a device is designed to operate within specified performance limits |  |  |  |  | ITEM_CLASS | [5 empty] | 0112/2///61987#ABG341 - Process design ratings [13] |  |  |  | Standard |  | IEC 61987 | IEC | 2020-02-24 | 2017-12-07 | 2020-02-24 | 2020-02-24 |  | SC65E – IEC 61987 | C00091 |  | 0112/2///61987#ABV501 | https://cdd.iec.ch/CDD/IEC61987/iec61987.nsf/Classes/0112-2---61987%23ABG344 | https://cdd.iec.ch/cdd/iec61987/iec61987.nsf/PropertiesAllVersions/0112-2---61987%23ABA954,https://cdd.iec.ch/cdd/iec61987/iec61987.nsf/PropertiesAllVersions/0112-2---61987%23ABB184,https://cdd.iec.ch/cdd/iec61987/iec61987.nsf/PropertiesAllVersions/0112-2---61987%23ABA955,https://cdd.iec.ch/cdd/iec61987/iec61987.nsf/PropertiesAllVersions/0112-2---61987%23ABB185,https://cdd.iec.ch/cdd/iec61987/iec61987.nsf/PropertiesAllVersions/0112-2---61987%23ABA918,https://cdd.iec.ch/cdd/iec61987/iec61987.nsf/PropertiesAllVersions/0112-2---61987%23ABA919,https://cdd.iec.ch/cdd/iec61987/iec61987.nsf/PropertiesAllVersions/0112-2---61987%23ABA598,https://cdd.iec.ch/cdd/iec61987/iec61987.nsf/PropertiesAllVersions/0112-2---61987%23ABB055,https://cdd.iec.ch/cdd/iec61987/iec61987.nsf/PropertiesAllVersions/0112-2---61987%23ABB056,https://cdd.iec.ch/cdd/iec61987/iec61987.nsf/PropertiesAllVersions/0112-2---61987%23ABA110,https://cdd.iec.ch/cdd/iec61987/iec61987.nsf/PropertiesAllVersions/0112-2---61987%23ABA111,https://cdd.iec.ch/cdd/iec61987/iec61987.nsf/PropertiesAllVersions/0112-2---61987%23ABA112,https://cdd.iec.ch/cdd/iec61987/iec61987.nsf/PropertiesAllVersions/0112-2---61987%23ABA114,https://cdd.iec.ch/cdd/iec61987/iec61987.nsf/PropertiesAllVersions/0112-2---61987%23ABB057,https://cdd.iec.ch/cdd/iec61987/iec61987.nsf/PropertiesAllVersions/0112-2---61987%23ABB058,https://cdd.iec.ch/cdd/iec61987/iec61987.nsf/PropertiesAllVersions/0112-2---61987%23ABD422,https://cdd.iec.ch/cdd/iec61987/iec61987.nsf/PropertiesAllVersions/0112-2---61987%23ABD428,https://cdd.iec.ch/cdd/iec61987/iec61987.nsf/PropertiesAllVersions/0112-2---61987%23ABF531,https://cdd.iec.ch/cdd/iec61987/iec61987.nsf/PropertiesAllVersions/0112-2---61987%23ABF532,https://cdd.iec.ch/cdd/iec61987/iec61987.nsf/PropertiesAllVersions/0112-2---61987%23ABB027,https://cdd.iec.ch/cdd/iec61987/iec61987.nsf/PropertiesAllVersions/0112-2---61987%23ABB233,https://cdd.iec.ch/cdd/iec61987/iec61987.nsf/PropertiesAllVersions/0112-2---61987%23ABB035,https://cdd.iec.ch/cdd/iec61987/iec61987.nsf/PropertiesAllVersions/0112-2---61987%23ABB259,https://cdd.iec.ch/cdd/iec61987/iec61987.nsf/PropertiesAllVersions/0112-2---61987%23ABB231,https://cdd.iec.ch/cdd/iec61987/iec61987.nsf/PropertiesAllVersions/0112-2---61987%23ABB232,https://cdd.iec.ch/cdd/iec61987/iec61987.nsf/PropertiesAllVersions/0112-2---61987%23ABB433,https://cdd.iec.ch/cdd/iec61987/iec61987.nsf/PropertiesAllVersions/0112-2---61987%23ABB059,https://cdd.iec.ch/cdd/iec61987/iec61987.nsf/PropertiesAllVersions/0112-2---61987%23ABD426,https://cdd.iec.ch/cdd/iec61987/iec61987.nsf/PropertiesAllVersions/0112-2---61987%23ABD427,https://cdd.iec.ch/cdd/iec61987/iec61987.nsf/PropertiesAllVersions/0112-2---61987%23ABD429,https://cdd.iec.ch/cdd/iec61987/iec61987.nsf/PropertiesAllVersions/0112-2---61987%23ABA297,https://cdd.iec.ch/cdd/iec61987/iec61987.nsf/PropertiesAllVersions/0112-2---61987%23ABN595,https://cdd.iec.ch/cdd/iec61987/iec61987.nsf/PropertiesAllVersions/0112-2---61987%23ABN596 | 0112-2---61987#ABA598,0112-2---61987#ABB056,0112-2---61987#ABA110,0112-2---61987#ABA111,0112-2---61987#ABD429,0112-2---61987#ABB057,0112-2---61987#ABF532,0112-2---61987#ABB232,0112-2---61987#ABN596,0112-2---61987#ABA112,0112-2---61987#ABB035,0112-2---61987#ABB231,0112-2---61987#ABD427,0112-2---61987#ABB185,0112-2---61987#ABB055,0112-2---61987#ABD428,0112-2---61987#ABB233,0112-2---61987#ABD426,0112-2---61987#ABA114,0112-2---61987#ABD422,0112-2---61987#ABB259,0112-2---61987#ABN595,0112-2---61987#ABB184,0112-2---61987#ABA919,0112-2---61987#ABB027,0112-2---61987#ABB433,0112-2---61987#ABB059,0112-2---61987#ABA297,0112-2---61987#ABA954,0112-2---61987#ABA955,0112-2---61987#ABA918,0112-2---61987#ABB058,0112-2---61987#ABF531
0112/2///61987#ABA839 | 002 | 01 | 0112/2///61987#ABA839#002 | Velocity transmitter |  |  |  | transmitter that outputs a signal representative of a velocity |  |  |  |  | ITEM_CLASS | [9 empty] | Standard |  |  |  | 2018-03-28 | 2013-08-27 | 2016-05-24 | 2016-05-24 |  | SC65E – IEC 61987 | C00004 |  | 0112/2///61987#ABA751 | https://cdd.iec.ch/CDD/IEC61987/iec61987.nsf/Classes/0112-2---61987%23ABA839
0112/2///61987#ABH697 | 001 | 01 | 0112/2///61987#ABH697#001 | Linearization table |  |  |  | properties characterizing the input to output value relationship set up by a table |  |  |  |  | ITEM_CLASS | [5 empty] | 0112/2///61987#ABH531 - Output signal processing variable |  |  |  | Standard |  |  |  | 2019-03-08 | 2017-12-07 | 2019-03-08 | 2019-03-08 |  | SC65E – IEC 61987 | C00018 | 001-01 (2019-03-08 15:35:12 by BATCH 00000766) standard | 0112/2///61987#ABV501 | https://cdd.iec.ch/CDD/IEC61987/iec61987.nsf/Classes/0112-2---61987%23ABH697 | https://cdd.iec.ch/cdd/iec61987/iec61987.nsf/PropertiesAllVersions/0112-2---61987%23ABH698,https://cdd.iec.ch/cdd/iec61987/iec61987.nsf/PropertiesAllVersions/0112-2---61987%23ABH779 | 0112-2---61987#ABH698,0112-2---61987#ABH779
0112/2///61987#ABP033 | 001 | 01 | 0112/2///61987#ABP033#001 | Fuse |  |  |  | properties characterizing a device that, by the fusing of one or more of their specially-designed and proportioned components, opens the circuit in which they is inserted by breaking the current when this exceeds a given value for a sufficient time |  |  | case of 0112/2///61360_4#AAA149 |  | ITEM_CLASS | [5 empty] | 0112/2///61987#ABC141 - Binary transistor/triac output |  |  | false | Standard |  | IEC 61987 | IEC | 2023-01-23 | 2023-01-23 | 2023-01-23 | 2023-01-23 |  | IEC/SC 65E | C00128 | 001-01 (2023-01-23 14:53:33 by BATCH 00000807) standard | 0112/2///61987#ABV501 | https://cdd.iec.ch/CDD/IEC61987/iec61987.nsf/Classes/0112-2---61987%23ABP033 | https://cdd.iec.ch/cdd/iec61987/iec61987.nsf/PropertiesAllVersions/0112-2---61360_4%23AAE524,https://cdd.iec.ch/cdd/iec61987/iec61987.nsf/PropertiesAllVersions/0112-2---61360_4%23AAE525 | 0112-2---61360_4#AAE525
0112/2///61987#ABC298 | 002 | 01 | 0112/2///61987#ABC298#002 | Input [9] |  |  |  | properties characterizing a measured variable, the size of which is to be acquired and indicated by the measurement as well as any auxiliary signal inputs |  |  | from IEC 61987-1, 5.4 |  | ITEM_CLASS | [5 empty] | 0112/2///61987#ABA025 - Device LOP for remote/separate transmitter |  |  |  | Standard |  |  |  | 2018-03-28 | 2013-08-27 | 2016-05-24 | 2016-05-24 |  | SC65E – IEC 61987 | C00004 |  | 0112/2///61987#ABV501 | https://cdd.iec.ch/CDD/IEC61987/iec61987.nsf/Classes/0112-2---61987%23ABC298 | https://cdd.iec.ch/cdd/iec61987/iec61987.nsf/PropertiesAllVersions/0112-2---61987%23ABA340,https://cdd.iec.ch/cdd/iec61987/iec61987.nsf/PropertiesAllVersions/0112-2---61987%23ABU350 | 0112-2---61987#ABA340,0112-2---61987#ABU350
0112/2///61987#ABA664 | 003 | 01 | 0112/2///61987#ABA664#003 | Bourdon tube pressure gauge |  |  |  | gauge pressure gauge that uses the deflection of a bourdon tube sensing element to measure and indicate gauge pressure |  |  |  |  | ITEM_CLASS |  |  |  |  | 0112/2///61987#ABU134 - reference to Operating LOP for pressure measuring equipment0112/2///61987#ABU421 - reference to Device LOP for absolute pressure/gauge pressure gauge |  |  |  |  | Standard |  |  |  | 2018-03-28 | 2013-08-27 | 2016-05-24 | 2016-05-24 |  | SC65E – IEC 61987 | C00004 |  | 0112/2///61987#ABA662 | https://cdd.iec.ch/CDD/IEC61987/iec61987.nsf/Classes/0112-2---61987%23ABA664 |  | 0112-2---61987#ABU421
0112/2///61987#ABA856 | 002 | 01 | 0112/2///61987#ABA856#002 | Fitting |  |  |  | instrument component that permits a change in direction, a change in size, a branch, a connection or a fixation |  |  |  |  | ITEM_CLASS | [9 empty] | Standard |  |  |  | 2018-03-28 | 2013-08-27 | 2016-05-24 | 2016-05-24 |  | SC65E – IEC 61987 | C00004 |  | 0112/2///61987#ABA845 | https://cdd.iec.ch/CDD/IEC61987/iec61987.nsf/Classes/0112-2---61987%23ABA856
0112/2///61987#ABH337 | 002 | 01 | 0112/2///61987#ABH337#002 | Field-mounted density transmitter |  |  |  | separate density transmitter designed for mounting in the field |  |  |  |  | ITEM_CLASS |  |  |  |  | 0112/2///61987#ABE645 - reference to Generic OLOP for system components0112/2///61987#ABF919 - reference to Device LOP for separate density transmitter |  |  |  |  | Standard |  |  |  | 2018-03-28 | 2014-07-18 | 2018-03-20 | 2018-03-20 |  | SC65E – IEC 61987 | C00010 |  | 0112/2///61987#ABH335 | https://cdd.iec.ch/CDD/IEC61987/iec61987.nsf/Classes/0112-2---61987%23ABH337 |  | 0112-2---61987#ABF919
0112/2///61987#ABC218 | 008 | 01 | 0112/2///61987#ABC218#008 | Electrical power input circuit |  |  |  | properties characterizing a permanent or temporary electrical power to be supplied to the device in order to maintain its function, which cannot be taken from the input signal |  |  |  |  | ITEM_CLASS | [5 empty] | 0112/2///61987#ABC523 - Power supply [1]0112/2///61987#ABC524 - Power supply [2]0112/2///61987#ABD522 - Power supply [3]0112/2///61987#ABP059 - Power supply [I/O module] |  |  | false | Standard |  | IEC 61987 | IEC | 2023-01-23 | 2017-12-07 | 2023-01-23 | 2023-01-23 |  | IEC/SC 65E | C00128 |  | 0112/2///61987#ABV501 | https://cdd.iec.ch/CDD/IEC61987/iec61987.nsf/Classes/0112-2---61987%23ABC218 | https://cdd.iec.ch/cdd/iec61987/iec61987.nsf/PropertiesAllVersions/0112-2---61987%23ABE655,https://cdd.iec.ch/cdd/iec61987/iec61987.nsf/PropertiesAllVersions/0112-2---61987%23ABB604,https://cdd.iec.ch/cdd/iec61987/iec61987.nsf/PropertiesAllVersions/0112-2---61987%23ABA904,https://cdd.iec.ch/cdd/iec61987/iec61987.nsf/PropertiesAllVersions/0112-2---61987%23ABA588,https://cdd.iec.ch/cdd/iec61987/iec61987.nsf/PropertiesAllVersions/0112-2---61987%23ABD461,https://cdd.iec.ch/cdd/iec61987/iec61987.nsf/PropertiesAllVersions/0112-2---61987%23ABD462,https://cdd.iec.ch/cdd/iec61987/iec61987.nsf/PropertiesAllVersions/0112-2---61987%23ABA969,https://cdd.iec.ch/cdd/iec61987/iec61987.nsf/PropertiesAllVersions/0112-2---61987%23ABB063,https://cdd.iec.ch/cdd/iec61987/iec61987.nsf/PropertiesAllVersions/0112-2---61987%23ABD463,https://cdd.iec.ch/cdd/iec61987/iec61987.nsf/PropertiesAllVersions/0112-2---61987%23ABD464,https://cdd.iec.ch/cdd/iec61987/iec61987.nsf/PropertiesAllVersions/0112-2---61987%23ABB605,https://cdd.iec.ch/cdd/iec61987/iec61987.nsf/PropertiesAllVersions/0112-2---61987%23ABB606,https://cdd.iec.ch/cdd/iec61987/iec61987.nsf/PropertiesAllVersions/0112-2---61987%23ABB607,https://cdd.iec.ch/cdd/iec61987/iec61987.nsf/PropertiesAllVersions/0112-2---61987%23ABB608,https://cdd.iec.ch/cdd/iec61987/iec61987.nsf/PropertiesAllVersions/0112-2---61987%23ABB609,https://cdd.iec.ch/cdd/iec61987/iec61987.nsf/PropertiesAllVersions/0112-2---61987%23ABB610,https://cdd.iec.ch/cdd/iec61987/iec61987.nsf/PropertiesAllVersions/0112-2---61987%23ABB885,https://cdd.iec.ch/cdd/iec61987/iec61987.nsf/PropertiesAllVersions/0112-2---61987%23ABB886,https://cdd.iec.ch/cdd/iec61987/iec61987.nsf/PropertiesAllVersions/0112-2---61987%23ABA605,https://cdd.iec.ch/cdd/iec61987/iec61987.nsf/PropertiesAllVersions/0112-2---61987%23ABB611,https://cdd.iec.ch/cdd/iec61987/iec61987.nsf/PropertiesAllVersions/0112-2---61987%23ABA973,https://cdd.iec.ch/cdd/iec61987/iec61987.nsf/PropertiesAllVersions/0112-2---61987%23ABA972,https://cdd.iec.ch/cdd/iec61987/iec61987.nsf/PropertiesAllVersions/0112-2---61987%23ABA974,https://cdd.iec.ch/cdd/iec61987/iec61987.nsf/PropertiesAllVersions/0112-2---61987%23ABA975,https://cdd.iec.ch/cdd/iec61987/iec61987.nsf/PropertiesAllVersions/0112-2---61987%23ABP137,https://cdd.iec.ch/cdd/iec61987/iec61987.nsf/PropertiesAllVersions/0112-2---61987%23ABP163,https://cdd.iec.ch/cdd/iec61987/iec61987.nsf/PropertiesAllVersions/0112-2---61987%23ABB612,https://cdd.iec.ch/cdd/iec61987/iec61987.nsf/PropertiesAllVersions/0112-2---61987%23ABA063,https://cdd.iec.ch/cdd/iec61987/iec61987.nsf/PropertiesAllVersions/0112-2---61987%23ABB613,https://cdd.iec.ch/cdd/iec61987/iec61987.nsf/PropertiesAllVersions/0112-2---61987%23ABB614,https://cdd.iec.ch/cdd/iec61987/iec61987.nsf/PropertiesAllVersions/0112-2---61987%23ABA065,https://cdd.iec.ch/cdd/iec61987/iec61987.nsf/PropertiesAllVersions/0112-2---61987%23ABH387,https://cdd.iec.ch/cdd/iec61987/iec61987.nsf/PropertiesAllVersions/0112-2---61987%23ABB442,https://cdd.iec.ch/cdd/iec61987/iec61987.nsf/PropertiesAllVersions/0112-2---61987%23ABC768,https://cdd.iec.ch/cdd/iec61987/iec61987.nsf/PropertiesAllVersions/0112-2---61987%23ABD152,https://cdd.iec.ch/cdd/iec61987/iec61987.nsf/PropertiesAllVersions/0112-2---61987%23ABB617,https://cdd.iec.ch/cdd/iec61987/iec61987.nsf/PropertiesAllVersions/0112-2---61987%23ABA589,https://cdd.iec.ch/cdd/iec61987/iec61987.nsf/PropertiesAllVersions/0112-2---61987%23ABA387,https://cdd.iec.ch/cdd/iec61987/iec61987.nsf/PropertiesAllVersions/0112-2---61987%23ABC891,https://cdd.iec.ch/cdd/iec61987/iec61987.nsf/PropertiesAllVersions/0112-2---61987%23ABA390,https://cdd.iec.ch/cdd/iec61987/iec61987.nsf/PropertiesAllVersions/0112-2---61987%23ABC867,https://cdd.iec.ch/cdd/iec61987/iec61987.nsf/PropertiesAllVersions/0112-2---61987%23ABC863,https://cdd.iec.ch/cdd/iec61987/iec61987.nsf/PropertiesAllVersions/0112-2---61987%23ABB103,https://cdd.iec.ch/cdd/iec61987/iec61987.nsf/PropertiesAllVersions/0112-2---61987%23ABC850,https://cdd.iec.ch/cdd/iec61987/iec61987.nsf/PropertiesAllVersions/0112-2---61987%23ABA401,https://cdd.iec.ch/cdd/iec61987/iec61987.nsf/PropertiesAllVersions/0112-2---61987%23ABC778 | 0112-2---61987#ABD462,0112-2---61987#ABB442,0112-2---61987#ABC867,0112-2---61987#ABA063,0112-2---61987#ABD461,0112-2---61987#ABB063,0112-2---61987#ABB605,0112-2---61987#ABB608,0112-2---61987#ABB610,0112-2---61987#ABB886,0112-2---61987#ABB611,0112-2---61987#ABC768,0112-2---61987#ABB617,0112-2---61987#ABA904,0112-2---61987#ABB607,0112-2---61987#ABA605,0112-2---61987#ABE655,0112-2---61987#ABA975,0112-2---61987#ABP163,0112-2---61987#ABB614,0112-2---61987#ABC891,0112-2---61987#ABC863,0112-2---61987#ABB103,0112-2---61987#ABA588,0112-2---61987#ABB885,0112-2---61987#ABA973,0112-2---61987#ABP137,0112-2---61987#ABB613,0112-2---61987#ABH387,0112-2---61987#ABA387,0112-2---61987#ABD463,0112-2---61987#ABB609,0112-2---61987#ABD152,0112-2---61987#ABA390,0112-2---61987#ABC850,0112-2---61987#ABB604,0112-2---61987#ABD464,0112-2---61987#ABB606,0112-2---61987#ABA972,0112-2---61987#ABA589,0112-2---61987#ABA401,0112-2---61987#ABC778,0112-2---61987#ABA969,0112-2---61987#ABA974,0112-2---61987#ABB612,0112-2---61987#ABA065
0112/2///61987#ABC561 | 003 | 01 | 0112/2///61987#ABC561#003 | Rated operating conditions [5] |  |  |  | properties characterizing the conditions that must be fulfilled during operation in order that a device or assembly performs as designed |  |  |  |  | ITEM_CLASS | [5 empty] | 0112/2///61987#ABA035 - Device LOP for remote seal |  |  | false | Standard |  | IEC 61987 | IEC | 2022-12-09 | 2017-12-07 | 2022-12-09 | 2022-12-09 |  | IEC/SC 65E | C00112 |  | 0112/2///61987#ABV501 | https://cdd.iec.ch/CDD/IEC61987/iec61987.nsf/Classes/0112-2---61987%23ABC561 | https://cdd.iec.ch/cdd/iec61987/iec61987.nsf/PropertiesAllVersions/0112-2---61987%23ABC935,https://cdd.iec.ch/cdd/iec61987/iec61987.nsf/PropertiesAllVersions/0112-2---61987%23ABC859,https://cdd.iec.ch/cdd/iec61987/iec61987.nsf/PropertiesAllVersions/0112-2---61987%23ABD174,https://cdd.iec.ch/cdd/iec61987/iec61987.nsf/PropertiesAllVersions/0112-2---61987%23ABD163 | 0112-2---61987#ABC935,0112-2---61987#ABC859,0112-2---61987#ABD174,0112-2---61987#ABD163
0112/2///61987#ABI763 | 001 | 01 | 0112/2///61987#ABI763#001 | SIMULATE |  |  |  | parameter with properties characterizing the simulation mode of the block |  |  |  |  | ITEM_CLASS | [5 empty] | 0112/2///61987#ABH876 - Analog input function block0112/2///61987#ABH888 - Analog output function block0112/2///61987#ABJ624 - PULSE_INPUT |  |  |  | Standard |  |  |  | 2019-03-08 | 2017-12-07 | 2019-03-08 | 2019-03-08 |  | SC65E – IEC 61987 | C00018 | 001-01 (2019-03-08 15:35:13 by BATCH 00000766) standard | 0112/2///61987#ABV501 | https://cdd.iec.ch/CDD/IEC61987/iec61987.nsf/Classes/0112-2---61987%23ABI763 | https://cdd.iec.ch/cdd/iec61987/iec61987.nsf/PropertiesAllVersions/0112-2---61987%23ABJ159,https://cdd.iec.ch/cdd/iec61987/iec61987.nsf/PropertiesAllVersions/0112-2---61987%23ABI634,https://cdd.iec.ch/cdd/iec61987/iec61987.nsf/PropertiesAllVersions/0112-2---61987%23ABI635 | 0112-2---61987#ABI634,0112-2---61987#ABI635,0112-2---61987#ABJ159
0112/2///61987#ABE355 | 001 | 01 | 0112/2///61987#ABE355#001 | Line temperature measuring device |  |  |  | radiation temperature transmitter that measures the temperature or temperature profile along a line | The signal processing system includes analogue signal amplification, digitization, a central control unit and the output of digital or analogue signals. |  |  |  | ITEM_CLASS |  |  |  |  | 0112/2///61987#ABF896 - reference to Operating LOP for temperature measuring equipment |  |  |  |  | Standard |  |  |  | 2018-03-28 |  | 2016-05-24 | 2016-05-24 |  | SC65E – IEC 61987 | C00004 | 001-01 (2018-03-28 07:26:02 by BATCH 00000762) standard | 0112/2///61987#ABA836 | https://cdd.iec.ch/CDD/IEC61987/iec61987.nsf/Classes/0112-2---61987%23ABE355
0112/2///61987#ABO064 | 001 | 01 | 0112/2///61987#ABO064#001 | Transmitter power supply | Loop-power supply |  |  | power supply that supplies power to two-wire (loop-powered) transmitters |  |  |  |  | ITEM_CLASS |  |  |  |  | 0112/2///61987#ABP285 - reference to Operating LOP for infrastructure devices |  |  |  | true | Standard |  | IEC 61987-31 | IEC | 2022-10-26 | 2022-10-26 | 2022-10-26 | 2022-10-26 |  | IEC/SC 65E | C00127 | 001-01 (2022-10-26 07:15:17 by BATCH 00000802) standard | 0112/2///61987#ABO062 | https://cdd.iec.ch/CDD/IEC61987/iec61987.nsf/Classes/0112-2---61987%23ABO064
0112/2///61987#ABO068 | 001 | 01 | 0112/2///61987#ABO068#001 | Isolated barrier |  |  |  | intrinsic safety device, that uses the principle of galvanic isolation to limit the current and voltage | Galvanic isolation may be implemented by transformer, opto-isolator, capacitor, magnetoresistance or relay. |  |  |  | ITEM_CLASS |  |  |  |  | 0112/2///61987#ABP285 - reference to Operating LOP for infrastructure devices |  |  |  | true | Standard |  | IEC 61987-31 | IEC | 2022-10-26 | 2022-10-26 | 2022-10-26 | 2022-10-26 |  | IEC/SC 65E | C00127 | 001-01 (2022-10-26 07:15:17 by BATCH 00000802) standard | 0112/2///61987#ABO067 | https://cdd.iec.ch/CDD/IEC61987/iec61987.nsf/Classes/0112-2---61987%23ABO068
0112/2///61987#ABC117 | 001 | 02 | 0112/2///61987#ABC117#001 | Assigned totalized value range for mass and for volume |  |  |  | properties characterizing a range configured for mass and volume variables |  | 13 ABC117.13 |  |  | ITEM_CLASS | [5 empty] | 0112/2///61987#ABC124 - Assigned variable [7]0112/2///61987#ABC121 - Assigned variable [4]0112/2///61987#ABC120 - Assigned variable [3] |  |  |  | Standard |  |  |  | 2018-03-28 | 2013-08-27 | 2013-08-27 | 2014-06-18 |  | SC65E – IEC 61987 | C00004 |  | 0112/2///61987#ABV501 | https://cdd.iec.ch/CDD/IEC61987/iec61987.nsf/Classes/0112-2---61987%23ABC117 | https://cdd.iec.ch/cdd/iec61987/iec61987.nsf/PropertiesAllVersions/0112-2---61987%23ABA363,https://cdd.iec.ch/cdd/iec61987/iec61987.nsf/PropertiesAllVersions/0112-2---61987%23ABA364,https://cdd.iec.ch/cdd/iec61987/iec61987.nsf/PropertiesAllVersions/0112-2---61987%23ABB576,https://cdd.iec.ch/cdd/iec61987/iec61987.nsf/PropertiesAllVersions/0112-2---61987%23ABB577,https://cdd.iec.ch/cdd/iec61987/iec61987.nsf/PropertiesAllVersions/0112-2---61987%23ABA365,https://cdd.iec.ch/cdd/iec61987/iec61987.nsf/PropertiesAllVersions/0112-2---61987%23ABA366,https://cdd.iec.ch/cdd/iec61987/iec61987.nsf/PropertiesAllVersions/0112-2---61987%23ABB578,https://cdd.iec.ch/cdd/iec61987/iec61987.nsf/PropertiesAllVersions/0112-2---61987%23ABB579 | 0112-2---61987#ABB578,0112-2---61987#ABB579,0112-2---61987#ABA363,0112-2---61987#ABA364,0112-2---61987#ABB576,0112-2---61987#ABB577,0112-2---61987#ABA365,0112-2---61987#ABA366
0112/2///61987#ABC654 | 002 | 01 | 0112/2///61987#ABC654#002 | Total fluid [flow] |  |  |  | properties characterizing the set of common process variables for a stream consisting of one or more phases |  |  |  |  | ITEM_CLASS | [5 empty] | 0112/2///61987#ABC537 - Process case variables [flow] |  |  |  | Standard |  |  |  | 2018-03-28 | 2013-08-27 | 2016-05-24 | 2016-05-24 |  | SC65E – IEC 61987 | C00004 |  | 0112/2///61987#ABV501 | https://cdd.iec.ch/CDD/IEC61987/iec61987.nsf/Classes/0112-2---61987%23ABC654 | https://cdd.iec.ch/cdd/iec61987/iec61987.nsf/PropertiesAllVersions/0112-2---61987%23ABB289,https://cdd.iec.ch/cdd/iec61987/iec61987.nsf/PropertiesAllVersions/0112-2---61987%23ABB290,https://cdd.iec.ch/cdd/iec61987/iec61987.nsf/PropertiesAllVersions/0112-2---61987%23ABB291,https://cdd.iec.ch/cdd/iec61987/iec61987.nsf/PropertiesAllVersions/0112-2---61987%23ABB292,https://cdd.iec.ch/cdd/iec61987/iec61987.nsf/PropertiesAllVersions/0112-2---61987%23ABB181,https://cdd.iec.ch/cdd/iec61987/iec61987.nsf/PropertiesAllVersions/0112-2---61987%23ABB182,https://cdd.iec.ch/cdd/iec61987/iec61987.nsf/PropertiesAllVersions/0112-2---61987%23ABA927,https://cdd.iec.ch/cdd/iec61987/iec61987.nsf/PropertiesAllVersions/0112-2---61987%23ABA946,https://cdd.iec.ch/cdd/iec61987/iec61987.nsf/PropertiesAllVersions/0112-2---61987%23ABA557,https://cdd.iec.ch/cdd/iec61987/iec61987.nsf/PropertiesAllVersions/0112-2---61987%23ABA556,https://cdd.iec.ch/cdd/iec61987/iec61987.nsf/PropertiesAllVersions/0112-2---61987%23ABA948,https://cdd.iec.ch/cdd/iec61987/iec61987.nsf/PropertiesAllVersions/0112-2---61987%23ABA949,https://cdd.iec.ch/cdd/iec61987/iec61987.nsf/PropertiesAllVersions/0112-2---61987%23ABA561,https://cdd.iec.ch/cdd/iec61987/iec61987.nsf/PropertiesAllVersions/0112-2---61987%23ABA626,https://cdd.iec.ch/cdd/iec61987/iec61987.nsf/PropertiesAllVersions/0112-2---61987%23ABB293,https://cdd.iec.ch/cdd/iec61987/iec61987.nsf/PropertiesAllVersions/0112-2---61987%23ABA625,https://cdd.iec.ch/cdd/iec61987/iec61987.nsf/PropertiesAllVersions/0112-2---61987%23ABB195,https://cdd.iec.ch/cdd/iec61987/iec61987.nsf/PropertiesAllVersions/0112-2---61987%23ABA627,https://cdd.iec.ch/cdd/iec61987/iec61987.nsf/PropertiesAllVersions/0112-2---61987%23ABB294 | 0112-2---61987#ABB291,0112-2---61987#ABB182,0112-2---61987#ABA946,0112-2---61987#ABB290,0112-2---61987#ABB292,0112-2---61987#ABA557,0112-2---61987#ABA948,0112-2---61987#ABA561,0112-2---61987#ABA625,0112-2---61987#ABB294,0112-2---61987#ABB181,0112-2---61987#ABA556,0112-2---61987#ABA949,0112-2---61987#ABA627,0112-2---61987#ABB289,0112-2---61987#ABA927,0112-2---61987#ABA626,0112-2---61987#ABB293,0112-2---61987#ABB195
0112/2///61987#ABE576 | 001 | 01 | 0112/2///61987#ABE576#001 | Pneumatic/hydraulic output for solenoid valve |  |  |  | properties characterizing a pneumatic or hydraulic output of the solenoid valve |  |  |  |  | ITEM_CLASS | [5 empty] | 0112/2///61987#ABE575 - Type of output [10] |  |  |  | Standard |  | IEC 61987 | IEC | 2018-03-28 | 2014-07-25 | 2018-03-20 | 2018-03-20 |  | SC65E – IEC 61987 | C00016 | 001-01 (2018-03-28 07:26:03 by BATCH 00000762) standard | 0112/2///61987#ABV501 | https://cdd.iec.ch/CDD/IEC61987/iec61987.nsf/Classes/0112-2---61987%23ABE576 | https://cdd.iec.ch/cdd/iec61987/iec61987.nsf/PropertiesAllVersions/0112-2---61987%23ABE494 | 0112-2---61987#ABE494
0112/2///61987#ABI416 | 001 | 01 | 0112/2///61987#ABI416#001 | Special packing information |  |  |  | properties characterizing special packing instructions for a product |  |  |  |  | ITEM_CLASS | [5 empty] | 0112/2///61987#ABI413 - Packaging and transportation |  |  |  | Standard |  |  |  | 2019-03-08 | 2017-12-07 | 2019-03-08 | 2019-03-08 |  | SC65E – IEC 61987 | C0004 | 001-01 (2019-03-08 15:35:13 by BATCH 00000766) standard | 0112/2///61987#ABV501 | https://cdd.iec.ch/CDD/IEC61987/iec61987.nsf/Classes/0112-2---61987%23ABI416 | https://cdd.iec.ch/cdd/iec61987/iec61987.nsf/PropertiesAllVersions/0112-2---61987%23ABI430,https://cdd.iec.ch/cdd/iec61987/iec61987.nsf/PropertiesAllVersions/0112-2---61987%23ABI431 | 0112-2---61987#ABI430,0112-2---61987#ABI431
0112/2///61987#ABE427 | 001 | 01 | 0112/2///61987#ABE427#001 | Elbow flow meter |  |  |  | differential pressure flow transmitter that uses an elbow as primary element |  |  |  |  | ITEM_CLASS |  |  |  |  | 0112/2///61987#ABU125 - reference to Operating LOP for flow measuring equipment |  |  |  |  | Standard |  |  |  | 2018-03-28 | 2013-11-27 | 2016-05-24 | 2016-05-24 |  | SC65E – IEC 61987 | C00004 | 001-01 (2018-03-28 07:26:02 by BATCH 00000762) standard | 0112/2///61987#ABA767 | https://cdd.iec.ch/CDD/IEC61987/iec61987.nsf/Classes/0112-2---61987%23ABE427
0112/2///61987#ABA790 | 003 | 01 | 0112/2///61987#ABA790#003 | Velocity flow transmitter |  |  |  | flow transmitter that measures the velocity of a fluid in order to calculate its flow rate |  |  |  |  | ITEM_CLASS |  |  |  |  | 0112/2///61987#ABU125 - reference to Operating LOP for flow measuring equipment |  |  |  |  | Standard |  |  |  | 2018-03-28 | 2013-08-27 | 2016-05-24 | 2016-05-24 |  | SC65E – IEC 61987 | C00004 |  | 0112/2///61987#ABA761 | https://cdd.iec.ch/CDD/IEC61987/iec61987.nsf/Classes/0112-2---61987%23ABA790 |  | 0112-2---61987#ABU125
0112/2///61987#ABE347 | 001 | 01 | 0112/2///61987#ABE347#001 | Ratio radiation thermometer |  |  |  | radiation thermometer that measures temperature by determining the ratio of the radiance in two different spectral ranges | A ratio radiation thermometer is also known as a ratio pyrometer. |  |  |  | ITEM_CLASS |  |  |  |  | 0112/2///61987#ABF896 - reference to Operating LOP for temperature measuring equipment0112/2///61987#ABF898 - reference to Device LOP for radiation thermometer |  |  |  |  | Standard |  |  |  | 2018-03-28 |  | 2016-05-24 | 2016-05-24 |  | SC65E – IEC 61987 | C00004 | 001-01 (2018-03-28 07:26:02 by BATCH 00000762) standard | 0112/2///61987#ABE341 | https://cdd.iec.ch/CDD/IEC61987/iec61987.nsf/Classes/0112-2---61987%23ABE347 |  | 0112-2---61987#ABF898
0112/2///61987#ABC669 | 002 | 01 | 0112/2///61987#ABC669#002 | Type of output [6] |  |  |  | administration block for polymorphism acting as proxy for the selected output type |  | 8 ABC669.8 |  |  | ITEM_CLASS | [5 empty] | 0112/2///61987#ABC481 - Output [6] |  |  |  | Standard |  |  |  | 2018-03-28 | 2013-08-27 | 2016-05-24 | 2016-05-24 |  | SC65E – IEC 61987 | C00004 |  | 0112/2///61987#ABV501 | https://cdd.iec.ch/CDD/IEC61987/iec61987.nsf/Classes/0112-2---61987%23ABC669 | https://cdd.iec.ch/cdd/iec61987/iec61987.nsf/PropertiesAllVersions/0112-2---61987%23ABU388,https://cdd.iec.ch/cdd/iec61987/iec61987.nsf/PropertiesAllVersions/0112-2---61987%23ABU394,https://cdd.iec.ch/cdd/iec61987/iec61987.nsf/PropertiesAllVersions/0112-2---61987%23ABU395,https://cdd.iec.ch/cdd/iec61987/iec61987.nsf/PropertiesAllVersions/0112-2---61987%23ABU396,https://cdd.iec.ch/cdd/iec61987/iec61987.nsf/PropertiesAllVersions/0112-2---61987%23ABU397,https://cdd.iec.ch/cdd/iec61987/iec61987.nsf/PropertiesAllVersions/0112-2---61987%23ABU398,https://cdd.iec.ch/cdd/iec61987/iec61987.nsf/PropertiesAllVersions/0112-2---61987%23ABU399,https://cdd.iec.ch/cdd/iec61987/iec61987.nsf/PropertiesAllVersions/0112-2---61987%23ABU400,https://cdd.iec.ch/cdd/iec61987/iec61987.nsf/PropertiesAllVersions/0112-2---61987%23ABU401,https://cdd.iec.ch/cdd/iec61987/iec61987.nsf/PropertiesAllVersions/0112-2---61987%23ABU402,https://cdd.iec.ch/cdd/iec61987/iec61987.nsf/PropertiesAllVersions/0112-2---61987%23ABU403 | 0112-2---61987#ABU395,0112-2---61987#ABU397,0112-2---61987#ABU398,0112-2---61987#ABU399,0112-2---61987#ABU400,0112-2---61987#ABU388,0112-2---61987#ABU394,0112-2---61987#ABU396,0112-2---61987#ABU401,0112-2---61987#ABU402,0112-2---61987#ABU403
0112/2///61987#ABU555 | 001 | 02 | 0112/2///61987#ABU555#001 | Manual override |  |  |  | properties characterizing a manual override |  | Id specified in IEC61987-22: ABD835 |  |  | ITEM_CLASS | [5 empty] | - |  |  |  | Standard |  |  |  | 2018-03-28 | 2013-09-02 | 2013-09-02 | 2014-06-18 |  | SC65E – IEC 61987 | C00009 |  | 0112/2///61987#ABV501 | https://cdd.iec.ch/CDD/IEC61987/iec61987.nsf/Classes/0112-2---61987%23ABU555 | https://cdd.iec.ch/cdd/iec61987/iec61987.nsf/PropertiesAllVersions/0112-2---61987%23ABD758,https://cdd.iec.ch/cdd/iec61987/iec61987.nsf/PropertiesAllVersions/0112-2---61987%23ABD722,https://cdd.iec.ch/cdd/iec61987/iec61987.nsf/PropertiesAllVersions/0112-2---61987%23ABD563,https://cdd.iec.ch/cdd/iec61987/iec61987.nsf/PropertiesAllVersions/0112-2---61987%23ABC013,https://cdd.iec.ch/cdd/iec61987/iec61987.nsf/PropertiesAllVersions/0112-2---61987%23ABC014,https://cdd.iec.ch/cdd/iec61987/iec61987.nsf/PropertiesAllVersions/0112-2---61987%23ABA976,https://cdd.iec.ch/cdd/iec61987/iec61987.nsf/PropertiesAllVersions/0112-2---61987%23ABA977,https://cdd.iec.ch/cdd/iec61987/iec61987.nsf/PropertiesAllVersions/0112-2---61987%23ABA978 | 0112-2---61987#ABD722,0112-2---61987#ABD563,0112-2---61987#ABC013,0112-2---61987#ABC014,0112-2---61987#ABA976,0112-2---61987#ABA977,0112-2---61987#ABA978,0112-2---61987#ABD758
0112/2///61987#ABC319 | 005 | 01 | 0112/2///61987#ABC319#005 | Limiting process conditions [2] |  |  |  | properties characterizing extreme values which an process quantity can assume without damaging the device |  |  |  |  | ITEM_CLASS | [5 empty] | 0112/2///61987#ABC542 - Process design ratings [2]0112/2///61987#ABC544 - Process design ratings [4]0112/2///61987#ABG335 - Process design ratings [7]0112/2///61987#ABG337 - Process design ratings [9]0112/2///61987#ABG340 - Process design ratings [12] |  |  | false | Standard |  | IEC 61987 | IEC | 2022-12-09 | 2017-12-07 | 2022-12-09 | 2022-12-09 |  | IEC/SC 65E | C00112 |  | 0112/2///61987#ABV501 | https://cdd.iec.ch/CDD/IEC61987/iec61987.nsf/Classes/0112-2---61987%23ABC319 | https://cdd.iec.ch/cdd/iec61987/iec61987.nsf/PropertiesAllVersions/0112-2---61987%23ABA956,https://cdd.iec.ch/cdd/iec61987/iec61987.nsf/PropertiesAllVersions/0112-2---61987%23ABB186,https://cdd.iec.ch/cdd/iec61987/iec61987.nsf/PropertiesAllVersions/0112-2---61987%23ABA957,https://cdd.iec.ch/cdd/iec61987/iec61987.nsf/PropertiesAllVersions/0112-2---61987%23ABB187,https://cdd.iec.ch/cdd/iec61987/iec61987.nsf/PropertiesAllVersions/0112-2---61987%23ABA920,https://cdd.iec.ch/cdd/iec61987/iec61987.nsf/PropertiesAllVersions/0112-2---61987%23ABA921,https://cdd.iec.ch/cdd/iec61987/iec61987.nsf/PropertiesAllVersions/0112-2---61987%23ABB072,https://cdd.iec.ch/cdd/iec61987/iec61987.nsf/PropertiesAllVersions/0112-2---61987%23ABA117,https://cdd.iec.ch/cdd/iec61987/iec61987.nsf/PropertiesAllVersions/0112-2---61987%23ABB073,https://cdd.iec.ch/cdd/iec61987/iec61987.nsf/PropertiesAllVersions/0112-2---61987%23ABA118 | 0112-2---61987#ABB072,0112-2---61987#ABA118,0112-2---61987#ABA956,0112-2---61987#ABB186,0112-2---61987#ABA920,0112-2---61987#ABA921,0112-2---61987#ABA957,0112-2---61987#ABB187,0112-2---61987#ABA117,0112-2---61987#ABB073
0112/2///61987#ABC453 | 002 | 01 | 0112/2///61987#ABC453#002 | Normal process conditions [3] |  |  |  | properties characterizing the range of process conditions within which a device is designed to operate within specified performance limits |  |  |  |  | ITEM_CLASS | [5 empty] | 0112/2///61987#ABC544 - Process design ratings [4] |  |  |  | Standard |  |  |  | 2018-03-28 | 2013-08-27 | 2016-05-24 | 2016-05-24 |  | SC65E – IEC 61987 | C00018 |  | 0112/2///61987#ABV501 | https://cdd.iec.ch/CDD/IEC61987/iec61987.nsf/Classes/0112-2---61987%23ABC453 | https://cdd.iec.ch/cdd/iec61987/iec61987.nsf/PropertiesAllVersions/0112-2---61987%23ABH446,https://cdd.iec.ch/cdd/iec61987/iec61987.nsf/PropertiesAllVersions/0112-2---61987%23ABA954,https://cdd.iec.ch/cdd/iec61987/iec61987.nsf/PropertiesAllVersions/0112-2---61987%23ABB184,https://cdd.iec.ch/cdd/iec61987/iec61987.nsf/PropertiesAllVersions/0112-2---61987%23ABA955,https://cdd.iec.ch/cdd/iec61987/iec61987.nsf/PropertiesAllVersions/0112-2---61987%23ABB185,https://cdd.iec.ch/cdd/iec61987/iec61987.nsf/PropertiesAllVersions/0112-2---61987%23ABB997,https://cdd.iec.ch/cdd/iec61987/iec61987.nsf/PropertiesAllVersions/0112-2---61987%23ABB998,https://cdd.iec.ch/cdd/iec61987/iec61987.nsf/PropertiesAllVersions/0112-2---61987%23ABA918,https://cdd.iec.ch/cdd/iec61987/iec61987.nsf/PropertiesAllVersions/0112-2---61987%23ABA919,https://cdd.iec.ch/cdd/iec61987/iec61987.nsf/PropertiesAllVersions/0112-2---61987%23ABA598,https://cdd.iec.ch/cdd/iec61987/iec61987.nsf/PropertiesAllVersions/0112-2---61987%23ABH447,https://cdd.iec.ch/cdd/iec61987/iec61987.nsf/PropertiesAllVersions/0112-2---61987%23ABH456,https://cdd.iec.ch/cdd/iec61987/iec61987.nsf/PropertiesAllVersions/0112-2---61987%23ABH449 | 0112-2---61987#ABH446,0112-2---61987#ABB997,0112-2---61987#ABA919,0112-2---61987#ABA598,0112-2---61987#ABH449,0112-2---61987#ABA954,0112-2---61987#ABB184,0112-2---61987#ABA955,0112-2---61987#ABB185,0112-2---61987#ABB998,0112-2---61987#ABA918,0112-2---61987#ABH447,0112-2---61987#ABH456
0112/2///61987#ABC600 | 006 | 01 | 0112/2///61987#ABC600#006 | Special procedure |  |  |  | properties characterizing conditions that the device has been specially prepared to meet |  |  |  |  | ITEM_CLASS | [5 empty] | 0112/2///61987#ABC156 - Certificates and approvals0112/2///61987#ABD817 - Certificates and approvals [2]0112/2///61987#ABD818 - Certificates and approvals [3]0112/2///61987#ABE718 - Certificates and approvals [4]0112/2///61987#ABE720 - Certificates and approvals [5] |  |  |  | Standard |  |  |  | 2018-03-28 | 2013-08-27 | 2018-03-20 | 2018-03-20 |  | SC65E – IEC 61987 | C00004 |  | 0112/2///61987#ABV501 | https://cdd.iec.ch/CDD/IEC61987/iec61987.nsf/Classes/0112-2---61987%23ABC600 | https://cdd.iec.ch/cdd/iec61987/iec61987.nsf/PropertiesAllVersions/0112-2---61987%23ABA260,https://cdd.iec.ch/cdd/iec61987/iec61987.nsf/PropertiesAllVersions/0112-2---61987%23ABA261 | 0112-2---61987#ABA260,0112-2---61987#ABA261
0112/2///61987#ABA859 | 002 | 01 | 0112/2///61987#ABA859#002 | Protection tube |  |  |  | fitting that is a tube for protection of a sensing element |  |  |  |  | ITEM_CLASS | [9 empty] | Standard |  |  |  | 2018-03-28 | 2013-08-27 | 2016-05-24 | 2016-05-24 |  | SC65E – IEC 61987 | C00019 |  | 0112/2///61987#ABA856 | https://cdd.iec.ch/CDD/IEC61987/iec61987.nsf/Classes/0112-2---61987%23ABA859
0112/2///61987#ABG355 | 001 | 01 | 0112/2///61987#ABG355#001 | Temperature measurement [1] |  |  |  | properties characterizing a temperature measurement |  | Polymorphic element: ABG355, Id: 3 |  |  | ITEM_CLASS | [5 empty] | 0112/2///61987#ABF986 - Type of measured variable [14] |  |  |  | Standard |  | IEC 61987 | IEC | 2018-03-28 | 2014-12-17 | 2017-09-18 | 2017-09-18 |  | SC65E – IEC 61987 | C00019 | 001-01 (2018-03-28 07:26:09 by BATCH 00000762) standard | 0112/2///61987#ABV501 | https://cdd.iec.ch/CDD/IEC61987/iec61987.nsf/Classes/0112-2---61987%23ABG355 | https://cdd.iec.ch/cdd/iec61987/iec61987.nsf/PropertiesAllVersions/0112-2---61987%23ABB197,https://cdd.iec.ch/cdd/iec61987/iec61987.nsf/PropertiesAllVersions/0112-2---61987%23ABB015,https://cdd.iec.ch/cdd/iec61987/iec61987.nsf/PropertiesAllVersions/0112-2---61987%23ABD051,https://cdd.iec.ch/cdd/iec61987/iec61987.nsf/PropertiesAllVersions/0112-2---61987%23ABF755,https://cdd.iec.ch/cdd/iec61987/iec61987.nsf/PropertiesAllVersions/0112-2---61987%23ABV187 | 0112-2---61987#ABB197,0112-2---61987#ABB015,0112-2---61987#ABD051,0112-2---61987#ABF755,0112-2---61987#ABV187
0112/2///61987#ABA833 | 003 | 01 | 0112/2///61987#ABA833#003 | Differential pressure transmitter |  |  |  | pressure transmitter that measures the difference in pressure applied to two sides of a sensing element |  |  |  |  | ITEM_CLASS |  |  |  |  | 0112/2///61987#ABU134 - reference to Operating LOP for pressure measuring equipment |  |  |  |  | Standard |  |  |  | 2018-03-28 | 2013-08-27 | 2016-05-24 | 2016-05-24 |  | SC65E – IEC 61987 | C00004 |  | 0112/2///61987#ABA831 | https://cdd.iec.ch/CDD/IEC61987/iec61987.nsf/Classes/0112-2---61987%23ABA833 | https://cdd.iec.ch/cdd/iec61987/iec61987.nsf/PropertiesAllVersions/0112-2---61987%23ABU387 | 0112-2---61987#ABU387,0112-2---61987#ABU134
0112/2///61987#ABE345 | 001 | 01 | 0112/2///61987#ABE345#001 | Total radiation thermometer |  |  |  | radiance thermometer that is sensitive to virtually the entire energy-effective spectral range |  |  |  |  | ITEM_CLASS |  |  |  |  | 0112/2///61987#ABF896 - reference to Operating LOP for temperature measuring equipment0112/2///61987#ABF898 - reference to Device LOP for radiation thermometer |  |  |  |  | Standard |  |  |  | 2018-03-28 |  | 2016-05-24 | 2016-05-24 |  | SC65E – IEC 61987 | C00004 | 001-01 (2018-03-28 07:26:02 by BATCH 00000762) standard | 0112/2///61987#ABE342 | https://cdd.iec.ch/CDD/IEC61987/iec61987.nsf/Classes/0112-2---61987%23ABE345
0112/2///61987#ABD364 | 001 | 01 | 0112/2///61987#ABD364#001 | Manual rotary actuator |  |  |  | rotary actuator that uses a handwheel or similar mechanical means to control its motion |  |  | ANSI/ISA-75.05.01-2000 |  | ITEM_CLASS |  |  |  |  | 0112/2///61987#ABU513 - reference to Operating LOP for actuator |  |  |  |  | Standard |  |  |  | 2018-03-28 | 2013-09-02 | 2016-05-02 | 2016-05-02 |  | SC65E – IEC 61987 | C00019 | 001-01 (2018-03-28 07:25:59 by BATCH 00000762) standard | 0112/2///61987#ABD360 | https://cdd.iec.ch/CDD/IEC61987/iec61987.nsf/Classes/0112-2---61987%23ABD364
0112/2///61987#ABC661 | 002 | 01 | 0112/2///61987#ABC661#002 | Type of measured variable [2] |  |  |  | administration block for polymorphism acting as proxy for the selected measured variable type |  | 1 ABC661.1 |  |  | ITEM_CLASS | [5 empty] | 0112/2///61987#ABC408 - Measured variable [2] |  |  |  | Standard |  |  |  | 2018-03-28 | 2013-08-27 | 2016-05-24 | 2016-05-24 |  | SC65E – IEC 61987 | C00004 |  | 0112/2///61987#ABV501 | https://cdd.iec.ch/CDD/IEC61987/iec61987.nsf/Classes/0112-2---61987%23ABC661 | https://cdd.iec.ch/cdd/iec61987/iec61987.nsf/PropertiesAllVersions/0112-2---61987%23ABU167,https://cdd.iec.ch/cdd/iec61987/iec61987.nsf/PropertiesAllVersions/0112-2---61987%23ABU182,https://cdd.iec.ch/cdd/iec61987/iec61987.nsf/PropertiesAllVersions/0112-2---61987%23ABU183,https://cdd.iec.ch/cdd/iec61987/iec61987.nsf/PropertiesAllVersions/0112-2---61987%23ABU184,https://cdd.iec.ch/cdd/iec61987/iec61987.nsf/PropertiesAllVersions/0112-2---61987%23ABU469,https://cdd.iec.ch/cdd/iec61987/iec61987.nsf/PropertiesAllVersions/0112-2---61987%23ABU185,https://cdd.iec.ch/cdd/iec61987/iec61987.nsf/PropertiesAllVersions/0112-2---61987%23ABU186,https://cdd.iec.ch/cdd/iec61987/iec61987.nsf/PropertiesAllVersions/0112-2---61987%23ABU187,https://cdd.iec.ch/cdd/iec61987/iec61987.nsf/PropertiesAllVersions/0112-2---61987%23ABU188,https://cdd.iec.ch/cdd/iec61987/iec61987.nsf/PropertiesAllVersions/0112-2---61987%23ABU189 | 0112-2---61987#ABU469,0112-2---61987#ABU186,0112-2---61987#ABU187,0112-2---61987#ABU188,0112-2---61987#ABU189,0112-2---61987#ABU167,0112-2---61987#ABU182,0112-2---61987#ABU183,0112-2---61987#ABU184,0112-2---61987#ABU185
0112/2///61987#ABG307 | 001 | 01 | 0112/2///61987#ABG307#001 | Percentage performance [3] |  |  |  | properties characterizing the performance characteristics of an output expressed as a percentage of range or span |  | Polymorphic element: ABG307, Id: 4 |  |  | ITEM_CLASS | [5 empty] | 0112/2///61987#ABG273 - Type of performance variable [7]0112/2///61987#ABG274 - Type of performance variable [8]0112/2///61987#ABG275 - Type of performance variable [9]0112/2///61987#ABG276 - Type of performance variable [10]0112/2///61987#ABG277 - Type of performance variable [11]0112/2///61987#ABG278 - Type of performance variable [12]0112/2///61987#ABG279 - Type of performance variable [13]0112/2///61987#ABG280 - Type of performance variable [14]0112/2///61987#ABG289 - Type of performance variable [23] |  |  |  | Standard |  | IEC 61987 | IEC | 2018-03-28 | 2018-03-28 | 2018-03-28 | 2018-03-28 |  | SC65E – IEC 61987 | C00018 | 001-01 (2018-03-28 07:26:08 by BATCH 00000762) standard | 0112/2///61987#ABV501 | https://cdd.iec.ch/CDD/IEC61987/iec61987.nsf/Classes/0112-2---61987%23ABG307 | https://cdd.iec.ch/cdd/iec61987/iec61987.nsf/PropertiesAllVersions/0112-2---61987%23ABB087,https://cdd.iec.ch/cdd/iec61987/iec61987.nsf/PropertiesAllVersions/0112-2---61987%23ABJ596,https://cdd.iec.ch/cdd/iec61987/iec61987.nsf/PropertiesAllVersions/0112-2---61987%23ABC840,https://cdd.iec.ch/cdd/iec61987/iec61987.nsf/PropertiesAllVersions/0112-2---61987%23ABC954 | 0112-2---61987#ABB087,0112-2---61987#ABJ596,0112-2---61987#ABC840,0112-2---61987#ABC954
0112/2///61987#ABG387 | 001 | 01 | 0112/2///61987#ABG387#001 | Mechanical and electrical construction [temperature transmitter] |  |  |  | properties characterizing the constructional details of the device and its parts |  |  | IEC 61987-1, 5.8 |  | ITEM_CLASS | [5 empty] | 0112/2///61987#ABE767 - Device LOP for temperature transmitter |  |  |  | Standard |  | IEC 61987 | IEC | 2018-03-28 | 2014-12-17 | 2016-05-24 | 2016-05-24 |  | SC65E – IEC 61987 | C00019 | 001-01 (2018-03-28 07:26:09 by BATCH 00000762) standard | 0112/2///61987#ABV501 | https://cdd.iec.ch/CDD/IEC61987/iec61987.nsf/Classes/0112-2---61987%23ABG387 | https://cdd.iec.ch/cdd/iec61987/iec61987.nsf/PropertiesAllVersions/0112-2---61987%23ABD534,https://cdd.iec.ch/cdd/iec61987/iec61987.nsf/PropertiesAllVersions/0112-2---61987%23ABG992,https://cdd.iec.ch/cdd/iec61987/iec61987.nsf/PropertiesAllVersions/0112-2---61987%23ABB139,https://cdd.iec.ch/cdd/iec61987/iec61987.nsf/PropertiesAllVersions/0112-2---61987%23ABC862,https://cdd.iec.ch/cdd/iec61987/iec61987.nsf/PropertiesAllVersions/0112-2---61987%23ABC790 | 0112-2---61987#ABB139,0112-2---61987#ABC862,0112-2---61987#ABC790,0112-2---61987#ABD534,0112-2---61987#ABG992
0112/2///61987#ABN683 | 002 | 01 | 0112/2///61987#ABN683#002 | Specific pressure measurement variables |  |  |  | properties characterizing dynamic data which are the result of a pressure measurement with a certain meaning |  |  |  |  | ITEM_CLASS | [5 empty] | 0112/2///61987#ABN682 - Continuous measurement variables |  |  | false | Standard |  | IEC 61987 | IEC | 2022-12-09 |  | 2022-12-09 | 2022-12-09 |  | IEC/SC 65E | C00112 |  | 0112/2///61987#ABV501 | https://cdd.iec.ch/CDD/IEC61987/iec61987.nsf/Classes/0112-2---61987%23ABN683 | https://cdd.iec.ch/cdd/iec61987/iec61987.nsf/PropertiesAllVersions/0112-2---61987%23ABB181,https://cdd.iec.ch/cdd/iec61987/iec61987.nsf/PropertiesAllVersions/0112-2---61987%23ABB182,https://cdd.iec.ch/cdd/iec61987/iec61987.nsf/PropertiesAllVersions/0112-2---61987%23ABB995 | 0112-2---61987#ABB181,0112-2---61987#ABB182,0112-2---61987#ABB995
0112/2///61987#ABA724 | 002 | 01 | 0112/2///61987#ABA724#002 | Optical reflection level switch |  |  |  | optical wave level switch that uses the principle of reflection to detect a level regime |  |  |  |  | ITEM_CLASS |  |  |  |  | 0112/2///61987#ABF888 - reference to Device LOP for optical level switch0112/2///61987#ABF910 - reference to Operating LOP for level measuring equipment |  |  |  |  | Standard |  |  |  | 2018-03-28 | 2013-08-27 | 2016-05-24 | 2016-05-24 |  | SC65E – IEC 61987 | C00004 |  | 0112/2///61987#ABA723 | https://cdd.iec.ch/CDD/IEC61987/iec61987.nsf/Classes/0112-2---61987%23ABA724 |  | 0112-2---61987#ABF888
0112/2///61987#ABC107 | 001 | 02 | 0112/2///61987#ABC107#001 | Assigned density range |  |  |  | properties characterizing a range configured for density |  | 13 ABC107.13 |  |  | ITEM_CLASS | [5 empty] | 0112/2///61987#ABC120 - Assigned variable [3]0112/2///61987#ABG096 - Assigned variable [16]0112/2///61987#ABG089 - Assigned variable [9]0112/2///61987#ABG091 - Assigned variable [11]0112/2///61987#ABG097 - Assigned variable [17]0112/2///61987#ABH044 - Assigned variable [22]0112/2///61987#ABV039 - Assigned variable [8] |  |  |  | Standard |  |  |  | 2018-03-28 | 2013-08-27 | 2013-08-27 | 2014-06-18 |  | SC65E – IEC 61987 | C00004 |  | 0112/2///61987#ABV501 | https://cdd.iec.ch/CDD/IEC61987/iec61987.nsf/Classes/0112-2---61987%23ABC107 | https://cdd.iec.ch/cdd/iec61987/iec61987.nsf/PropertiesAllVersions/0112-2---61987%23ABE768,https://cdd.iec.ch/cdd/iec61987/iec61987.nsf/PropertiesAllVersions/0112-2---61987%23ABA353,https://cdd.iec.ch/cdd/iec61987/iec61987.nsf/PropertiesAllVersions/0112-2---61987%23ABA354,https://cdd.iec.ch/cdd/iec61987/iec61987.nsf/PropertiesAllVersions/0112-2---61987%23ABB568,https://cdd.iec.ch/cdd/iec61987/iec61987.nsf/PropertiesAllVersions/0112-2---61987%23ABB569 | 0112-2---61987#ABB569,0112-2---61987#ABE768,0112-2---61987#ABA353,0112-2---61987#ABA354,0112-2---61987#ABB568
0112/2///61987#ABH167 | 001 | 01 | 0112/2///61987#ABH167#001 | Instrument nozzle |  |  |  | properties characterizing an instrument nozzle |  |  |  |  | ITEM_CLASS | [5 empty] | 0112/2///61987#ABH159 - Level measurement instrument installation |  |  |  | Standard |  | IEC 61987 | IEC | 2018-03-28 | 2014-12-17 | 2018-03-20 | 2018-03-20 |  | SC65E – IEC 61987 | C00018 | 001-01 (2018-03-28 07:26:12 by BATCH 00000762) standard | 0112/2///61987#ABV501 | https://cdd.iec.ch/CDD/IEC61987/iec61987.nsf/Classes/0112-2---61987%23ABH167 | https://cdd.iec.ch/cdd/iec61987/iec61987.nsf/PropertiesAllVersions/0112-2---61987%23ABB337 | 0112-2---61987#ABB337
0112/2///61987#ABA780 | 003 | 01 | 0112/2///61987#ABA780#003 | Flume flow transmitter |  |  |  | open channel flow transmitter that uses a flume to generate a difference in head |  |  |  |  | ITEM_CLASS |  |  |  |  | 0112/2///61987#ABU125 - reference to Operating LOP for flow measuring equipment |  |  |  |  | Standard |  |  |  | 2018-03-28 | 2013-08-27 | 2016-05-24 | 2016-05-24 |  | SC65E – IEC 61987 | C00004 |  | 0112/2///61987#ABA779 | https://cdd.iec.ch/CDD/IEC61987/iec61987.nsf/Classes/0112-2---61987%23ABA780
0112/2///61987#ABD374 | 001 | 01 | 0112/2///61987#ABD374#001 | Differential pressure regulator |  |  |  | process regulator that acts against a spring pressure to maintain a constant differential pressure |  |  | analog StepLib pressure reg. |  | ITEM_CLASS | [9 empty] | Standard |  |  |  | 2018-03-28 | 2013-09-02 | 2016-05-02 | 2016-05-02 |  | SC65E – IEC 61987 | C00009 | 001-01 (2018-03-28 07:25:59 by BATCH 00000762) standard | 0112/2///61987#ABD385 | https://cdd.iec.ch/CDD/IEC61987/iec61987.nsf/Classes/0112-2---61987%23ABD374
0112/2///61987#ABC194 | 004 | 01 | 0112/2///61987#ABC194#004 | Diagnosis |  |  |  | properties characterizing diagnostic facilities provided by a device |  |  |  |  | ITEM_CLASS | [5 empty] | 0112/2///61987#ABC458 - Operability |  |  |  | Standard |  |  |  | 2018-03-28 | 2013-08-27 | 2018-03-20 | 2018-03-20 |  | SC65E – IEC 61987 | C00004 |  | 0112/2///61987#ABV501 | https://cdd.iec.ch/CDD/IEC61987/iec61987.nsf/Classes/0112-2---61987%23ABC194 | https://cdd.iec.ch/cdd/iec61987/iec61987.nsf/PropertiesAllVersions/0112-2---61987%23ABB594,https://cdd.iec.ch/cdd/iec61987/iec61987.nsf/PropertiesAllVersions/0112-2---61987%23ABC903,https://cdd.iec.ch/cdd/iec61987/iec61987.nsf/PropertiesAllVersions/0112-2---61987%23ABB596,https://cdd.iec.ch/cdd/iec61987/iec61987.nsf/PropertiesAllVersions/0112-2---61987%23ABC819,https://cdd.iec.ch/cdd/iec61987/iec61987.nsf/PropertiesAllVersions/0112-2---61987%23ABB600,https://cdd.iec.ch/cdd/iec61987/iec61987.nsf/PropertiesAllVersions/0112-2---61987%23ABD175,https://cdd.iec.ch/cdd/iec61987/iec61987.nsf/PropertiesAllVersions/0112-2---61987%23ABB436,https://cdd.iec.ch/cdd/iec61987/iec61987.nsf/PropertiesAllVersions/0112-2---61987%23ABC808 | 0112-2---61987#ABB594,0112-2---61987#ABC903,0112-2---61987#ABB596,0112-2---61987#ABC819,0112-2---61987#ABB600,0112-2---61987#ABD175,0112-2---61987#ABB436,0112-2---61987#ABC808
0112/2///61987#ABD865 | 005 | 01 | 0112/2///61987#ABD865#005 | Environmental design conditions [3] |  |  |  | properties characterizing environmental conditions under which a device will be operated |  |  |  |  | ITEM_CLASS | [5 empty] | 0112/2///61987#ABD949 - Operating conditions for device design [3]0112/2///61987#ABD951 - Operating conditions for device design [4] |  |  |  | Standard |  |  |  | 2018-03-28 | 2013-09-02 | 2018-03-20 | 2018-03-20 |  | SC65E – IEC 61987 | C00004 |  | 0112/2///61987#ABV501 | https://cdd.iec.ch/CDD/IEC61987/iec61987.nsf/Classes/0112-2---61987%23ABD865 | https://cdd.iec.ch/cdd/iec61987/iec61987.nsf/PropertiesAllVersions/0112-2---61987%23ABE201,https://cdd.iec.ch/cdd/iec61987/iec61987.nsf/PropertiesAllVersions/0112-2---61987%23ABC946,https://cdd.iec.ch/cdd/iec61987/iec61987.nsf/PropertiesAllVersions/0112-2---61987%23ABC816 | 0112-2---61987#ABE201,0112-2---61987#ABC946,0112-2---61987#ABC816
0112/2///61987#ABI486 | 001 | 01 | 0112/2///61987#ABI486#001 | safety instruction |  |  |  | properties characterizing a safety instruction |  |  |  |  | ITEM_CLASS | [5 empty] | 0112/2///61987#ABI470 - Maintenance/service and repair |  |  |  | Standard |  |  |  | 2019-03-08 | 2017-12-07 | 2019-03-08 | 2019-03-08 |  | SC65E – IEC 61987 | C00018 | 001-01 (2019-03-08 15:35:13 by BATCH 00000766) standard | 0112/2///61987#ABV501 | https://cdd.iec.ch/CDD/IEC61987/iec61987.nsf/Classes/0112-2---61987%23ABI486 | https://cdd.iec.ch/cdd/iec61987/iec61987.nsf/PropertiesAllVersions/0112-2---61987%23ABI523,https://cdd.iec.ch/cdd/iec61987/iec61987.nsf/PropertiesAllVersions/0112-2---61987%23ABI524 | 0112-2---61987#ABI523,0112-2---61987#ABI524
0112/2///61987#ABA819 | 002 | 01 | 0112/2///61987#ABA819#002 | Nuclear level transmitter |  |  |  | level transmitter that uses the absorption of gamma radiation by process material to measure level | A nuclear level transmitter is also known as a radiometric or radiation level transmitter. |  |  |  | ITEM_CLASS |  |  |  |  | 0112/2///61987#ABF910 - reference to Operating LOP for level measuring equipment |  |  |  |  | Standard |  |  |  | 2018-03-28 | 2013-08-27 | 2018-03-20 | 2018-03-20 |  | SC65E – IEC 61987 | C00018 |  | 0112/2///61987#ABA803 | https://cdd.iec.ch/CDD/IEC61987/iec61987.nsf/Classes/0112-2---61987%23ABA819 | https://cdd.iec.ch/cdd/iec61987/iec61987.nsf/PropertiesAllVersions/0112-2---61987%23ABF884 | 0112-2---61987#ABF910,0112-2---61987#ABF884
0112/2///61987#ABC094 | 001 | 02 | 0112/2///61987#ABC094#001 | Analog voltage input parameters |  |  |  | properties characterizing the configuration of the analog voltage input |  |  |  |  | ITEM_CLASS | [5 empty] | 0112/2///61987#ABC092 - Analog voltage input [1]0112/2///61987#ABC093 - Analog voltage input [2]0112/2///61987#ABD801 - Analog voltage input [3]0112/2///61987#ABG118 - Analog voltage input [4]0112/2///61987#ABG120 - Analog voltage input [6] |  |  |  | Standard |  |  |  | 2018-03-28 | 2013-08-27 | 2013-08-27 | 2014-06-18 |  | SC65E – IEC 61987 | C00019 |  | 0112/2///61987#ABV501 | https://cdd.iec.ch/CDD/IEC61987/iec61987.nsf/Classes/0112-2---61987%23ABC094 | https://cdd.iec.ch/cdd/iec61987/iec61987.nsf/PropertiesAllVersions/0112-2---61987%23ABA402,https://cdd.iec.ch/cdd/iec61987/iec61987.nsf/PropertiesAllVersions/0112-2---61987%23ABA403,https://cdd.iec.ch/cdd/iec61987/iec61987.nsf/PropertiesAllVersions/0112-2---61987%23ABA404,https://cdd.iec.ch/cdd/iec61987/iec61987.nsf/PropertiesAllVersions/0112-2---61987%23ABA405,https://cdd.iec.ch/cdd/iec61987/iec61987.nsf/PropertiesAllVersions/0112-2---61987%23ABA406,https://cdd.iec.ch/cdd/iec61987/iec61987.nsf/PropertiesAllVersions/0112-2---61987%23ABD326,https://cdd.iec.ch/cdd/iec61987/iec61987.nsf/PropertiesAllVersions/0112-2---61987%23ABA997,https://cdd.iec.ch/cdd/iec61987/iec61987.nsf/PropertiesAllVersions/0112-2---61987%23ABC843,https://cdd.iec.ch/cdd/iec61987/iec61987.nsf/PropertiesAllVersions/0112-2---61987%23ABA390,https://cdd.iec.ch/cdd/iec61987/iec61987.nsf/PropertiesAllVersions/0112-2---61987%23ABC865,https://cdd.iec.ch/cdd/iec61987/iec61987.nsf/PropertiesAllVersions/0112-2---61987%23ABI463,https://cdd.iec.ch/cdd/iec61987/iec61987.nsf/PropertiesAllVersions/0112-2---61987%23ABB103,https://cdd.iec.ch/cdd/iec61987/iec61987.nsf/PropertiesAllVersions/0112-2---61987%23ABC850,https://cdd.iec.ch/cdd/iec61987/iec61987.nsf/PropertiesAllVersions/0112-2---61987%23ABA401,https://cdd.iec.ch/cdd/iec61987/iec61987.nsf/PropertiesAllVersions/0112-2---61987%23ABC778 | 0112-2---61987#ABC850,0112-2---61987#ABC778,0112-2---61987#ABA402,0112-2---61987#ABA404,0112-2---61987#ABD326,0112-2---61987#ABA401,0112-2---61987#ABA403,0112-2---61987#ABC865,0112-2---61987#ABI463,0112-2---61987#ABB103,0112-2---61987#ABA997,0112-2---61987#ABA406,0112-2---61987#ABC843,0112-2---61987#ABA390,0112-2---61987#ABA405
0112/2///61987#ABC157 | 001 | 02 | 0112/2///61987#ABC157#001 | Clamp-on ultrasonic flowmeter |  |  |  | properties characterizing the sensor assembly of a clamp-on-type ultrasonic flowmeter |  | 17 ABC157.17 |  |  | ITEM_CLASS | [5 empty] | 0112/2///61987#ABC644 - Structural design of an ultrasonic flow transmitter |  |  |  | Standard |  |  |  | 2018-03-28 | 2013-08-27 | 2013-08-27 | 2014-06-18 |  | SC65E – IEC 61987 | C00004 |  | 0112/2///61987#ABV501 | https://cdd.iec.ch/CDD/IEC61987/iec61987.nsf/Classes/0112-2---61987%23ABC157 | https://cdd.iec.ch/cdd/iec61987/iec61987.nsf/PropertiesAllVersions/0112-2---61987%23ABB488,https://cdd.iec.ch/cdd/iec61987/iec61987.nsf/PropertiesAllVersions/0112-2---61987%23ABB486,https://cdd.iec.ch/cdd/iec61987/iec61987.nsf/PropertiesAllVersions/0112-2---61987%23ABB130,https://cdd.iec.ch/cdd/iec61987/iec61987.nsf/PropertiesAllVersions/0112-2---61987%23ABB487,https://cdd.iec.ch/cdd/iec61987/iec61987.nsf/PropertiesAllVersions/0112-2---61987%23ABB492,https://cdd.iec.ch/cdd/iec61987/iec61987.nsf/PropertiesAllVersions/0112-2---61987%23ABB493,https://cdd.iec.ch/cdd/iec61987/iec61987.nsf/PropertiesAllVersions/0112-2---61987%23ABB494,https://cdd.iec.ch/cdd/iec61987/iec61987.nsf/PropertiesAllVersions/0112-2---61987%23ABB495,https://cdd.iec.ch/cdd/iec61987/iec61987.nsf/PropertiesAllVersions/0112-2---61987%23ABB496,https://cdd.iec.ch/cdd/iec61987/iec61987.nsf/PropertiesAllVersions/0112-2---61987%23ABB497,https://cdd.iec.ch/cdd/iec61987/iec61987.nsf/PropertiesAllVersions/0112-2---61987%23ABB106,https://cdd.iec.ch/cdd/iec61987/iec61987.nsf/PropertiesAllVersions/0112-2---61987%23ABB105,https://cdd.iec.ch/cdd/iec61987/iec61987.nsf/PropertiesAllVersions/0112-2---61987%23ABB007,https://cdd.iec.ch/cdd/iec61987/iec61987.nsf/PropertiesAllVersions/0112-2---61987%23ABA558,https://cdd.iec.ch/cdd/iec61987/iec61987.nsf/PropertiesAllVersions/0112-2---61987%23ABA179,https://cdd.iec.ch/cdd/iec61987/iec61987.nsf/PropertiesAllVersions/0112-2---61987%23ABB386,https://cdd.iec.ch/cdd/iec61987/iec61987.nsf/PropertiesAllVersions/0112-2---61987%23ABC982,https://cdd.iec.ch/cdd/iec61987/iec61987.nsf/PropertiesAllVersions/0112-2---61987%23ABC989 | 0112-2---61987#ABB492,0112-2---61987#ABB007,0112-2---61987#ABA558,0112-2---61987#ABB494,0112-2---61987#ABB496,0112-2---61987#ABB105,0112-2---61987#ABC989,0112-2---61987#ABB486,0112-2---61987#ABB487,0112-2---61987#ABB106,0112-2---61987#ABC982,0112-2---61987#ABB488,0112-2---61987#ABB130,0112-2---61987#ABB493,0112-2---61987#ABB495,0112-2---61987#ABB497,0112-2---61987#ABA179,0112-2---61987#ABB386
0112/2///61987#ABC187 | 005 | 01 | 0112/2///61987#ABC187#005 | Design conditions for internal cleaning in place |  |  |  | properties characterizing the maximum values of internal conditions that will be encountered during cleaning of equipment and a device |  |  |  |  | ITEM_CLASS | [5 empty] | 0112/2///61987#ABC539 - Process design conditions [pressure]0112/2///61987#ABC540 - Process design conditions [flow]0112/2///61987#ABD991 - Process design conditions [valves]0112/2///61987#ABG472 - Process design conditions [level]0112/2///61987#ABG473 - Process design conditions [temperature]0112/2///61987#ABG474 - Process design conditions [density] |  |  |  | Standard |  |  |  | 2018-03-28 | 2013-08-27 | 2018-03-20 | 2018-03-20 |  | SC65E – IEC 61987 | C00004 |  | 0112/2///61987#ABV501 | https://cdd.iec.ch/CDD/IEC61987/iec61987.nsf/Classes/0112-2---61987%23ABC187 | https://cdd.iec.ch/cdd/iec61987/iec61987.nsf/PropertiesAllVersions/0112-2---61987%23ABB181,https://cdd.iec.ch/cdd/iec61987/iec61987.nsf/PropertiesAllVersions/0112-2---61987%23ABB182,https://cdd.iec.ch/cdd/iec61987/iec61987.nsf/PropertiesAllVersions/0112-2---61987%23ABA927,https://cdd.iec.ch/cdd/iec61987/iec61987.nsf/PropertiesAllVersions/0112-2---61987%23ABA945,https://cdd.iec.ch/cdd/iec61987/iec61987.nsf/PropertiesAllVersions/0112-2---61987%23ABA132,https://cdd.iec.ch/cdd/iec61987/iec61987.nsf/PropertiesAllVersions/0112-2---61987%23ABA962,https://cdd.iec.ch/cdd/iec61987/iec61987.nsf/PropertiesAllVersions/0112-2---61987%23ABA562,https://cdd.iec.ch/cdd/iec61987/iec61987.nsf/PropertiesAllVersions/0112-2---61987%23ABA599,https://cdd.iec.ch/cdd/iec61987/iec61987.nsf/PropertiesAllVersions/0112-2---61987%23ABA600 | 0112-2---61987#ABA927,0112-2---61987#ABA132,0112-2---61987#ABA599,0112-2---61987#ABA600,0112-2---61987#ABB181,0112-2---61987#ABB182,0112-2---61987#ABA945,0112-2---61987#ABA962,0112-2---61987#ABA562
0112/2///61987#ABC236 | 004 | 01 | 0112/2///61987#ABC236#004 | Explosion protection parameters for intrinsic safety (active) |  |  |  | properties characterizing the explosion protection of an input or output circuit with active behaviour |  |  |  |  | ITEM_CLASS | [5 empty] | 0112/2///61987#ABC219 - Electrical power output circuit0112/2///61987#ABC215 - Electrical line power supply0112/2///61987#ABC216 - Electrical loop power supply - |  |  |  | Standard |  |  |  | 2018-03-28 | 2013-08-27 | 2018-03-20 | 2018-03-20 |  | SC65E – IEC 61987 | C00004 |  | 0112/2///61987#ABV501 | https://cdd.iec.ch/CDD/IEC61987/iec61987.nsf/Classes/0112-2---61987%23ABC236 | https://cdd.iec.ch/cdd/iec61987/iec61987.nsf/PropertiesAllVersions/0112-2---61987%23ABB990,https://cdd.iec.ch/cdd/iec61987/iec61987.nsf/PropertiesAllVersions/0112-2---61987%23ABA391,https://cdd.iec.ch/cdd/iec61987/iec61987.nsf/PropertiesAllVersions/0112-2---61987%23ABB161,https://cdd.iec.ch/cdd/iec61987/iec61987.nsf/PropertiesAllVersions/0112-2---61987%23ABC868,https://cdd.iec.ch/cdd/iec61987/iec61987.nsf/PropertiesAllVersions/0112-2---61987%23ABD211 | 0112-2---61987#ABB990,0112-2---61987#ABA391,0112-2---61987#ABB161,0112-2---61987#ABC868,0112-2---61987#ABD211
0112/2///61987#ABE581 | 001 | 01 | 0112/2///61987#ABE581#001 | Pneumatic/hydraulic output parameters for I/P converter |  |  |  | properties characterizing the configuration of a pneumatic or hydraulic output of the I/P converter |  |  |  |  | ITEM_CLASS | [5 empty] | 0112/2///61987#ABE580 - Pneumatic/hydraulic output for I/P converter |  |  |  | Standard |  | IEC 61987 | IEC | 2018-03-28 | 2014-07-25 | 2017-09-18 | 2017-09-18 |  | SC65E – IEC 61987 | C00016 | 001-01 (2018-03-28 07:26:03 by BATCH 00000762) standard | 0112/2///61987#ABV501 | https://cdd.iec.ch/CDD/IEC61987/iec61987.nsf/Classes/0112-2---61987%23ABE581 | https://cdd.iec.ch/cdd/iec61987/iec61987.nsf/PropertiesAllVersions/0112-2---61987%23ABD683,https://cdd.iec.ch/cdd/iec61987/iec61987.nsf/PropertiesAllVersions/0112-2---61987%23ABD682,https://cdd.iec.ch/cdd/iec61987/iec61987.nsf/PropertiesAllVersions/0112-2---61987%23ABD704 | 0112-2---61987#ABD683,0112-2---61987#ABD682,0112-2---61987#ABD704
0112/2///61987#ABF289 | 002 | 01 | 0112/2///61987#ABF289#002 | RTD/thermocouple probe output |  |  |  | properties characterizing a RTD/thermocouple probe output |  | Polymorphic element: ABF289, Id: 2 |  |  | ITEM_CLASS | [5 empty] | 0112/2///61987#ABG153 - Type of output [23]0112/2///61987#ABG149 - Type of output [19]0112/2///61987#ABG151 - Type of output [21] |  |  |  | Standard |  | IEC 61987 | IEC | 2018-03-28 | 2014-12-17 | 2018-03-20 | 2018-03-20 |  | SC65E – IEC 61987 | C00019 |  | 0112/2///61987#ABV501 | https://cdd.iec.ch/CDD/IEC61987/iec61987.nsf/Classes/0112-2---61987%23ABF289 | https://cdd.iec.ch/cdd/iec61987/iec61987.nsf/PropertiesAllVersions/0112-2---61987%23ABF290,https://cdd.iec.ch/cdd/iec61987/iec61987.nsf/PropertiesAllVersions/0112-2---61987%23ABF291,https://cdd.iec.ch/cdd/iec61987/iec61987.nsf/PropertiesAllVersions/0112-2---61987%23ABF292,https://cdd.iec.ch/cdd/iec61987/iec61987.nsf/PropertiesAllVersions/0112-2---61987%23ABB513,https://cdd.iec.ch/cdd/iec61987/iec61987.nsf/PropertiesAllVersions/0112-2---61987%23ABA387,https://cdd.iec.ch/cdd/iec61987/iec61987.nsf/PropertiesAllVersions/0112-2---61987%23ABC891,https://cdd.iec.ch/cdd/iec61987/iec61987.nsf/PropertiesAllVersions/0112-2---61987%23ABA390,https://cdd.iec.ch/cdd/iec61987/iec61987.nsf/PropertiesAllVersions/0112-2---61987%23ABC865,https://cdd.iec.ch/cdd/iec61987/iec61987.nsf/PropertiesAllVersions/0112-2---61987%23ABI463,https://cdd.iec.ch/cdd/iec61987/iec61987.nsf/PropertiesAllVersions/0112-2---61987%23ABB103,https://cdd.iec.ch/cdd/iec61987/iec61987.nsf/PropertiesAllVersions/0112-2---61987%23ABC850,https://cdd.iec.ch/cdd/iec61987/iec61987.nsf/PropertiesAllVersions/0112-2---61987%23ABF293,https://cdd.iec.ch/cdd/iec61987/iec61987.nsf/PropertiesAllVersions/0112-2---61987%23ABF770,https://cdd.iec.ch/cdd/iec61987/iec61987.nsf/PropertiesAllVersions/0112-2---61987%23ABA401,https://cdd.iec.ch/cdd/iec61987/iec61987.nsf/PropertiesAllVersions/0112-2---61987%23ABC778,https://cdd.iec.ch/cdd/iec61987/iec61987.nsf/PropertiesAllVersions/0112-2---61987%23ABF413,https://cdd.iec.ch/cdd/iec61987/iec61987.nsf/PropertiesAllVersions/0112-2---61987%23ABF779 | 0112-2---61987#ABF413,0112-2---61987#ABA387,0112-2---61987#ABF770,0112-2---61987#ABF292,0112-2---61987#ABC891,0112-2---61987#ABC865,0112-2---61987#ABF293,0112-2---61987#ABF290,0112-2---61987#ABF291,0112-2---61987#ABC778,0112-2---61987#ABF779,0112-2---61987#ABA390,0112-2---61987#ABC850,0112-2---61987#ABB103,0112-2---61987#ABA401,0112-2---61987#ABB513,0112-2---61987#ABI463
0112/2///61987#ABC527 | 001 | 02 | 0112/2///61987#ABC527#001 | Pressure gauge siphon |  |  |  | properties characterizing the constructional details of a siphon of a pressure or differential pressure gauge |  |  |  |  | ITEM_CLASS | [5 empty] | 0112/2///61987#ABC625 - Structural design of a differential pressure gauge0112/2///61987#ABC629 - Structural design of a pressure or differential pressure gauge |  |  |  | Standard |  |  |  | 2018-03-28 | 2013-09-27 | 2013-09-27 | 2014-06-18 |  | SC65E – IEC 61987 | C00004 |  | 0112/2///61987#ABV501 | https://cdd.iec.ch/CDD/IEC61987/iec61987.nsf/Classes/0112-2---61987%23ABC527 | https://cdd.iec.ch/cdd/iec61987/iec61987.nsf/PropertiesAllVersions/0112-2---61987%23ABC021,https://cdd.iec.ch/cdd/iec61987/iec61987.nsf/PropertiesAllVersions/0112-2---61987%23ABA640,https://cdd.iec.ch/cdd/iec61987/iec61987.nsf/PropertiesAllVersions/0112-2---61987%23ABA574,https://cdd.iec.ch/cdd/iec61987/iec61987.nsf/PropertiesAllVersions/0112-2---61987%23ABD025,https://cdd.iec.ch/cdd/iec61987/iec61987.nsf/PropertiesAllVersions/0112-2---61987%23ABB102,https://cdd.iec.ch/cdd/iec61987/iec61987.nsf/PropertiesAllVersions/0112-2---61987%23ABC855 | 0112-2---61987#ABC021,0112-2---61987#ABA640,0112-2---61987#ABA574,0112-2---61987#ABD025,0112-2---61987#ABB102,0112-2---61987#ABC855
0112/2///61987#ABG411 | 001 | 01 | 0112/2///61987#ABG411#001 | Structural design [capacitance level transmitter/switch] |  |  |  | properties characterizing the constructional details of a device |  |  |  |  | ITEM_CLASS | [5 empty] | 0112/2///61987#ABG366 - Mechanical and electrical construction [capacitance level transmitter/switch] |  |  |  | Standard |  | IEC 61987 | IEC | 2018-03-28 | 2014-12-17 | 2018-03-20 | 2018-03-20 |  | SC65E – IEC 61987 | C00018 | 001-01 (2018-03-28 07:26:09 by BATCH 00000762) standard | 0112/2///61987#ABV501 | https://cdd.iec.ch/CDD/IEC61987/iec61987.nsf/Classes/0112-2---61987%23ABG411 | https://cdd.iec.ch/cdd/iec61987/iec61987.nsf/PropertiesAllVersions/0112-2---61987%23ABF732,https://cdd.iec.ch/cdd/iec61987/iec61987.nsf/PropertiesAllVersions/0112-2---61987%23ABF374,https://cdd.iec.ch/cdd/iec61987/iec61987.nsf/PropertiesAllVersions/0112-2---61987%23ABF796,https://cdd.iec.ch/cdd/iec61987/iec61987.nsf/PropertiesAllVersions/0112-2---61987%23ABD284 | 0112-2---61987#ABF732,0112-2---61987#ABF374,0112-2---61987#ABF796,0112-2---61987#ABD284
0112/2///61987#ABG404 | 001 | 01 | 0112/2///61987#ABG404#001 | Mechanical and electrical construction [separate density transmitter] |  |  |  | properties characterizing the constructional details of the device and its parts |  |  | IEC 61987-1, 5.8 |  | ITEM_CLASS | [5 empty] | 0112/2///61987#ABF866 - Device LOP for separate density transmitter |  |  |  | Standard |  | IEC 61987 | IEC | 2018-03-28 | 2014-12-17 | 2018-03-20 | 2018-03-20 |  | SC65E – IEC 61987 | C00017 | 001-01 (2018-03-28 07:26:09 by BATCH 00000762) standard | 0112/2///61987#ABV501 | https://cdd.iec.ch/CDD/IEC61987/iec61987.nsf/Classes/0112-2---61987%23ABG404 | https://cdd.iec.ch/cdd/iec61987/iec61987.nsf/PropertiesAllVersions/0112-2---61987%23ABD534,https://cdd.iec.ch/cdd/iec61987/iec61987.nsf/PropertiesAllVersions/0112-2---61987%23ABH009,https://cdd.iec.ch/cdd/iec61987/iec61987.nsf/PropertiesAllVersions/0112-2---61987%23ABB139,https://cdd.iec.ch/cdd/iec61987/iec61987.nsf/PropertiesAllVersions/0112-2---61987%23ABC862,https://cdd.iec.ch/cdd/iec61987/iec61987.nsf/PropertiesAllVersions/0112-2---61987%23ABC790 | 0112-2---61987#ABD534,0112-2---61987#ABH009,0112-2---61987#ABB139,0112-2---61987#ABC862,0112-2---61987#ABC790
0112/2///61987#ABD484 | 002 | 01 | 0112/2///61987#ABD484#002 | Reference conditions of the device [3] |  |  |  | properties characterizing the reference conditions under which the performance of a device was tested |  |  |  |  | ITEM_CLASS | [5 empty] | 0112/2///61987#ABC498 - Performance [8] |  |  |  | Standard |  |  |  | 2018-03-28 | 2013-08-27 | 2016-05-24 | 2016-05-24 |  | SC65E – IEC 61987 | C00004 |  | 0112/2///61987#ABV501 | https://cdd.iec.ch/CDD/IEC61987/iec61987.nsf/Classes/0112-2---61987%23ABD484 | https://cdd.iec.ch/cdd/iec61987/iec61987.nsf/PropertiesAllVersions/0112-2---61987%23ABD487,https://cdd.iec.ch/cdd/iec61987/iec61987.nsf/PropertiesAllVersions/0112-2---61987%23ABD500 | 0112-2---61987#ABD487,0112-2---61987#ABD500
0112/2///61987#ABG285 | 001 | 01 | 0112/2///61987#ABG285#001 | Type of performance variable [19] |  |  |  | administration block for polymorphism acting as proxy for the selected performance type |  | Polymorphic element: ABG285, Id: 5 |  |  | ITEM_CLASS | [5 empty] | 0112/2///61987#ABG259 - Performance variable [19]0112/2///61987#ABG260 - Performance variable [20] |  |  |  | Standard |  | IEC 61987 | IEC | 2018-03-28 | 2014-12-17 | 2018-03-20 | 2018-03-20 |  | SC65E – IEC 61987 | C00017 | 001-01 (2018-03-28 07:26:08 by BATCH 00000762) standard | 0112/2///61987#ABV501 | https://cdd.iec.ch/CDD/IEC61987/iec61987.nsf/Classes/0112-2---61987%23ABG285 | https://cdd.iec.ch/cdd/iec61987/iec61987.nsf/PropertiesAllVersions/0112-2---61987%23ABU655,https://cdd.iec.ch/cdd/iec61987/iec61987.nsf/PropertiesAllVersions/0112-2---61987%23ABU680,https://cdd.iec.ch/cdd/iec61987/iec61987.nsf/PropertiesAllVersions/0112-2---61987%23ABU681,https://cdd.iec.ch/cdd/iec61987/iec61987.nsf/PropertiesAllVersions/0112-2---61987%23ABU682,https://cdd.iec.ch/cdd/iec61987/iec61987.nsf/PropertiesAllVersions/0112-2---61987%23ABU683,https://cdd.iec.ch/cdd/iec61987/iec61987.nsf/PropertiesAllVersions/0112-2---61987%23ABU684,https://cdd.iec.ch/cdd/iec61987/iec61987.nsf/PropertiesAllVersions/0112-2---61987%23ABU685,https://cdd.iec.ch/cdd/iec61987/iec61987.nsf/PropertiesAllVersions/0112-2---61987%23ABU686,https://cdd.iec.ch/cdd/iec61987/iec61987.nsf/PropertiesAllVersions/0112-2---61987%23ABU687 | 0112-2---61987#ABU681,0112-2---61987#ABU686,0112-2---61987#ABU655,0112-2---61987#ABU680,0112-2---61987#ABU682,0112-2---61987#ABU683,0112-2---61987#ABU684,0112-2---61987#ABU685,0112-2---61987#ABU687
0112/2///61987#ABP061 | 001 | 01 | 0112/2///61987#ABP061#001 | Pulse input [I/O module] |  |  |  | properties characterizing a pulse input for an I/O module |  |  |  |  | ITEM_CLASS | [5 empty] | 0112/2///61987#ABP044 - Input [I/O module] |  |  | false | Standard |  | IEC 61987 | IEC | 2023-01-23 | 2023-01-23 | 2023-01-23 | 2023-01-23 |  | IEC/SC 65E | C00128 | 001-01 (2023-01-23 14:53:33 by BATCH 00000807) standard | 0112/2///61987#ABV501 | https://cdd.iec.ch/CDD/IEC61987/iec61987.nsf/Classes/0112-2---61987%23ABP061 | https://cdd.iec.ch/cdd/iec61987/iec61987.nsf/PropertiesAllVersions/0112-2---61987%23ABD185 | 0112-2---61987#ABD185
0112/2///61987#ABE449 | 001 | 01 | 0112/2///61987#ABE449#001 | Panel-mounted temperature transmitter |  |  |  | separate temperature transmitter designed for mounting in a control panel |  |  |  |  | ITEM_CLASS |  |  |  |  | 0112/2///61987#ABE645 - reference to Generic OLOP for system components0112/2///61987#ABF899 - reference to Device LOP for separate temperature transmitter |  |  |  |  | Standard |  |  |  | 2018-03-28 |  | 2016-05-24 | 2016-05-24 |  | SC65E – IEC 61987 | C00004 | 001-01 (2018-03-28 07:26:02 by BATCH 00000762) standard | 0112/2///61987#ABE446 | https://cdd.iec.ch/CDD/IEC61987/iec61987.nsf/Classes/0112-2---61987%23ABE449 |  | 0112-2---61987#ABF899
0112/2///61987#ABC132 | 003 | 01 | 0112/2///61987#ABC132#003 | Auxiliary input [7] |  |  |  | properties characterizing a device auxiliary input that acquires values from external instrumentation |  |  |  |  | ITEM_CLASS | [5 empty] | 0112/2///61987#ABC296 - Input [7] |  |  | false | Standard |  | IEC 61987 | IEC | 2022-12-09 | 2017-12-07 | 2022-12-09 | 2022-12-09 |  | IEC/SC 65E | C00112 |  | 0112/2///61987#ABV501 | https://cdd.iec.ch/CDD/IEC61987/iec61987.nsf/Classes/0112-2---61987%23ABC132 | https://cdd.iec.ch/cdd/iec61987/iec61987.nsf/PropertiesAllVersions/0112-2---61987%23ABB271,https://cdd.iec.ch/cdd/iec61987/iec61987.nsf/PropertiesAllVersions/0112-2---61987%23ABA577,https://cdd.iec.ch/cdd/iec61987/iec61987.nsf/PropertiesAllVersions/0112-2---61987%23ABB095,https://cdd.iec.ch/cdd/iec61987/iec61987.nsf/PropertiesAllVersions/0112-2---61987%23ABA342,https://cdd.iec.ch/cdd/iec61987/iec61987.nsf/PropertiesAllVersions/0112-2---61987%23ABU298 | 0112-2---61987#ABB271,0112-2---61987#ABA577,0112-2---61987#ABB095,0112-2---61987#ABA342,0112-2---61987#ABU298
0112/2///61987#ABC440 | 002 | 01 | 0112/2///61987#ABC440#002 | Mechanical and electrical construction [absolute/gauge pressure gauge] |  |  |  | properties characterizing the constructional details of the device and its parts |  |  | IEC 61987-1, 5.8 |  | ITEM_CLASS | [5 empty] | 0112/2///61987#ABA032 - Device LOP for absolute/gauge pressure gauge |  |  |  | Standard |  |  |  | 2018-03-28 | 2013-09-27 | 2016-05-24 | 2016-05-24 |  | SC65E – IEC 61987 | C00004 |  | 0112/2///61987#ABV501 | https://cdd.iec.ch/CDD/IEC61987/iec61987.nsf/Classes/0112-2---61987%23ABC440 | https://cdd.iec.ch/cdd/iec61987/iec61987.nsf/PropertiesAllVersions/0112-2---61987%23ABD534,https://cdd.iec.ch/cdd/iec61987/iec61987.nsf/PropertiesAllVersions/0112-2---61987%23ABD247,https://cdd.iec.ch/cdd/iec61987/iec61987.nsf/PropertiesAllVersions/0112-2---61987%23ABB139,https://cdd.iec.ch/cdd/iec61987/iec61987.nsf/PropertiesAllVersions/0112-2---61987%23ABC862,https://cdd.iec.ch/cdd/iec61987/iec61987.nsf/PropertiesAllVersions/0112-2---61987%23ABC789 | 0112-2---61987#ABD534,0112-2---61987#ABD247,0112-2---61987#ABB139,0112-2---61987#ABC862,0112-2---61987#ABC789
0112/2///61987#ABD922 | 001 | 02 | 0112/2///61987#ABD922#001 | Material of taper |  |  |  | properties characterizing the material of which a taper is made |  |  |  |  | ITEM_CLASS | [5 empty] | - |  |  |  | Standard |  |  |  | 2018-03-28 | 2013-09-02 | 2013-09-02 | 2014-06-18 |  | SC65E-IEC61987 | C00009 |  | 0112/2///61987#ABV501 | https://cdd.iec.ch/CDD/IEC61987/iec61987.nsf/Classes/0112-2---61987%23ABD922 | https://cdd.iec.ch/cdd/iec61987/iec61987.nsf/PropertiesAllVersions/0112-2---61987%23ABB455,https://cdd.iec.ch/cdd/iec61987/iec61987.nsf/PropertiesAllVersions/0112-2---61987%23ABI460,https://cdd.iec.ch/cdd/iec61987/iec61987.nsf/PropertiesAllVersions/0112-2---61987%23ABA908,https://cdd.iec.ch/cdd/iec61987/iec61987.nsf/PropertiesAllVersions/0112-2---61987%23ABA907 | 0112-2---61987#ABB455,0112-2---61987#ABI460,0112-2---61987#ABA908,0112-2---61987#ABA907
0112/2///61987#ABG128 | 001 | 01 | 0112/2///61987#ABG128#001 | Output [13] |  |  |  | properties characterizing the outputs provided by the device, the variables assigned to them and their electrical properties |  |  | from IEC 61987-1, 5.5 |  | ITEM_CLASS | [5 empty] | 0112/2///61987#ABE741 - Device LOP for plumb bob level transmitter |  |  |  | Standard |  | IEC 61987 | IEC | 2018-03-28 | 2014-12-17 | 2018-03-20 | 2018-03-20 |  | SC65E – IEC 61987 | C00018 | 001-01 (2018-03-28 07:26:07 by BATCH 00000762) standard | 0112/2///61987#ABV501 | https://cdd.iec.ch/CDD/IEC61987/iec61987.nsf/Classes/0112-2---61987%23ABG128 | https://cdd.iec.ch/cdd/iec61987/iec61987.nsf/PropertiesAllVersions/0112-2---61987%23ABB271,https://cdd.iec.ch/cdd/iec61987/iec61987.nsf/PropertiesAllVersions/0112-2---61987%23ABA577,https://cdd.iec.ch/cdd/iec61987/iec61987.nsf/PropertiesAllVersions/0112-2---61987%23ABA607,https://cdd.iec.ch/cdd/iec61987/iec61987.nsf/PropertiesAllVersions/0112-2---61987%23ABA342,https://cdd.iec.ch/cdd/iec61987/iec61987.nsf/PropertiesAllVersions/0112-2---61987%23ABU897 | 0112-2---61987#ABA607,0112-2---61987#ABA342,0112-2---61987#ABU897,0112-2---61987#ABB271,0112-2---61987#ABA577
0112/2///61987#ABI824 | 001 | 01 | 0112/2///61987#ABI824#001 | DISCRETE_PRIMARY_MEASUREMENT |  |  |  | parameter with properties characterizing the process value as a result of the Discrete input technology block |  |  | IEC 61804-2 MOD |  | ITEM_CLASS | [5 empty] | 0112/2///61987#ABH878 - Discrete input function block |  |  |  | Standard |  |  |  | 2019-03-08 | 2017-12-07 | 2019-03-08 | 2019-03-08 |  | SC65E – IEC 61987 | C00018 | 001-01 (2019-03-08 15:35:13 by BATCH 00000766) standard | 0112/2///61987#ABV501 | https://cdd.iec.ch/CDD/IEC61987/iec61987.nsf/Classes/0112-2---61987%23ABI824 | https://cdd.iec.ch/cdd/iec61987/iec61987.nsf/PropertiesAllVersions/0112-2---61987%23ABJ637,https://cdd.iec.ch/cdd/iec61987/iec61987.nsf/PropertiesAllVersions/0112-2---61987%23ABJ638 | 0112-2---61987#ABJ637,0112-2---61987#ABJ638
0112/2///61987#ABP046 | 001 | 01 | 0112/2///61987#ABP046#001 | Insulation resistance |  |  |  | properties characterizing the resistance under given conditions between two conductive elements separated by insulating materials |  |  | IEV 151-15-43 |  | ITEM_CLASS | [5 empty] | 0112/2///61987#ABP044 - Input [I/O module] |  |  | false | Standard |  | IEC 61987 | IEC | 2023-01-23 | 2023-01-23 | 2023-01-23 | 2023-01-23 |  | IEC/SC 65E | C00128 | 001-01 (2023-01-23 14:53:33 by BATCH 00000807) standard | 0112/2///61987#ABV501 | https://cdd.iec.ch/CDD/IEC61987/iec61987.nsf/Classes/0112-2---61987%23ABP046 | https://cdd.iec.ch/cdd/iec61987/iec61987.nsf/PropertiesAllVersions/0112-2---61987%23ABA969,https://cdd.iec.ch/cdd/iec61987/iec61987.nsf/PropertiesAllVersions/0112-2---61987%23ABP177,https://cdd.iec.ch/cdd/iec61987/iec61987.nsf/PropertiesAllVersions/0112-2---61987%23ABP150,https://cdd.iec.ch/cdd/iec61987/iec61987.nsf/PropertiesAllVersions/0112-2---61987%23ABB914 | 0112-2---61987#ABA969,0112-2---61987#ABP177,0112-2---61987#ABP150,0112-2---61987#ABB914
0112/2///61987#ABC217 | 001 | 02 | 0112/2///61987#ABC217#001 | Electrical parameters of power supply |  |  |  | properties characterizing the electrical configuration of the power source for nonincendive explosion protection |  |  |  |  | ITEM_CLASS | [5 empty] | 0112/2///61987#ABC448 - Nonincendive field-wiring parameters |  |  |  | Standard |  |  |  | 2018-03-28 | 2013-08-27 | 2013-08-27 | 2014-06-18 |  | SC65E – IEC 61987 | C00004 |  | 0112/2///61987#ABV501 | https://cdd.iec.ch/CDD/IEC61987/iec61987.nsf/Classes/0112-2---61987%23ABC217 | https://cdd.iec.ch/cdd/iec61987/iec61987.nsf/PropertiesAllVersions/0112-2---61987%23ABA222,https://cdd.iec.ch/cdd/iec61987/iec61987.nsf/PropertiesAllVersions/0112-2---61987%23ABA223,https://cdd.iec.ch/cdd/iec61987/iec61987.nsf/PropertiesAllVersions/0112-2---61987%23ABA224,https://cdd.iec.ch/cdd/iec61987/iec61987.nsf/PropertiesAllVersions/0112-2---61987%23ABA225 | 0112-2---61987#ABA222,0112-2---61987#ABA223,0112-2---61987#ABA224,0112-2---61987#ABA225
0112/2///61987#ABC447 | 001 | 02 | 0112/2///61987#ABC447#001 | Non-aqueous liquid phase |  |  |  | properties characterizing the non-aqueous phase of a liquid fluid |  | 1 ABC447.1 |  |  | ITEM_CLASS | [5 empty] | 0112/2///61987#ABC510 - Phase [flow] |  |  |  | Standard |  |  |  | 2018-03-28 | 2013-08-27 | 2013-08-27 | 2014-06-18 |  | SC65E – IEC 61987 | C00004 |  | 0112/2///61987#ABV501 | https://cdd.iec.ch/CDD/IEC61987/iec61987.nsf/Classes/0112-2---61987%23ABC447 | https://cdd.iec.ch/cdd/iec61987/iec61987.nsf/PropertiesAllVersions/0112-2---61987%23ABB296,https://cdd.iec.ch/cdd/iec61987/iec61987.nsf/PropertiesAllVersions/0112-2---61987%23ABB011,https://cdd.iec.ch/cdd/iec61987/iec61987.nsf/PropertiesAllVersions/0112-2---61987%23ABB304,https://cdd.iec.ch/cdd/iec61987/iec61987.nsf/PropertiesAllVersions/0112-2---61987%23ABB290,https://cdd.iec.ch/cdd/iec61987/iec61987.nsf/PropertiesAllVersions/0112-2---61987%23ABB291,https://cdd.iec.ch/cdd/iec61987/iec61987.nsf/PropertiesAllVersions/0112-2---61987%23ABB292,https://cdd.iec.ch/cdd/iec61987/iec61987.nsf/PropertiesAllVersions/0112-2---61987%23ABA946,https://cdd.iec.ch/cdd/iec61987/iec61987.nsf/PropertiesAllVersions/0112-2---61987%23ABA557,https://cdd.iec.ch/cdd/iec61987/iec61987.nsf/PropertiesAllVersions/0112-2---61987%23ABB297,https://cdd.iec.ch/cdd/iec61987/iec61987.nsf/PropertiesAllVersions/0112-2---61987%23ABB298,https://cdd.iec.ch/cdd/iec61987/iec61987.nsf/PropertiesAllVersions/0112-2---61987%23ABB299,https://cdd.iec.ch/cdd/iec61987/iec61987.nsf/PropertiesAllVersions/0112-2---61987%23ABB067,https://cdd.iec.ch/cdd/iec61987/iec61987.nsf/PropertiesAllVersions/0112-2---61987%23ABB300,https://cdd.iec.ch/cdd/iec61987/iec61987.nsf/PropertiesAllVersions/0112-2---61987%23ABB180,https://cdd.iec.ch/cdd/iec61987/iec61987.nsf/PropertiesAllVersions/0112-2---61987%23ABB301,https://cdd.iec.ch/cdd/iec61987/iec61987.nsf/PropertiesAllVersions/0112-2---61987%23ABA561,https://cdd.iec.ch/cdd/iec61987/iec61987.nsf/PropertiesAllVersions/0112-2---61987%23ABA626,https://cdd.iec.ch/cdd/iec61987/iec61987.nsf/PropertiesAllVersions/0112-2---61987%23ABA560,https://cdd.iec.ch/cdd/iec61987/iec61987.nsf/PropertiesAllVersions/0112-2---61987%23ABB094,https://cdd.iec.ch/cdd/iec61987/iec61987.nsf/PropertiesAllVersions/0112-2---61987%23ABB066,https://cdd.iec.ch/cdd/iec61987/iec61987.nsf/PropertiesAllVersions/0112-2---61987%23ABB302,https://cdd.iec.ch/cdd/iec61987/iec61987.nsf/PropertiesAllVersions/0112-2---61987%23ABA949,https://cdd.iec.ch/cdd/iec61987/iec61987.nsf/PropertiesAllVersions/0112-2---61987%23ABB163,https://cdd.iec.ch/cdd/iec61987/iec61987.nsf/PropertiesAllVersions/0112-2---61987%23ABD099 | 0112-2---61987#ABB291,0112-2---61987#ABA557,0112-2---61987#ABB067,0112-2---61987#ABB180,0112-2---61987#ABA561,0112-2---61987#ABB163,0112-2---61987#ABB296,0112-2---61987#ABB011,0112-2---61987#ABB301,0112-2---61987#ABB094,0112-2---61987#ABB302,0112-2---61987#ABB304,0112-2---61987#ABB299,0112-2---61987#ABD099,0112-2---61987#ABB290,0112-2---61987#ABA626,0112-2---61987#ABB297,0112-2---61987#ABB298,0112-2---61987#ABB300,0112-2---61987#ABA560,0112-2---61987#ABB066,0112-2---61987#ABA949,0112-2---61987#ABB292,0112-2---61987#ABA946
0112/2///61987#ABD896 | 003 | 01 | 0112/2///61987#ABD896#003 | Installation conditions [7] |  |  |  | properties characterizing the installation conditions necessary to obtain the specified performance of the device |  |  |  |  | ITEM_CLASS | [5 empty] | 0112/2///61987#ABD999 - Rated Operating Conditions [10]0112/2///61987#ABD999 - Rated operating conditions [10] |  |  | false | Standard |  | IEC 61987 | IEC | 2022-12-09 | 2017-12-07 | 2022-12-09 | 2022-12-09 |  | IEC/SC 65E | C00112 |  | 0112/2///61987#ABV501 | https://cdd.iec.ch/CDD/IEC61987/iec61987.nsf/Classes/0112-2---61987%23ABD896 | https://cdd.iec.ch/cdd/iec61987/iec61987.nsf/PropertiesAllVersions/0112-2---61987%23ABE085,https://cdd.iec.ch/cdd/iec61987/iec61987.nsf/PropertiesAllVersions/0112-2---61987%23ABD228 | 0112-2---61987#ABD228,0112-2---61987#ABE085
0112/2///61987#ABE605 | 002 | 01 | 0112/2///61987#ABE605#002 | Body of solenoid valve |  |  |  | properties characterizing the body of a solenoid valve |  |  |  |  | ITEM_CLASS | [5 empty] | 0112/2///61987#ABE604 - Structural design [solenoid valve] |  |  |  | Standard |  | IEC 61987 | IEC | 2020-02-28 | 2017-12-07 | 2020-02-28 | 2020-02-28 |  | SC65E – IEC 61987 | C00016 |  | 0112/2///61987#ABV501 | https://cdd.iec.ch/CDD/IEC61987/iec61987.nsf/Classes/0112-2---61987%23ABE605 | https://cdd.iec.ch/cdd/iec61987/iec61987.nsf/PropertiesAllVersions/0112-2---61987%23ABC976,https://cdd.iec.ch/cdd/iec61987/iec61987.nsf/PropertiesAllVersions/0112-2---61987%23ABD669,https://cdd.iec.ch/cdd/iec61987/iec61987.nsf/PropertiesAllVersions/0112-2---61987%23ABN979,https://cdd.iec.ch/cdd/iec61987/iec61987.nsf/PropertiesAllVersions/0112-2---61987%23ABD589,https://cdd.iec.ch/cdd/iec61987/iec61987.nsf/PropertiesAllVersions/0112-2---61987%23ABD564,https://cdd.iec.ch/cdd/iec61987/iec61987.nsf/PropertiesAllVersions/0112-2---61987%23ABE649,https://cdd.iec.ch/cdd/iec61987/iec61987.nsf/PropertiesAllVersions/0112-2---61987%23ABA184,https://cdd.iec.ch/cdd/iec61987/iec61987.nsf/PropertiesAllVersions/0112-2---61987%23ABA916,https://cdd.iec.ch/cdd/iec61987/iec61987.nsf/PropertiesAllVersions/0112-2---61987%23ABA917,https://cdd.iec.ch/cdd/iec61987/iec61987.nsf/PropertiesAllVersions/0112-2---61987%23ABB010,https://cdd.iec.ch/cdd/iec61987/iec61987.nsf/PropertiesAllVersions/0112-2---61987%23ABA155,https://cdd.iec.ch/cdd/iec61987/iec61987.nsf/PropertiesAllVersions/0112-2---61987%23ABA582,https://cdd.iec.ch/cdd/iec61987/iec61987.nsf/PropertiesAllVersions/0112-2---61987%23ABD703,https://cdd.iec.ch/cdd/iec61987/iec61987.nsf/PropertiesAllVersions/0112-2---61987%23ABD776,https://cdd.iec.ch/cdd/iec61987/iec61987.nsf/PropertiesAllVersions/0112-2---61987%23ABD731,https://cdd.iec.ch/cdd/iec61987/iec61987.nsf/PropertiesAllVersions/0112-2---61987%23ABE404,https://cdd.iec.ch/cdd/iec61987/iec61987.nsf/PropertiesAllVersions/0112-2---61987%23ABD675,https://cdd.iec.ch/cdd/iec61987/iec61987.nsf/PropertiesAllVersions/0112-2---61987%23ABE264,https://cdd.iec.ch/cdd/iec61987/iec61987.nsf/PropertiesAllVersions/0112-2---61987%23ABB521,https://cdd.iec.ch/cdd/iec61987/iec61987.nsf/PropertiesAllVersions/0112-2---61987%23ABA147,https://cdd.iec.ch/cdd/iec61987/iec61987.nsf/PropertiesAllVersions/0112-2---61987%23ABA633,https://cdd.iec.ch/cdd/iec61987/iec61987.nsf/PropertiesAllVersions/0112-2---61987%23ABB140,https://cdd.iec.ch/cdd/iec61987/iec61987.nsf/PropertiesAllVersions/0112-2---61987%23ABB457,https://cdd.iec.ch/cdd/iec61987/iec61987.nsf/PropertiesAllVersions/0112-2---61987%23ABC969,https://cdd.iec.ch/cdd/iec61987/iec61987.nsf/PropertiesAllVersions/0112-2---61987%23ABC012,https://cdd.iec.ch/cdd/iec61987/iec61987.nsf/PropertiesAllVersions/0112-2---61987%23ABC861 | 0112-2---61987#ABA582,0112-2---61987#ABD731,0112-2---61987#ABB521,0112-2---61987#ABC012,0112-2---61987#ABD669,0112-2---61987#ABD589,0112-2---61987#ABE649,0112-2---61987#ABA916,0112-2---61987#ABC861,0112-2---61987#ABB010,0112-2---61987#ABD776,0112-2---61987#ABD675,0112-2---61987#ABB457,0112-2---61987#ABC976,0112-2---61987#ABD564,0112-2---61987#ABA184,0112-2---61987#ABA917,0112-2---61987#ABC969,0112-2---61987#ABN979,0112-2---61987#ABA155,0112-2---61987#ABA633,0112-2---61987#ABB140,0112-2---61987#ABD703,0112-2---61987#ABE404,0112-2---61987#ABE264,0112-2---61987#ABA147
0112/2///61987#ABE720 | 001 | 01 | 0112/2///61987#ABE720#001 | Certificates and approvals [5] |  |  |  | properties characterizing the certificates and approvals provided with the device |  |  |  |  | ITEM_CLASS | [5 empty] | 0112/2///61987#ABE631 - Device LOP for solenoid valve |  |  |  | Standard |  |  |  | 2018-03-28 | 2014-09-15 | 2018-03-20 | 2018-03-20 |  | SC65E – IEC 61987 | C000016 | 001-01 (2018-03-28 07:26:04 by BATCH 00000762) standard | 0112/2///61987#ABV501 | https://cdd.iec.ch/CDD/IEC61987/iec61987.nsf/Classes/0112-2---61987%23ABE720 | https://cdd.iec.ch/cdd/iec61987/iec61987.nsf/PropertiesAllVersions/0112-2---61987%23ABA226,https://cdd.iec.ch/cdd/iec61987/iec61987.nsf/PropertiesAllVersions/0112-2---61987%23ABC731,https://cdd.iec.ch/cdd/iec61987/iec61987.nsf/PropertiesAllVersions/0112-2---61987%23ABA230,https://cdd.iec.ch/cdd/iec61987/iec61987.nsf/PropertiesAllVersions/0112-2---61987%23ABC895,https://cdd.iec.ch/cdd/iec61987/iec61987.nsf/PropertiesAllVersions/0112-2---61987%23ABC888,https://cdd.iec.ch/cdd/iec61987/iec61987.nsf/PropertiesAllVersions/0112-2---61987%23ABH489,https://cdd.iec.ch/cdd/iec61987/iec61987.nsf/PropertiesAllVersions/0112-2---61987%23ABE725,https://cdd.iec.ch/cdd/iec61987/iec61987.nsf/PropertiesAllVersions/0112-2---61987%23ABA258,https://cdd.iec.ch/cdd/iec61987/iec61987.nsf/PropertiesAllVersions/0112-2---61987%23ABD226,https://cdd.iec.ch/cdd/iec61987/iec61987.nsf/PropertiesAllVersions/0112-2---61987%23ABA266,https://cdd.iec.ch/cdd/iec61987/iec61987.nsf/PropertiesAllVersions/0112-2---61987%23ABD161,https://cdd.iec.ch/cdd/iec61987/iec61987.nsf/PropertiesAllVersions/0112-2---61987%23ABD186,https://cdd.iec.ch/cdd/iec61987/iec61987.nsf/PropertiesAllVersions/0112-2---61987%23ABA282,https://cdd.iec.ch/cdd/iec61987/iec61987.nsf/PropertiesAllVersions/0112-2---61987%23ABC871,https://cdd.iec.ch/cdd/iec61987/iec61987.nsf/PropertiesAllVersions/0112-2---61987%23ABA288,https://cdd.iec.ch/cdd/iec61987/iec61987.nsf/PropertiesAllVersions/0112-2---61987%23ABD096 | 0112-2---61987#ABC731,0112-2---61987#ABE725,0112-2---61987#ABD226,0112-2---61987#ABA266,0112-2---61987#ABA226,0112-2---61987#ABA230,0112-2---61987#ABC895,0112-2---61987#ABD186,0112-2---61987#ABA288,0112-2---61987#ABD096,0112-2---61987#ABH489,0112-2---61987#ABD161,0112-2---61987#ABA282,0112-2---61987#ABC888,0112-2---61987#ABA258,0112-2---61987#ABC871
0112/2///61987#ABE722 | 001 | 01 | 0112/2///61987#ABE722#001 | Approval for use in special applications [4] |  |  |  | properties characterizing certificates and approvals pertaining to usage in specific applications |  |  |  |  | ITEM_CLASS | [5 empty] | 0112/2///61987#ABE718 - Certificates and approvals [4] |  |  |  | Standard |  |  |  | 2018-03-28 | 2014-09-15 | 2018-03-20 | 2018-03-20 |  | SC65E – IEC 61987 | C000016 | 001-01 (2018-03-28 07:26:04 by BATCH 00000762) standard | 0112/2///61987#ABV501 | https://cdd.iec.ch/CDD/IEC61987/iec61987.nsf/Classes/0112-2---61987%23ABE722 | https://cdd.iec.ch/cdd/iec61987/iec61987.nsf/PropertiesAllVersions/0112-2---61987%23ABA235,https://cdd.iec.ch/cdd/iec61987/iec61987.nsf/PropertiesAllVersions/0112-2---61987%23ABD213,https://cdd.iec.ch/cdd/iec61987/iec61987.nsf/PropertiesAllVersions/0112-2---61987%23ABA237,https://cdd.iec.ch/cdd/iec61987/iec61987.nsf/PropertiesAllVersions/0112-2---61987%23ABC966,https://cdd.iec.ch/cdd/iec61987/iec61987.nsf/PropertiesAllVersions/0112-2---61987%23ABA244,https://cdd.iec.ch/cdd/iec61987/iec61987.nsf/PropertiesAllVersions/0112-2---61987%23ABC860,https://cdd.iec.ch/cdd/iec61987/iec61987.nsf/PropertiesAllVersions/0112-2---61987%23ABC788,https://cdd.iec.ch/cdd/iec61987/iec61987.nsf/PropertiesAllVersions/0112-2---61987%23ABB137 | 0112-2---61987#ABA237,0112-2---61987#ABC966,0112-2---61987#ABA244,0112-2---61987#ABC860,0112-2---61987#ABC788,0112-2---61987#ABB137,0112-2---61987#ABA235,0112-2---61987#ABD213
0112/2///61987#ABG406 | 001 | 01 | 0112/2///61987#ABG406#001 | Structural design [level switch] |  |  |  | properties characterizing the constructional details of a device |  |  |  |  | ITEM_CLASS | [5 empty] | 0112/2///61987#ABG361 - Mechanical and electrical construction [level switch] |  |  |  | Standard |  | IEC 61987 | IEC | 2018-03-28 | 2014-12-17 | 2018-03-20 | 2018-03-20 |  | SC65E – IEC 61987 | C00018 | 001-01 (2018-03-28 07:26:09 by BATCH 00000762) standard | 0112/2///61987#ABV501 | https://cdd.iec.ch/CDD/IEC61987/iec61987.nsf/Classes/0112-2---61987%23ABG406 | https://cdd.iec.ch/cdd/iec61987/iec61987.nsf/PropertiesAllVersions/0112-2---61987%23ABF374,https://cdd.iec.ch/cdd/iec61987/iec61987.nsf/PropertiesAllVersions/0112-2---61987%23ABF796,https://cdd.iec.ch/cdd/iec61987/iec61987.nsf/PropertiesAllVersions/0112-2---61987%23ABD284 | 0112-2---61987#ABF374,0112-2---61987#ABF796,0112-2---61987#ABD284
0112/2///61987#ABC077 | 001 | 02 | 0112/2///61987#ABC077#001 | Accuracy for a subrange of span |  |  |  | properties characterizing the accuracy of a measurement for a subrange of ideal span |  |  |  |  | ITEM_CLASS | [5 empty] | 0112/2///61987#ABC068 - Accuracy expressed as a percentage [2]0112/2///61987#ABE365 - Accuracy expressed as a percentage [3]0112/2///61987#ABG352 - Accuracy expressed as a percentage [4]0112/2///61987#ABG352 - Accuracy expressed as a percentage [7]0112/2///61987#ABG353 - Accuracy expressed as a percentage [5]0112/2///61987#ABJ595 - Accuracy expressed as a percentage [6] |  |  |  | Standard |  |  |  | 2018-03-28 | 2013-08-27 | 2013-08-27 | 2014-06-18 |  | SC65E – IEC 61987 | C00004 |  | 0112/2///61987#ABV501 | https://cdd.iec.ch/CDD/IEC61987/iec61987.nsf/Classes/0112-2---61987%23ABC077 | https://cdd.iec.ch/cdd/iec61987/iec61987.nsf/PropertiesAllVersions/0112-2---61987%23ABB658,https://cdd.iec.ch/cdd/iec61987/iec61987.nsf/PropertiesAllVersions/0112-2---61987%23ABB659,https://cdd.iec.ch/cdd/iec61987/iec61987.nsf/PropertiesAllVersions/0112-2---61987%23ABB777,https://cdd.iec.ch/cdd/iec61987/iec61987.nsf/PropertiesAllVersions/0112-2---61987%23ABB778,https://cdd.iec.ch/cdd/iec61987/iec61987.nsf/PropertiesAllVersions/0112-2---61987%23ABB660,https://cdd.iec.ch/cdd/iec61987/iec61987.nsf/PropertiesAllVersions/0112-2---61987%23ABD459,https://cdd.iec.ch/cdd/iec61987/iec61987.nsf/PropertiesAllVersions/0112-2---61987%23ABD460,https://cdd.iec.ch/cdd/iec61987/iec61987.nsf/PropertiesAllVersions/0112-2---61987%23ABB652,https://cdd.iec.ch/cdd/iec61987/iec61987.nsf/PropertiesAllVersions/0112-2---61987%23ABB005,https://cdd.iec.ch/cdd/iec61987/iec61987.nsf/PropertiesAllVersions/0112-2---61987%23ABB653,https://cdd.iec.ch/cdd/iec61987/iec61987.nsf/PropertiesAllVersions/0112-2---61987%23ABB654 | 0112-2---61987#ABB658,0112-2---61987#ABB659,0112-2---61987#ABB777,0112-2---61987#ABB660,0112-2---61987#ABD459,0112-2---61987#ABB005,0112-2---61987#ABB653,0112-2---61987#ABB778,0112-2---61987#ABD460,0112-2---61987#ABB652,0112-2---61987#ABB654
0112/2///61987#ABC251 | 002 | 01 | 0112/2///61987#ABC251#002 | Frequency output [2] |  |  |  | properties characterizing the parameters of the frequency output |  | 8 ABC251.8 |  |  | ITEM_CLASS | [5 empty] | 0112/2///61987#ABC666 - Type of output [3]0112/2///61987#ABC667 - Type of output [4] |  |  |  | Standard |  |  |  | 2018-03-28 | 2013-08-27 | 2016-05-24 | 2016-05-24 |  | SC65E – IEC 61987 | C00004 |  | 0112/2///61987#ABV501 | https://cdd.iec.ch/CDD/IEC61987/iec61987.nsf/Classes/0112-2---61987%23ABC251 | https://cdd.iec.ch/cdd/iec61987/iec61987.nsf/PropertiesAllVersions/0112-2---61987%23ABU210,https://cdd.iec.ch/cdd/iec61987/iec61987.nsf/PropertiesAllVersions/0112-2---61987%23ABD185 | 0112-2---61987#ABU210,0112-2---61987#ABD185
0112/2///61987#ABD938 | 001 | 02 | 0112/2///61987#ABD938#001 | Mechanical and electrical construction [pneumatic linear actuator] |  |  |  | properties characterizing the constructional details of the device and its parts |  |  | IEC 61987-1, 5.8 |  | ITEM_CLASS | [5 empty] | 0112/2///61987#ABE319 - Device LOP for pneumatic linear actuator |  |  |  | Standard |  |  |  | 2018-03-28 | 2013-09-02 | 2013-09-02 | 2014-06-18 |  | SC65E – IEC 61987 | C00009 |  | 0112/2///61987#ABV501 | https://cdd.iec.ch/CDD/IEC61987/iec61987.nsf/Classes/0112-2---61987%23ABD938 | https://cdd.iec.ch/cdd/iec61987/iec61987.nsf/PropertiesAllVersions/0112-2---61987%23ABD534,https://cdd.iec.ch/cdd/iec61987/iec61987.nsf/PropertiesAllVersions/0112-2---61987%23ABE273,https://cdd.iec.ch/cdd/iec61987/iec61987.nsf/PropertiesAllVersions/0112-2---61987%23ABB139,https://cdd.iec.ch/cdd/iec61987/iec61987.nsf/PropertiesAllVersions/0112-2---61987%23ABE112,https://cdd.iec.ch/cdd/iec61987/iec61987.nsf/PropertiesAllVersions/0112-2---61987%23ABC790 | 0112-2---61987#ABE273,0112-2---61987#ABB139,0112-2---61987#ABE112,0112-2---61987#ABC790,0112-2---61987#ABD534
0112/2///61987#ABD964 | 001 | 02 | 0112/2///61987#ABD964#001 | Parameters of valve body assembly [4] |  |  |  | properties characterizing the configuration of a valve according to its specific values |  |  |  |  | ITEM_CLASS | [5 empty] | 0112/2///61987#ABE318 - Device LOP for pressure reducing regulator or back pressure/excess pressure regulator |  |  |  | Standard |  |  |  | 2018-03-28 | 2013-09-02 | 2013-09-02 | 2014-06-18 |  | SC65E – IEC 61987 | C00009 |  | 0112/2///61987#ABV501 | https://cdd.iec.ch/CDD/IEC61987/iec61987.nsf/Classes/0112-2---61987%23ABD964 | https://cdd.iec.ch/cdd/iec61987/iec61987.nsf/PropertiesAllVersions/0112-2---61987%23ABD696,https://cdd.iec.ch/cdd/iec61987/iec61987.nsf/PropertiesAllVersions/0112-2---61987%23ABD695,https://cdd.iec.ch/cdd/iec61987/iec61987.nsf/PropertiesAllVersions/0112-2---61987%23ABD666,https://cdd.iec.ch/cdd/iec61987/iec61987.nsf/PropertiesAllVersions/0112-2---61987%23ABD597,https://cdd.iec.ch/cdd/iec61987/iec61987.nsf/PropertiesAllVersions/0112-2---61987%23ABD600,https://cdd.iec.ch/cdd/iec61987/iec61987.nsf/PropertiesAllVersions/0112-2---61987%23ABD699,https://cdd.iec.ch/cdd/iec61987/iec61987.nsf/PropertiesAllVersions/0112-2---61987%23ABD551,https://cdd.iec.ch/cdd/iec61987/iec61987.nsf/PropertiesAllVersions/0112-2---61987%23ABD697,https://cdd.iec.ch/cdd/iec61987/iec61987.nsf/PropertiesAllVersions/0112-2---61987%23ABD588,https://cdd.iec.ch/cdd/iec61987/iec61987.nsf/PropertiesAllVersions/0112-2---61987%23ABD587,https://cdd.iec.ch/cdd/iec61987/iec61987.nsf/PropertiesAllVersions/0112-2---61987%23ABD586,https://cdd.iec.ch/cdd/iec61987/iec61987.nsf/PropertiesAllVersions/0112-2---61987%23ABD585,https://cdd.iec.ch/cdd/iec61987/iec61987.nsf/PropertiesAllVersions/0112-2---61987%23ABD572,https://cdd.iec.ch/cdd/iec61987/iec61987.nsf/PropertiesAllVersions/0112-2---61987%23ABD689,https://cdd.iec.ch/cdd/iec61987/iec61987.nsf/PropertiesAllVersions/0112-2---61987%23ABD552,https://cdd.iec.ch/cdd/iec61987/iec61987.nsf/PropertiesAllVersions/0112-2---61987%23ABD559,https://cdd.iec.ch/cdd/iec61987/iec61987.nsf/PropertiesAllVersions/0112-2---61987%23ABD655,https://cdd.iec.ch/cdd/iec61987/iec61987.nsf/PropertiesAllVersions/0112-2---61987%23ABD631,https://cdd.iec.ch/cdd/iec61987/iec61987.nsf/PropertiesAllVersions/0112-2---61987%23ABD659,https://cdd.iec.ch/cdd/iec61987/iec61987.nsf/PropertiesAllVersions/0112-2---61987%23ABD638,https://cdd.iec.ch/cdd/iec61987/iec61987.nsf/PropertiesAllVersions/0112-2---61987%23ABD708 | 0112-2---61987#ABD695,0112-2---61987#ABD551,0112-2---61987#ABD588,0112-2---61987#ABD559,0112-2---61987#ABD552,0112-2---61987#ABD655,0112-2---61987#ABD631,0112-2---61987#ABD696,0112-2---61987#ABD597,0112-2---61987#ABD586,0112-2---61987#ABD572,0112-2---61987#ABD659,0112-2---61987#ABD638,0112-2---61987#ABD600,0112-2---61987#ABD699,0112-2---61987#ABD587,0112-2---61987#ABD585,0112-2---61987#ABD666,0112-2---61987#ABD697,0112-2---61987#ABD689,0112-2---61987#ABD708
0112/2///61987#ABH610 | 001 | 01 | 0112/2///61987#ABH610#001 | Calibration of mass flow |  |  |  | properties characterizing the calibration of mass flow output values of a device |  |  |  |  | ITEM_CLASS | [5 empty] | 0112/2///61987#ABH561 - Calibration |  |  |  | Standard |  |  |  | 2019-03-08 | 2017-12-07 | 2019-03-08 | 2019-03-08 |  | SC65E – IEC 61987 | C00018 | 001-01 (2019-03-08 15:35:12 by BATCH 00000766) standard | 0112/2///61987#ABV501 | https://cdd.iec.ch/CDD/IEC61987/iec61987.nsf/Classes/0112-2---61987%23ABH610 | https://cdd.iec.ch/cdd/iec61987/iec61987.nsf/PropertiesAllVersions/0112-2---61987%23ABH594,https://cdd.iec.ch/cdd/iec61987/iec61987.nsf/PropertiesAllVersions/0112-2---61987%23ABH719 | 0112-2---61987#ABH594,0112-2---61987#ABH719
0112/2///61987#ABC394 | 001 | 02 | 0112/2///61987#ABC394#001 | Material of shaft |  |  |  | properties characterizing the material of which the shaft is made |  |  |  |  | ITEM_CLASS | [5 empty] | 0112/2///61987#ABC627 - Structural design of a helix flow transmitter or gauge0112/2///61987#ABC632 - Structural design of a piston flow transmitter or gauge0112/2///61987#ABC640 - Structural design of an (oval) gear flow transmitter or gauge |  |  |  | Standard |  |  |  | 2018-03-28 | 2013-08-27 | 2013-08-27 | 2014-06-18 |  | SC65E – IEC 61987 | C00019 |  | 0112/2///61987#ABV501 | https://cdd.iec.ch/CDD/IEC61987/iec61987.nsf/Classes/0112-2---61987%23ABC394 | https://cdd.iec.ch/cdd/iec61987/iec61987.nsf/PropertiesAllVersions/0112-2---61987%23ABB455,https://cdd.iec.ch/cdd/iec61987/iec61987.nsf/PropertiesAllVersions/0112-2---61987%23ABI460,https://cdd.iec.ch/cdd/iec61987/iec61987.nsf/PropertiesAllVersions/0112-2---61987%23ABA908,https://cdd.iec.ch/cdd/iec61987/iec61987.nsf/PropertiesAllVersions/0112-2---61987%23ABA907 | 0112-2---61987#ABB455,0112-2---61987#ABI460,0112-2---61987#ABA908,0112-2---61987#ABA907
0112/2///61987#ABC599 | 006 | 01 | 0112/2///61987#ABC599#006 | Sour gas approval |  |  |  | properties characterizing certificates and approvals pertaining to usage in sour gas application |  |  |  |  | ITEM_CLASS | [5 empty] | 0112/2///61987#ABC102 - Approval for use in special applications0112/2///61987#ABD804 - Approval for use in special applications [2] |  |  |  | Standard |  |  |  | 2018-03-28 | 2013-08-27 | 2018-03-20 | 2018-03-20 |  | SC65E – IEC 61987 | C00004 |  | 0112/2///61987#ABV501 | https://cdd.iec.ch/CDD/IEC61987/iec61987.nsf/Classes/0112-2---61987%23ABC599 | https://cdd.iec.ch/cdd/iec61987/iec61987.nsf/PropertiesAllVersions/0112-2---61987%23ABB956,https://cdd.iec.ch/cdd/iec61987/iec61987.nsf/PropertiesAllVersions/0112-2---61987%23ABB957 | 0112-2---61987#ABB956,0112-2---61987#ABB957
0112/2///61987#ABD955 | 001 | 02 | 0112/2///61987#ABD955#001 | Other process material properties [2] |  |  |  | properties characterizing additional material characteristics |  |  |  |  | ITEM_CLASS | [5 empty] | 0112/2///61987#ABD988 - Process conditions at the inlet0112/2///61987#ABD989 - Process conditions at the outlet |  |  |  | Standard |  |  |  | 2018-03-28 | 2013-09-02 | 2013-09-02 | 2014-06-18 |  | SC65E – IEC 61987 | C00009 |  | 0112/2///61987#ABV501 | https://cdd.iec.ch/CDD/IEC61987/iec61987.nsf/Classes/0112-2---61987%23ABD955 | https://cdd.iec.ch/cdd/iec61987/iec61987.nsf/PropertiesAllVersions/0112-2---61987%23ABB303,https://cdd.iec.ch/cdd/iec61987/iec61987.nsf/PropertiesAllVersions/0112-2---61987%23ABE251,https://cdd.iec.ch/cdd/iec61987/iec61987.nsf/PropertiesAllVersions/0112-2---61987%23ABB305,https://cdd.iec.ch/cdd/iec61987/iec61987.nsf/PropertiesAllVersions/0112-2---61987%23ABB306,https://cdd.iec.ch/cdd/iec61987/iec61987.nsf/PropertiesAllVersions/0112-2---61987%23ABB307,https://cdd.iec.ch/cdd/iec61987/iec61987.nsf/PropertiesAllVersions/0112-2---61987%23ABB308,https://cdd.iec.ch/cdd/iec61987/iec61987.nsf/PropertiesAllVersions/0112-2---61987%23ABB309,https://cdd.iec.ch/cdd/iec61987/iec61987.nsf/PropertiesAllVersions/0112-2---61987%23ABB310,https://cdd.iec.ch/cdd/iec61987/iec61987.nsf/PropertiesAllVersions/0112-2---61987%23ABA944,https://cdd.iec.ch/cdd/iec61987/iec61987.nsf/PropertiesAllVersions/0112-2---61987%23ABA909,https://cdd.iec.ch/cdd/iec61987/iec61987.nsf/PropertiesAllVersions/0112-2---61987%23ABD612,https://cdd.iec.ch/cdd/iec61987/iec61987.nsf/PropertiesAllVersions/0112-2---61987%23ABD596,https://cdd.iec.ch/cdd/iec61987/iec61987.nsf/PropertiesAllVersions/0112-2---61987%23ABD664 | 0112-2---61987#ABB307,0112-2---61987#ABB309,0112-2---61987#ABB310,0112-2---61987#ABA944,0112-2---61987#ABD596,0112-2---61987#ABD612,0112-2---61987#ABD664,0112-2---61987#ABB303,0112-2---61987#ABE251,0112-2---61987#ABB305,0112-2---61987#ABB306,0112-2---61987#ABB308,0112-2---61987#ABA909
0112/2///61987#ABH478 | 001 | 01 | 0112/2///61987#ABH478#001 | Shield of sight glass |  |  |  | properties characterizing a shield of the sight glass |  |  |  |  | ITEM_CLASS | [5 empty] | 0112/2///61987#ABF276 - Structural design of a sight level gauge0112/2///61987#ABF282 - Structural design of a sight level indicator |  |  |  | Standard |  |  |  | 2018-03-28 | 2018-03-28 | 2018-03-28 | 2018-03-28 |  | SC65E – IEC 61987 | C00018 | 001-01 (2018-03-28 07:26:12 by BATCH 00000762) standard | 0112/2///61987#ABV501 | https://cdd.iec.ch/CDD/IEC61987/iec61987.nsf/Classes/0112-2---61987%23ABH478 | https://cdd.iec.ch/cdd/iec61987/iec61987.nsf/PropertiesAllVersions/0112-2---61987%23ABH479,https://cdd.iec.ch/cdd/iec61987/iec61987.nsf/PropertiesAllVersions/0112-2---61987%23ABF020 | 0112-2---61987#ABH479,0112-2---61987#ABF020
0112/2///61987#ABP296 | 001 | 01 | 0112/2///61987#ABP296#001 | Issuing organization |  |  |  | properties characterizing an issuing organization |  |  |  |  | ITEM_CLASS | [5 empty] | 0112/2///61987#ABH515 - Certificate or approval |  |  |  | Standard |  | IEC 61987 | IEC | 2022-06-28 | 2022-06-28 | 2022-06-28 | 2022-06-28 |  | IEC SC65E | C00112 | 001-01 (2022-06-28 13:01:22 by BATCH 00000794) standard | 0112/2///61987#ABV501 | https://cdd.iec.ch/CDD/IEC61987/iec61987.nsf/Classes/0112-2---61987%23ABP296 | https://cdd.iec.ch/cdd/iec61987/iec61987.nsf/PropertiesAllVersions/0112-2---61987%23ABA634,https://cdd.iec.ch/cdd/iec61987/iec61987.nsf/PropertiesAllVersions/0112-2---61987%23ABA239,https://cdd.iec.ch/cdd/iec61987/iec61987.nsf/PropertiesAllVersions/0112-2---61987%23ABO093,https://cdd.iec.ch/cdd/iec61987/iec61987.nsf/PropertiesAllVersions/0112-2---61987%23ABO095 | 0112-2---61987#ABA239,0112-2---61987#ABO093,0112-2---61987#ABO095,0112-2---61987#ABA634
0112/2///61987#ABE728 | 001 | 01 | 0112/2///61987#ABE728#001 | Device LOP for magnetic level gauge |  |  |  | list of properties characterizing a magnetic level gauge |  |  |  |  | ITEM_CLASS | [5 empty] | 0112/2///61987#ABA650 - Magnetic level gauge |  |  |  | Standard |  | IEC 61987 | IEC | 2018-03-28 | 2014-12-17 | 2018-03-20 | 2018-03-20 |  | SC65E – IEC 61987 | C00018 | 001-01 (2018-03-28 07:26:04 by BATCH 00000762) standard | 0112/2///61987#ABV504 | https://cdd.iec.ch/CDD/IEC61987/iec61987.nsf/Classes/0112-2---61987%23ABE728 | https://cdd.iec.ch/cdd/iec61987/iec61987.nsf/PropertiesAllVersions/0112-2---61987%23ABC899,https://cdd.iec.ch/cdd/iec61987/iec61987.nsf/PropertiesAllVersions/0112-2---61987%23ABC730,https://cdd.iec.ch/cdd/iec61987/iec61987.nsf/PropertiesAllVersions/0112-2---61987%23ABU857,https://cdd.iec.ch/cdd/iec61987/iec61987.nsf/PropertiesAllVersions/0112-2---61987%23ABG483,https://cdd.iec.ch/cdd/iec61987/iec61987.nsf/PropertiesAllVersions/0112-2---61987%23ABB206,https://cdd.iec.ch/cdd/iec61987/iec61987.nsf/PropertiesAllVersions/0112-2---61987%23ABG701,https://cdd.iec.ch/cdd/iec61987/iec61987.nsf/PropertiesAllVersions/0112-2---61987%23ABC830,https://cdd.iec.ch/cdd/iec61987/iec61987.nsf/PropertiesAllVersions/0112-2---61987%23ABG779,https://cdd.iec.ch/cdd/iec61987/iec61987.nsf/PropertiesAllVersions/0112-2---61987%23ABG880,https://cdd.iec.ch/cdd/iec61987/iec61987.nsf/PropertiesAllVersions/0112-2---61987%23ABG928,https://cdd.iec.ch/cdd/iec61987/iec61987.nsf/PropertiesAllVersions/0112-2---61987%23ABD088,https://cdd.iec.ch/cdd/iec61987/iec61987.nsf/PropertiesAllVersions/0112-2---61987%23ABD154,https://cdd.iec.ch/cdd/iec61987/iec61987.nsf/PropertiesAllVersions/0112-2---61987%23ABC786,https://cdd.iec.ch/cdd/iec61987/iec61987.nsf/PropertiesAllVersions/0112-2---61987%23ABC795,https://cdd.iec.ch/cdd/iec61987/iec61987.nsf/PropertiesAllVersions/0112-2---61987%23ABA293,https://cdd.iec.ch/cdd/iec61987/iec61987.nsf/PropertiesAllVersions/0112-2---61987%23ABC710 | 0112-2---61987#ABG483,0112-2---61987#ABG701,0112-2---61987#ABC786,0112-2---61987#ABC795,0112-2---61987#ABC710,0112-2---61987#ABG880,0112-2---61987#ABD088,0112-2---61987#ABD154,0112-2---61987#ABA293,0112-2---61987#ABU857,0112-2---61987#ABB206,0112-2---61987#ABC830,0112-2---61987#ABG779,0112-2---61987#ABG928,0112-2---61987#ABC899,0112-2---61987#ABC730
0112/2///61987#ABG095 | 001 | 01 | 0112/2///61987#ABG095#001 | Assigned variable [15] |  |  |  | properties characterizing the configuration of the analog input or output |  | Polymorphic element: ABG095, Id: 5 |  |  | ITEM_CLASS | [5 empty] | 0112/2///61987#ABG179 - Analog current output [15]0112/2///61987#ABG188 - Analog voltage output [15]0112/2///61987#ABG197 - Frequency output [15]0112/2///61987#ABG208 - Manufacturer-specific output [15] |  |  |  | Standard |  | IEC 61987 | IEC | 2018-03-28 | 2014-12-17 | 2017-09-18 | 2017-09-18 |  | SC65E – IEC 61987 | C00019 | 001-01 (2018-03-28 07:26:07 by BATCH 00000762) standard | 0112/2///61987#ABV501 | https://cdd.iec.ch/CDD/IEC61987/iec61987.nsf/Classes/0112-2---61987%23ABG095 | https://cdd.iec.ch/cdd/iec61987/iec61987.nsf/PropertiesAllVersions/0112-2---61987%23ABV194,https://cdd.iec.ch/cdd/iec61987/iec61987.nsf/PropertiesAllVersions/0112-2---61987%23ABV232,https://cdd.iec.ch/cdd/iec61987/iec61987.nsf/PropertiesAllVersions/0112-2---61987%23ABV209,https://cdd.iec.ch/cdd/iec61987/iec61987.nsf/PropertiesAllVersions/0112-2---61987%23ABV210 | 0112-2---61987#ABV194,0112-2---61987#ABV232,0112-2---61987#ABV209,0112-2---61987#ABV210
0112/2///61987#ABG311 | 001 | 01 | 0112/2///61987#ABG311#001 | Percentage performance [5] |  |  |  | properties characterizing the performance characteristics of an output expressed as a percentage of range or span |  | Polymorphic element: ABG311, Id: 5 |  |  | ITEM_CLASS | [5 empty] | 0112/2///61987#ABG285 - Type of performance variable [19] |  |  |  | Standard |  | IEC 61987 | IEC | 2018-03-28 | 2018-03-28 | 2018-03-28 | 2018-03-28 |  | SC65E – IEC 61987 | C00017 | 001-01 (2018-03-28 07:26:08 by BATCH 00000762) standard | 0112/2///61987#ABV501 | https://cdd.iec.ch/CDD/IEC61987/iec61987.nsf/Classes/0112-2---61987%23ABG311 | https://cdd.iec.ch/cdd/iec61987/iec61987.nsf/PropertiesAllVersions/0112-2---61987%23ABB087,https://cdd.iec.ch/cdd/iec61987/iec61987.nsf/PropertiesAllVersions/0112-2---61987%23ABG913,https://cdd.iec.ch/cdd/iec61987/iec61987.nsf/PropertiesAllVersions/0112-2---61987%23ABC840,https://cdd.iec.ch/cdd/iec61987/iec61987.nsf/PropertiesAllVersions/0112-2---61987%23ABC954 | 0112-2---61987#ABC954,0112-2---61987#ABB087,0112-2---61987#ABG913,0112-2---61987#ABC840
0112/2///61987#ABI484 | 001 | 01 | 0112/2///61987#ABI484#001 | Event triggered inspection |  |  |  | properties characterizing an event triggered inspection |  |  |  |  | ITEM_CLASS | [5 empty] | 0112/2///61987#ABI470 - Maintenance/service and repair |  |  |  | Standard |  |  |  | 2019-03-08 | 2017-12-07 | 2019-03-08 | 2019-03-08 |  | SC65E – IEC 61987 | C00018 | 001-01 (2019-03-08 15:35:13 by BATCH 00000766) standard | 0112/2///61987#ABV501 | https://cdd.iec.ch/CDD/IEC61987/iec61987.nsf/Classes/0112-2---61987%23ABI484 | https://cdd.iec.ch/cdd/iec61987/iec61987.nsf/PropertiesAllVersions/0112-2---61987%23ABI523,https://cdd.iec.ch/cdd/iec61987/iec61987.nsf/PropertiesAllVersions/0112-2---61987%23ABI533,https://cdd.iec.ch/cdd/iec61987/iec61987.nsf/PropertiesAllVersions/0112-2---61987%23ABI534,https://cdd.iec.ch/cdd/iec61987/iec61987.nsf/PropertiesAllVersions/0112-2---61987%23ABI543,https://cdd.iec.ch/cdd/iec61987/iec61987.nsf/PropertiesAllVersions/0112-2---61987%23ABI544,https://cdd.iec.ch/cdd/iec61987/iec61987.nsf/PropertiesAllVersions/0112-2---61987%23ABI545,https://cdd.iec.ch/cdd/iec61987/iec61987.nsf/PropertiesAllVersions/0112-2---61987%23ABI540,https://cdd.iec.ch/cdd/iec61987/iec61987.nsf/PropertiesAllVersions/0112-2---61987%23ABI524,https://cdd.iec.ch/cdd/iec61987/iec61987.nsf/PropertiesAllVersions/0112-2---61987%23ABI541,https://cdd.iec.ch/cdd/iec61987/iec61987.nsf/PropertiesAllVersions/0112-2---61987%23ABI542,https://cdd.iec.ch/cdd/iec61987/iec61987.nsf/PropertiesAllVersions/0112-2---61987%23ABI501,https://cdd.iec.ch/cdd/iec61987/iec61987.nsf/PropertiesAllVersions/0112-2---61987%23ABI562,https://cdd.iec.ch/cdd/iec61987/iec61987.nsf/PropertiesAllVersions/0112-2---61987%23ABI538,https://cdd.iec.ch/cdd/iec61987/iec61987.nsf/PropertiesAllVersions/0112-2---61987%23ABI495,https://cdd.iec.ch/cdd/iec61987/iec61987.nsf/PropertiesAllVersions/0112-2---61987%23ABI556,https://cdd.iec.ch/cdd/iec61987/iec61987.nsf/PropertiesAllVersions/0112-2---61987%23ABI539,https://cdd.iec.ch/cdd/iec61987/iec61987.nsf/PropertiesAllVersions/0112-2---61987%23ABI527,https://cdd.iec.ch/cdd/iec61987/iec61987.nsf/PropertiesAllVersions/0112-2---61987%23ABI509,https://cdd.iec.ch/cdd/iec61987/iec61987.nsf/PropertiesAllVersions/0112-2---61987%23ABI528,https://cdd.iec.ch/cdd/iec61987/iec61987.nsf/PropertiesAllVersions/0112-2---61987%23ABI529 | 0112-2---61987#ABI527,0112-2---61987#ABI529,0112-2---61987#ABI534,0112-2---61987#ABI544,0112-2---61987#ABI524,0112-2---61987#ABI541,0112-2---61987#ABI556,0112-2---61987#ABI562,0112-2---61987#ABI539,0112-2---61987#ABI523,0112-2---61987#ABI543,0112-2---61987#ABI542,0112-2---61987#ABI501,0112-2---61987#ABI509,0112-2---61987#ABI528,0112-2---61987#ABI533,0112-2---61987#ABI545,0112-2---61987#ABI540,0112-2---61987#ABI538,0112-2---61987#ABI495
0112/2///61987#ABA657 | 003 | 01 | 0112/2///61987#ABA657#003 | Bourdon tube differential pressure gauge |  |  |  | differential pressure gauge that uses the deflection of a bourdon tube sensing element to measure and indicate differential pressure |  |  |  |  | ITEM_CLASS |  |  |  |  | 0112/2///61987#ABU134 - reference to Operating LOP for pressure measuring equipment0112/2///61987#ABU425 - reference to Device LOP for differential pressure gauge |  |  |  |  | Standard |  |  |  | 2018-03-28 | 2013-08-27 | 2016-05-24 | 2016-05-24 |  | SC65E – IEC 61987 | C00004 |  | 0112/2///61987#ABA655 | https://cdd.iec.ch/CDD/IEC61987/iec61987.nsf/Classes/0112-2---61987%23ABA657 |  | 0112-2---61987#ABU425
0112/2///61987#ABC413 | 001 | 02 | 0112/2///61987#ABC413#001 | Material of measuring chamber |  |  |  | properties characterizing the material of which a chamber containing provision to measure physical variables is made |  |  |  |  | ITEM_CLASS | [5 empty] | 0112/2///61987#ABC412 - Flow measuring chamber |  |  |  | Standard |  |  |  | 2018-03-28 | 2013-09-27 | 2013-09-27 | 2014-06-18 |  | SC65E – IEC 61987 | C00004 |  | 0112/2///61987#ABV501 | https://cdd.iec.ch/CDD/IEC61987/iec61987.nsf/Classes/0112-2---61987%23ABC413 | https://cdd.iec.ch/cdd/iec61987/iec61987.nsf/PropertiesAllVersions/0112-2---61987%23ABB455,https://cdd.iec.ch/cdd/iec61987/iec61987.nsf/PropertiesAllVersions/0112-2---61987%23ABI460,https://cdd.iec.ch/cdd/iec61987/iec61987.nsf/PropertiesAllVersions/0112-2---61987%23ABA908,https://cdd.iec.ch/cdd/iec61987/iec61987.nsf/PropertiesAllVersions/0112-2---61987%23ABA907 | 0112-2---61987#ABB455,0112-2---61987#ABI460,0112-2---61987#ABA908,0112-2---61987#ABA907
0112/2///61987#ABG052 | 001 | 01 | 0112/2///61987#ABG052#001 | Auxiliary input [14] |  |  |  | properties characterizing a device auxiliary input that acquires measured values from external instrumentation |  |  |  |  | ITEM_CLASS | [5 empty] | 0112/2///61987#ABF927 - Input [20] |  |  |  | Standard |  | IEC 61987 | IEC | 2018-03-28 | 2014-12-17 | 2018-03-20 | 2018-03-20 |  | SC65E – IEC 61987 | C00018 | 001-01 (2018-03-28 07:26:07 by BATCH 00000762) standard | 0112/2///61987#ABV501 | https://cdd.iec.ch/CDD/IEC61987/iec61987.nsf/Classes/0112-2---61987%23ABG052 | https://cdd.iec.ch/cdd/iec61987/iec61987.nsf/PropertiesAllVersions/0112-2---61987%23ABB271,https://cdd.iec.ch/cdd/iec61987/iec61987.nsf/PropertiesAllVersions/0112-2---61987%23ABA577,https://cdd.iec.ch/cdd/iec61987/iec61987.nsf/PropertiesAllVersions/0112-2---61987%23ABB095,https://cdd.iec.ch/cdd/iec61987/iec61987.nsf/PropertiesAllVersions/0112-2---61987%23ABA342,https://cdd.iec.ch/cdd/iec61987/iec61987.nsf/PropertiesAllVersions/0112-2---61987%23ABU950 | 0112-2---61987#ABA577,0112-2---61987#ABB095,0112-2---61987#ABA342,0112-2---61987#ABU950,0112-2---61987#ABB271
0112/2///61987#ABG366 | 001 | 01 | 0112/2///61987#ABG366#001 | Mechanical and electrical construction [capacitance level transmitter/switch] |  |  |  | properties characterizing the constructional details of the device and its parts |  |  | IEC 61987-1, 5.8 |  | ITEM_CLASS | [5 empty] | 0112/2///61987#ABE737 - Device LOP for capacitance level transmitter/switch |  |  |  | Standard |  | IEC 61987 | IEC | 2018-03-28 | 2014-12-17 | 2018-03-20 | 2018-03-20 |  | SC65E – IEC 61987 | C00018 | 001-01 (2018-03-28 07:26:09 by BATCH 00000762) standard | 0112/2///61987#ABV501 | https://cdd.iec.ch/CDD/IEC61987/iec61987.nsf/Classes/0112-2---61987%23ABG366 | https://cdd.iec.ch/cdd/iec61987/iec61987.nsf/PropertiesAllVersions/0112-2---61987%23ABD534,https://cdd.iec.ch/cdd/iec61987/iec61987.nsf/PropertiesAllVersions/0112-2---61987%23ABG971,https://cdd.iec.ch/cdd/iec61987/iec61987.nsf/PropertiesAllVersions/0112-2---61987%23ABB139,https://cdd.iec.ch/cdd/iec61987/iec61987.nsf/PropertiesAllVersions/0112-2---61987%23ABC862,https://cdd.iec.ch/cdd/iec61987/iec61987.nsf/PropertiesAllVersions/0112-2---61987%23ABC789 | 0112-2---61987#ABD534,0112-2---61987#ABG971,0112-2---61987#ABB139,0112-2---61987#ABC862,0112-2---61987#ABC789
0112/2///61987#ABA877 | 003 | 01 | 0112/2///61987#ABA877#003 | RTD element |  |  |  | resistance temperature element that uses an RTD to sense temperature |  |  |  |  | ITEM_CLASS | [9 empty] | Standard |  |  |  | 2018-03-28 | 2013-08-27 | 2016-05-24 | 2016-05-24 |  | SC65E – IEC 61987 | C00004 |  | 0112/2///61987#ABA876 | https://cdd.iec.ch/CDD/IEC61987/iec61987.nsf/Classes/0112-2---61987%23ABA877
0112/2///61987#ABO069 | 001 | 01 | 0112/2///61987#ABO069#001 | Zener barrier |  |  |  | intrinsic safety device, that uses Zener diodes and resistors to limit the current and voltage |  |  |  |  | ITEM_CLASS |  |  |  |  | 0112/2///61987#ABP285 - reference to Operating LOP for infrastructure devices |  |  |  | true | Standard |  | IEC 61987-31 | IEC | 2022-10-26 | 2022-10-26 | 2022-10-26 | 2022-10-26 |  | IEC/SC 65E | C00127 | 001-01 (2022-10-26 07:15:17 by BATCH 00000802) standard | 0112/2///61987#ABO067 | https://cdd.iec.ch/CDD/IEC61987/iec61987.nsf/Classes/0112-2---61987%23ABO069
0112/2///61987#ABC458 | 005 | 01 | 0112/2///61987#ABC458#005 | Operability |  |  |  | properties characterizing the design, operating concept, structure and functionality of the human interface |  |  |  |  | ITEM_CLASS | [5 empty] | 0112/2///61987#ABA005 - Device LOP for flow transmitter0112/2///61987#ABA006 - Device LOP for coriolis mass flow transmitter0112/2///61987#ABA007 - Device LOP for swirl flow transmitter0112/2///61987#ABA008 - Device LOP for electromagnetic flow transmitter0112/2///61987#ABA009 - Device LOP for electromagnetic insertion flow transmitter0112/2///61987#ABA010 - Device LOP for orifice/differential pressure flow transmitter0112/2///61987#ABA013 - Device LOP for (oval) gear flow transmitter/gauge0112/2///61987#ABA014 - Device LOP for piston flow transmitter/gauge0112/2///61987#ABA016 - Device LOP for thermal mass flow transmitter0112/2///61987#ABA018 - Device LOP for turbine/propeller/Woltmann flow transmitter/gauge0112/2///61987#ABA019 - Device LOP for ultrasonic flow transmitter0112/2///61987#ABA020 - Device LOP for variable area flow transmitter/gauge0112/2///61987#ABA022 - Device LOP for vortex flow transmitter0112/2///61987#ABA023 - Device LOP for positive displacement flow transmitter/gauge0112/2///61987#ABA024 - Device LOP for helix flow transmitter/gauge0112/2///61987#ABA025 - Device LOP for remote/separate transmitter0112/2///61987#ABA029 - Device LOP for absolute/gauge pressure transmitter0112/2///61987#ABA031 - Device LOP for differential pressure transmitter0112/2///61987#ABE321 - Device LOP for positioner0112/2///61987#ABE634 - Device LOP for I/P converter0112/2///61987#ABE728 - Device LOP for magnetic level gauge0112/2///61987#ABE730 - Device LOP for rotary paddle switch0112/2///61987#ABE731 - Device LOP for thermal level switch0112/2///61987#ABE732 - Device LOP for vibrating level switch0112/2///61987#ABE733 - Device LOP for optical level switch0112/2///61987#ABE735 - Device LOP for level transmitter0112/2///61987#ABE736 - Device LOP for displacer level transmitter/switch0112/2///61987#ABE737 - Device LOP for capacitance level transmitter/switch0112/2///61987#ABE738 - Device LOP for conductance level transmitter/switch0112/2///61987#ABE739 - Device LOP for float level transmitter/switch0112/2///61987#ABE740 - Device LOP for hydrostatic pressure level transmitter0112/2///61987#ABE741 - Device LOP for plumb bob level transmitter0112/2///61987#ABE742 - Device LOP for free-space radar level transmitter0112/2///61987#ABE743 - Device LOP for guided-wave radar level transmitter/switch0112/2///61987#ABE744 - Device LOP for ultrasonic level transmitter0112/2///61987#ABE745 - Device LOP for ultrasonic level switch0112/2///61987#ABE746 - Device LOP for nuclear level transmitter/switch0112/2///61987#ABE747 - Device LOP for laser level transmitter0112/2///61987#ABE748 - Device LOP for servo level transmitter0112/2///61987#ABE749 - Device LOP for microwave level switch0112/2///61987#ABE755 - Device LOP for level switch0112/2///61987#ABE756 - Device LOP for separate level transmitter/switching unit0112/2///61987#ABE759 - Device LOP for temperature gauge0112/2///61987#ABE760 - Device LOP for contact temperature transmitter0112/2///61987#ABE761 - Device LOP for radiation thermometer0112/2///61987#ABE764 - Device LOP for separate temperature transmitter0112/2///61987#ABE767 - Device LOP for temperature transmitter0112/2///61987#ABF858 - Device LOP for buoyancy density transmitter0112/2///61987#ABF859 - Device LOP for refractive index density transmitter0112/2///61987#ABF860 - Device LOP for vibrating tube density transmitter0112/2///61987#ABF861 - Device LOP for radiometric density transmitter0112/2///61987#ABF862 - Device LOP for vibrating fork/rod density transmitter0112/2///61987#ABF863 - Device LOP for ultrasonic density transmitter0112/2///61987#ABF864 - Device LOP for microwave density transmitter0112/2///61987#ABF865 - Device LOP for density transmitter0112/2///61987#ABF866 - Device LOP for separate density transmitter |  |  |  | Standard |  |  |  | 2018-03-28 | 2013-08-27 | 2018-03-20 | 2018-03-20 |  | SC65E – IEC 61987 | C00004 |  | 0112/2///61987#ABV501 | https://cdd.iec.ch/CDD/IEC61987/iec61987.nsf/Classes/0112-2---61987%23ABC458 | https://cdd.iec.ch/cdd/iec61987/iec61987.nsf/PropertiesAllVersions/0112-2---61987%23ABC767,https://cdd.iec.ch/cdd/iec61987/iec61987.nsf/PropertiesAllVersions/0112-2---61987%23ABD118,https://cdd.iec.ch/cdd/iec61987/iec61987.nsf/PropertiesAllVersions/0112-2---61987%23ABC711,https://cdd.iec.ch/cdd/iec61987/iec61987.nsf/PropertiesAllVersions/0112-2---61987%23ABD091,https://cdd.iec.ch/cdd/iec61987/iec61987.nsf/PropertiesAllVersions/0112-2---61987%23ABC824 | 0112-2---61987#ABC767,0112-2---61987#ABD118,0112-2---61987#ABC711,0112-2---61987#ABD091,0112-2---61987#ABC824
0112/2///61987#ABE660 | 001 | 01 | 0112/2///61987#ABE660#001 | Process conditions for flow modification accessories |  |  |  | properties characterizing the range of process conditions for flow modification accessories |  |  |  |  | ITEM_CLASS | [5 empty] | 0112/2///61987#ABE662 - Process case [flow modification accessory] |  |  |  | Standard |  |  |  | 2018-03-28 |  | 2018-03-20 | 2018-03-20 |  | SC65E – IEC 61987 | C00016 | 001-01 (2018-03-28 07:26:03 by BATCH 00000762) standard | 0112/2///61987#ABV501 | https://cdd.iec.ch/CDD/IEC61987/iec61987.nsf/Classes/0112-2---61987%23ABE660 | https://cdd.iec.ch/cdd/iec61987/iec61987.nsf/PropertiesAllVersions/0112-2---61987%23ABD672,https://cdd.iec.ch/cdd/iec61987/iec61987.nsf/PropertiesAllVersions/0112-2---61987%23ABE244,https://cdd.iec.ch/cdd/iec61987/iec61987.nsf/PropertiesAllVersions/0112-2---61987%23ABD673,https://cdd.iec.ch/cdd/iec61987/iec61987.nsf/PropertiesAllVersions/0112-2---61987%23ABE245,https://cdd.iec.ch/cdd/iec61987/iec61987.nsf/PropertiesAllVersions/0112-2---61987%23ABE659 | 0112-2---61987#ABD672,0112-2---61987#ABE244,0112-2---61987#ABD673,0112-2---61987#ABE245,0112-2---61987#ABE659
0112/2///61987#ABF517 | 001 | 01 | 0112/2///61987#ABF517#001 | Structural design of a microwave level switch |  |  |  | properties characterizing the constructional details of a microwave level switch |  |  |  |  | ITEM_CLASS | [5 empty] | 0112/2///61987#ABG425 - Structural design [microwave level switch] |  |  |  | Standard |  | IEC 61987 | IEC | 2018-03-28 | 2014-12-17 | 2018-03-20 | 2018-03-20 |  | SC65E – IEC 61987 | C00018 | 001-01 (2018-03-28 07:26:06 by BATCH 00000762) standard | 0112/2///61987#ABV501 | https://cdd.iec.ch/CDD/IEC61987/iec61987.nsf/Classes/0112-2---61987%23ABF517 | https://cdd.iec.ch/cdd/iec61987/iec61987.nsf/PropertiesAllVersions/0112-2---61987%23ABB102,https://cdd.iec.ch/cdd/iec61987/iec61987.nsf/PropertiesAllVersions/0112-2---61987%23ABU453,https://cdd.iec.ch/cdd/iec61987/iec61987.nsf/PropertiesAllVersions/0112-2---61987%23ABF522,https://cdd.iec.ch/cdd/iec61987/iec61987.nsf/PropertiesAllVersions/0112-2---61987%23ABF523,https://cdd.iec.ch/cdd/iec61987/iec61987.nsf/PropertiesAllVersions/0112-2---61987%23ABF524,https://cdd.iec.ch/cdd/iec61987/iec61987.nsf/PropertiesAllVersions/0112-2---61987%23ABF828,https://cdd.iec.ch/cdd/iec61987/iec61987.nsf/PropertiesAllVersions/0112-2---61987%23ABF829,https://cdd.iec.ch/cdd/iec61987/iec61987.nsf/PropertiesAllVersions/0112-2---61987%23ABF830,https://cdd.iec.ch/cdd/iec61987/iec61987.nsf/PropertiesAllVersions/0112-2---61987%23ABA633,https://cdd.iec.ch/cdd/iec61987/iec61987.nsf/PropertiesAllVersions/0112-2---61987%23ABB140,https://cdd.iec.ch/cdd/iec61987/iec61987.nsf/PropertiesAllVersions/0112-2---61987%23ABB396,https://cdd.iec.ch/cdd/iec61987/iec61987.nsf/PropertiesAllVersions/0112-2---61987%23ABB915,https://cdd.iec.ch/cdd/iec61987/iec61987.nsf/PropertiesAllVersions/0112-2---61987%23ABD033,https://cdd.iec.ch/cdd/iec61987/iec61987.nsf/PropertiesAllVersions/0112-2---61987%23ABB457,https://cdd.iec.ch/cdd/iec61987/iec61987.nsf/PropertiesAllVersions/0112-2---61987%23ABC969 | 0112-2---61987#ABF523,0112-2---61987#ABF828,0112-2---61987#ABF830,0112-2---61987#ABA633,0112-2---61987#ABB102,0112-2---61987#ABF522,0112-2---61987#ABB396,0112-2---61987#ABD033,0112-2---61987#ABU453,0112-2---61987#ABB140,0112-2---61987#ABB915,0112-2---61987#ABB457,0112-2---61987#ABF524,0112-2---61987#ABF829,0112-2---61987#ABC969
0112/2///61987#ABG071 | 001 | 01 | 0112/2///61987#ABG071#001 | Type of auxiliary input [22] |  |  |  | administration block for polymorphism acting as proxy for the selected auxiliary input type |  | Polymorphic element: ABG071, Id: 4 |  |  | ITEM_CLASS | [5 empty] | 0112/2///61987#ABG060 - Auxiliary input [22] |  |  |  | Standard |  | IEC 61987 | IEC | 2018-03-28 | 2014-12-17 | 2018-03-20 | 2018-03-20 |  | SC65E – IEC 61987 | C00018 | 001-01 (2018-03-28 07:26:07 by BATCH 00000762) standard | 0112/2///61987#ABV501 | https://cdd.iec.ch/CDD/IEC61987/iec61987.nsf/Classes/0112-2---61987%23ABG071 | https://cdd.iec.ch/cdd/iec61987/iec61987.nsf/PropertiesAllVersions/0112-2---61987%23ABU917,https://cdd.iec.ch/cdd/iec61987/iec61987.nsf/PropertiesAllVersions/0112-2---61987%23ABU965,https://cdd.iec.ch/cdd/iec61987/iec61987.nsf/PropertiesAllVersions/0112-2---61987%23ABU966,https://cdd.iec.ch/cdd/iec61987/iec61987.nsf/PropertiesAllVersions/0112-2---61987%23ABU967,https://cdd.iec.ch/cdd/iec61987/iec61987.nsf/PropertiesAllVersions/0112-2---61987%23ABU968,https://cdd.iec.ch/cdd/iec61987/iec61987.nsf/PropertiesAllVersions/0112-2---61987%23ABU969,https://cdd.iec.ch/cdd/iec61987/iec61987.nsf/PropertiesAllVersions/0112-2---61987%23ABU970,https://cdd.iec.ch/cdd/iec61987/iec61987.nsf/PropertiesAllVersions/0112-2---61987%23ABU972 | 0112-2---61987#ABU972,0112-2---61987#ABU917,0112-2---61987#ABU965,0112-2---61987#ABU966,0112-2---61987#ABU967,0112-2---61987#ABU968,0112-2---61987#ABU969,0112-2---61987#ABU970
0112/2///61987#ABC552 | 002 | 01 | 0112/2///61987#ABC552#002 | Pulse input/output parameters |  |  |  | properties characterizing the configuration of the pulse input or output |  |  |  |  | ITEM_CLASS | [5 empty] | 0112/2///61987#ABC555 - Pulse/frequency input/output parameters0112/2///61987#ABP031 - Frequency input parameters [I/O module] |  |  | false | Standard |  | IEC 61987 | IEC | 2023-01-23 | 2017-12-07 | 2023-01-23 | 2023-01-23 |  | IEC/SC 65E | C00128 |  | 0112/2///61987#ABV501 | https://cdd.iec.ch/CDD/IEC61987/iec61987.nsf/Classes/0112-2---61987%23ABC552 | https://cdd.iec.ch/cdd/iec61987/iec61987.nsf/PropertiesAllVersions/0112-2---61987%23ABA449,https://cdd.iec.ch/cdd/iec61987/iec61987.nsf/PropertiesAllVersions/0112-2---61987%23ABA450,https://cdd.iec.ch/cdd/iec61987/iec61987.nsf/PropertiesAllVersions/0112-2---61987%23ABA635,https://cdd.iec.ch/cdd/iec61987/iec61987.nsf/PropertiesAllVersions/0112-2---61987%23ABB876,https://cdd.iec.ch/cdd/iec61987/iec61987.nsf/PropertiesAllVersions/0112-2---61987%23ABB877,https://cdd.iec.ch/cdd/iec61987/iec61987.nsf/PropertiesAllVersions/0112-2---61987%23ABA414,https://cdd.iec.ch/cdd/iec61987/iec61987.nsf/PropertiesAllVersions/0112-2---61987%23ABB158,https://cdd.iec.ch/cdd/iec61987/iec61987.nsf/PropertiesAllVersions/0112-2---61987%23ABP204,https://cdd.iec.ch/cdd/iec61987/iec61987.nsf/PropertiesAllVersions/0112-2---61987%23ABA185,https://cdd.iec.ch/cdd/iec61987/iec61987.nsf/PropertiesAllVersions/0112-2---61987%23ABA892,https://cdd.iec.ch/cdd/iec61987/iec61987.nsf/PropertiesAllVersions/0112-2---61987%23ABD184,https://cdd.iec.ch/cdd/iec61987/iec61987.nsf/PropertiesAllVersions/0112-2---61987%23ABP089,https://cdd.iec.ch/cdd/iec61987/iec61987.nsf/PropertiesAllVersions/0112-2---61987%23ABP278 | 0112-2---61987#ABA185,0112-2---61987#ABA892,0112-2---61987#ABD184,0112-2---61987#ABP278,0112-2---61987#ABA449,0112-2---61987#ABB876,0112-2---61987#ABB158,0112-2---61987#ABP204,0112-2---61987#ABP089,0112-2---61987#ABA450,0112-2---61987#ABA635,0112-2---61987#ABB877,0112-2---61987#ABA414
0112/2///61987#ABE706 | 001 | 01 | 0112/2///61987#ABE706#001 | Performance [28] |  |  |  | properties characterizing the performance of the device with regard to measurement accuracy and dynamic behaviour |  |  | from IEC 61987-1, 5.6 |  | ITEM_CLASS | [5 empty] | 0112/2///61987#ABE632 - Device LOP for filter regulator |  |  |  | Standard |  |  |  | 2018-03-28 | 2014-09-14 | 2018-03-20 | 2018-03-20 |  | SC65E – IEC 61987 | C00004 | 001-01 (2018-03-28 07:26:03 by BATCH 00000762) standard | 0112/2///61987#ABV501 | https://cdd.iec.ch/CDD/IEC61987/iec61987.nsf/Classes/0112-2---61987%23ABE706 | https://cdd.iec.ch/cdd/iec61987/iec61987.nsf/PropertiesAllVersions/0112-2---61987%23ABB661 | 0112-2---61987#ABB661
0112/2///61987#ABG248 | 001 | 01 | 0112/2///61987#ABG248#001 | Performance variable [8] |  |  |  | properties characterizing the performance of a device with respect to a particular process variable |  |  |  |  | ITEM_CLASS | [5 empty] | 0112/2///61987#ABG217 - Performance [14] |  |  |  | Standard |  | IEC 61987 | IEC | 2018-03-28 | 2014-12-17 | 2018-03-20 | 2018-03-20 |  | SC65E – IEC 61987 | C00018 | 001-01 (2018-03-28 07:26:08 by BATCH 00000762) standard | 0112/2///61987#ABV501 | https://cdd.iec.ch/CDD/IEC61987/iec61987.nsf/Classes/0112-2---61987%23ABG248 | https://cdd.iec.ch/cdd/iec61987/iec61987.nsf/PropertiesAllVersions/0112-2---61987%23ABB271,https://cdd.iec.ch/cdd/iec61987/iec61987.nsf/PropertiesAllVersions/0112-2---61987%23ABA577,https://cdd.iec.ch/cdd/iec61987/iec61987.nsf/PropertiesAllVersions/0112-2---61987%23ABG826,https://cdd.iec.ch/cdd/iec61987/iec61987.nsf/PropertiesAllVersions/0112-2---61987%23ABU861 | 0112-2---61987#ABA577,0112-2---61987#ABG826,0112-2---61987#ABU861,0112-2---61987#ABB271
0112/2///61987#ABH649 | 001 | 01 | 0112/2///61987#ABH649#001 | Output values of flow velocity |  |  |  | properties characterizing the readings of flow velocity output signals |  |  |  |  | ITEM_CLASS | [5 empty] | 0112/2///61987#ABH631 - Calibration point of flow velocity |  |  |  | Standard |  |  |  | 2019-03-08 | 2017-12-07 | 2019-03-08 | 2019-03-08 |  | SC65E – IEC 61987 | C00018 | 001-01 (2019-03-08 15:35:12 by BATCH 00000766) standard | 0112/2///61987#ABV501 | https://cdd.iec.ch/CDD/IEC61987/iec61987.nsf/Classes/0112-2---61987%23ABH649 | https://cdd.iec.ch/cdd/iec61987/iec61987.nsf/PropertiesAllVersions/0112-2---61987%23ABH566,https://cdd.iec.ch/cdd/iec61987/iec61987.nsf/PropertiesAllVersions/0112-2---61987%23ABH567,https://cdd.iec.ch/cdd/iec61987/iec61987.nsf/PropertiesAllVersions/0112-2---61987%23ABH568,https://cdd.iec.ch/cdd/iec61987/iec61987.nsf/PropertiesAllVersions/0112-2---61987%23ABH666,https://cdd.iec.ch/cdd/iec61987/iec61987.nsf/PropertiesAllVersions/0112-2---61987%23ABH667 | 0112-2---61987#ABH566,0112-2---61987#ABH567,0112-2---61987#ABH568,0112-2---61987#ABH666,0112-2---61987#ABH667
0112/2///61987#ABA834 | 003 | 01 | 0112/2///61987#ABA834#003 | Gauge pressure transmitter |  |  |  | pressure transmitter that measures the pressure applied to a sensing element relative to atmospheric pressure |  |  |  |  | ITEM_CLASS |  |  |  |  | 0112/2///61987#ABU134 - reference to Operating LOP for pressure measuring equipment |  |  |  |  | Standard |  |  |  | 2018-03-28 | 2013-08-27 | 2016-05-24 | 2016-05-24 |  | SC65E – IEC 61987 | C00004 |  | 0112/2///61987#ABA831 | https://cdd.iec.ch/CDD/IEC61987/iec61987.nsf/Classes/0112-2---61987%23ABA834 | https://cdd.iec.ch/cdd/iec61987/iec61987.nsf/PropertiesAllVersions/0112-2---61987%23ABU379 | 0112-2---61987#ABU379,0112-2---61987#ABU134
0112/2///61987#ABA395 | 001 | 01 | 0112/2///61987#ABA395#001 | E-mail |  |  |  | permission or intention of shipment of only a part of an order |  |  |  |  | ITEM_CLASS | [5 empty] | 0112/2///61987#ABI571 - Address0112/2///61987#ABI572 - Contact information |  |  |  | Standard |  |  |  | 2019-03-08 | 2017-12-07 | 2019-03-08 | 2019-03-08 |  | SC65E – IEC 61987 | C00018 | 001-01 (2019-03-08 15:35:11 by BATCH 00000766) standard | 0112/2///61987#ABV501 | https://cdd.iec.ch/CDD/IEC61987/iec61987.nsf/Classes/0112-2---61987%23ABA395 | https://cdd.iec.ch/cdd/iec61987/iec61987.nsf/PropertiesAllVersions/0112-2---61987%23ABA045,https://cdd.iec.ch/cdd/iec61987/iec61987.nsf/PropertiesAllVersions/0112-2---61987%23ABA004,https://cdd.iec.ch/cdd/iec61987/iec61987.nsf/PropertiesAllVersions/0112-2---61987%23ABA030,https://cdd.iec.ch/cdd/iec61987/iec61987.nsf/PropertiesAllVersions/0112-2---61987%23ABA056 | 0112-2---61987#ABA056,0112-2---61987#ABA045,0112-2---61987#ABA004,0112-2---61987#ABA030
0112/2///61987#ABC411 | 002 | 01 | 0112/2///61987#ABC411#002 | Pressure measurement instrument installation |  |  |  | properties characterizing special measurement installation requirements for pressure and differential pressure measurements | Level measurements requirements are included |  |  |  | ITEM_CLASS | [5 empty] | 0112/2///61987#ABA026 - Operating LOP for pressure measuring equipment |  |  |  | Standard |  |  |  | 2018-03-28 | 2013-09-27 | 2016-05-24 | 2016-05-24 |  | SC65E – IEC 61987 | C00004 |  | 0112/2///61987#ABV501 | https://cdd.iec.ch/CDD/IEC61987/iec61987.nsf/Classes/0112-2---61987%23ABC411 | https://cdd.iec.ch/cdd/iec61987/iec61987.nsf/PropertiesAllVersions/0112-2---61987%23ABB014,https://cdd.iec.ch/cdd/iec61987/iec61987.nsf/PropertiesAllVersions/0112-2---61987%23ABB999,https://cdd.iec.ch/cdd/iec61987/iec61987.nsf/PropertiesAllVersions/0112-2---61987%23ABC000,https://cdd.iec.ch/cdd/iec61987/iec61987.nsf/PropertiesAllVersions/0112-2---61987%23ABC001,https://cdd.iec.ch/cdd/iec61987/iec61987.nsf/PropertiesAllVersions/0112-2---61987%23ABC002,https://cdd.iec.ch/cdd/iec61987/iec61987.nsf/PropertiesAllVersions/0112-2---61987%23ABC003,https://cdd.iec.ch/cdd/iec61987/iec61987.nsf/PropertiesAllVersions/0112-2---61987%23ABC004,https://cdd.iec.ch/cdd/iec61987/iec61987.nsf/PropertiesAllVersions/0112-2---61987%23ABC005,https://cdd.iec.ch/cdd/iec61987/iec61987.nsf/PropertiesAllVersions/0112-2---61987%23ABC006,https://cdd.iec.ch/cdd/iec61987/iec61987.nsf/PropertiesAllVersions/0112-2---61987%23ABC007,https://cdd.iec.ch/cdd/iec61987/iec61987.nsf/PropertiesAllVersions/0112-2---61987%23ABB996 | 0112-2---61987#ABB999,0112-2---61987#ABC000,0112-2---61987#ABC001,0112-2---61987#ABC003,0112-2---61987#ABC005,0112-2---61987#ABC006,0112-2---61987#ABB014,0112-2---61987#ABC002,0112-2---61987#ABC004,0112-2---61987#ABC007,0112-2---61987#ABB996
0112/2///61987#ABH365 | 001 | 01 | 0112/2///61987#ABH365#001 | Insertion type microwave density transmitter |  |  |  | properties characterizing an insertion type of a microwave density transmitter |  |  |  |  | ITEM_CLASS | [5 empty] | 0112/2///61987#ABF637 - Structural design of a microwave density transmitter |  |  |  | Standard |  |  |  | 2018-03-28 | 2018-03-28 | 2018-03-28 | 2018-03-28 |  | SC65E – IEC 61987 | C00018 | 001-01 (2018-03-28 07:26:12 by BATCH 00000762) standard | 0112/2///61987#ABV501 | https://cdd.iec.ch/CDD/IEC61987/iec61987.nsf/Classes/0112-2---61987%23ABH365 | https://cdd.iec.ch/cdd/iec61987/iec61987.nsf/PropertiesAllVersions/0112-2---61987%23ABB102,https://cdd.iec.ch/cdd/iec61987/iec61987.nsf/PropertiesAllVersions/0112-2---61987%23ABU431,https://cdd.iec.ch/cdd/iec61987/iec61987.nsf/PropertiesAllVersions/0112-2---61987%23ABE884,https://cdd.iec.ch/cdd/iec61987/iec61987.nsf/PropertiesAllVersions/0112-2---61987%23ABC028,https://cdd.iec.ch/cdd/iec61987/iec61987.nsf/PropertiesAllVersions/0112-2---61987%23ABB521,https://cdd.iec.ch/cdd/iec61987/iec61987.nsf/PropertiesAllVersions/0112-2---61987%23ABA147,https://cdd.iec.ch/cdd/iec61987/iec61987.nsf/PropertiesAllVersions/0112-2---61987%23ABA633,https://cdd.iec.ch/cdd/iec61987/iec61987.nsf/PropertiesAllVersions/0112-2---61987%23ABB140,https://cdd.iec.ch/cdd/iec61987/iec61987.nsf/PropertiesAllVersions/0112-2---61987%23ABB396,https://cdd.iec.ch/cdd/iec61987/iec61987.nsf/PropertiesAllVersions/0112-2---61987%23ABB915,https://cdd.iec.ch/cdd/iec61987/iec61987.nsf/PropertiesAllVersions/0112-2---61987%23ABD033,https://cdd.iec.ch/cdd/iec61987/iec61987.nsf/PropertiesAllVersions/0112-2---61987%23ABB457,https://cdd.iec.ch/cdd/iec61987/iec61987.nsf/PropertiesAllVersions/0112-2---61987%23ABC969 | 0112-2---61987#ABA633,0112-2---61987#ABB140,0112-2---61987#ABB396,0112-2---61987#ABB457,0112-2---61987#ABB102,0112-2---61987#ABU431,0112-2---61987#ABB521,0112-2---61987#ABB915,0112-2---61987#ABD033,0112-2---61987#ABC969,0112-2---61987#ABE884,0112-2---61987#ABC028,0112-2---61987#ABA147
0112/2///61987#ABJ609 | 001 | 01 | 0112/2///61987#ABJ609#001 | SENSOR_CALIBRATION |  |  |  | properties characterizing the calibration of a sensor supplying input to a technology block |  |  |  |  | ITEM_CLASS | [5 empty] | 0112/2///61987#ABH843 - Flow technology block0112/2///61987#ABH849 - Level technology block0112/2///61987#ABH867 - Pressure technology block0112/2///61987#ABI807 - Density technology block0112/2///61987#ABJ614 - SENSOR_INPUT0112/2///61987#ABJ615 - Other measurement technology block |  |  |  | Standard |  |  |  | 2019-03-08 | 2017-12-07 | 2019-03-08 | 2019-03-08 |  | SC65E – IEC 61987 | C00018 | 001-01 (2019-03-08 15:35:13 by BATCH 00000766) standard | 0112/2///61987#ABV501 | https://cdd.iec.ch/CDD/IEC61987/iec61987.nsf/Classes/0112-2---61987%23ABJ609 | https://cdd.iec.ch/cdd/iec61987/iec61987.nsf/PropertiesAllVersions/0112-2---61987%23ABI092,https://cdd.iec.ch/cdd/iec61987/iec61987.nsf/PropertiesAllVersions/0112-2---61987%23ABI093,https://cdd.iec.ch/cdd/iec61987/iec61987.nsf/PropertiesAllVersions/0112-2---61987%23ABI091,https://cdd.iec.ch/cdd/iec61987/iec61987.nsf/PropertiesAllVersions/0112-2---61987%23ABI245 | 0112-2---61987#ABI092,0112-2---61987#ABI093,0112-2---61987#ABI091,0112-2---61987#ABI245
0112/2///61987#ABP025 | 001 | 01 | 0112/2///61987#ABP025#001 | Device housing |  |  |  | properties characterizing the mechanical and electronic design of the housing of a device |  |  |  |  | ITEM_CLASS | [5 empty] | 0112/2///61987#ABP049 - Mechanical and electrical construction [I/O module] |  |  | false | Standard |  | IEC 61987 | IEC | 2023-01-23 | 2023-01-23 | 2023-01-23 | 2023-01-23 |  | IEC/SC 65E | C00128 | 001-01 (2023-01-23 14:53:33 by BATCH 00000807) standard | 0112/2///61987#ABV501 | https://cdd.iec.ch/CDD/IEC61987/iec61987.nsf/Classes/0112-2---61987%23ABP025 | https://cdd.iec.ch/cdd/iec61987/iec61987.nsf/PropertiesAllVersions/0112-2---61987%23ABA156,https://cdd.iec.ch/cdd/iec61987/iec61987.nsf/PropertiesAllVersions/0112-2---61987%23ABB393,https://cdd.iec.ch/cdd/iec61987/iec61987.nsf/PropertiesAllVersions/0112-2---61987%23ABA582,https://cdd.iec.ch/cdd/iec61987/iec61987.nsf/PropertiesAllVersions/0112-2---61987%23ABA158,https://cdd.iec.ch/cdd/iec61987/iec61987.nsf/PropertiesAllVersions/0112-2---61987%23ABA917,https://cdd.iec.ch/cdd/iec61987/iec61987.nsf/PropertiesAllVersions/0112-2---61987%23ABB010,https://cdd.iec.ch/cdd/iec61987/iec61987.nsf/PropertiesAllVersions/0112-2---61987%23ABA558,https://cdd.iec.ch/cdd/iec61987/iec61987.nsf/PropertiesAllVersions/0112-2---61987%23ABA179,https://cdd.iec.ch/cdd/iec61987/iec61987.nsf/PropertiesAllVersions/0112-2---61987%23ABB386,https://cdd.iec.ch/cdd/iec61987/iec61987.nsf/PropertiesAllVersions/0112-2---61987%23ABA589,https://cdd.iec.ch/cdd/iec61987/iec61987.nsf/PropertiesAllVersions/0112-2---61987%23ABA614,https://cdd.iec.ch/cdd/iec61987/iec61987.nsf/PropertiesAllVersions/0112-2---61987%23ABA155,https://cdd.iec.ch/cdd/iec61987/iec61987.nsf/PropertiesAllVersions/0112-2---61987%23ABH398,https://cdd.iec.ch/cdd/iec61987/iec61987.nsf/PropertiesAllVersions/0112-2---61987%23ABA559,https://cdd.iec.ch/cdd/iec61987/iec61987.nsf/PropertiesAllVersions/0112-2---61987%23ABB177,https://cdd.iec.ch/cdd/iec61987/iec61987.nsf/PropertiesAllVersions/0112-2---61987%23ABC803,https://cdd.iec.ch/cdd/iec61987/iec61987.nsf/PropertiesAllVersions/0112-2---61987%23ABC012,https://cdd.iec.ch/cdd/iec61987/iec61987.nsf/PropertiesAllVersions/0112-2---61987%23ABC861 | 0112-2---61987#ABB393,0112-2---61987#ABA158,0112-2---61987#ABA614,0112-2---61987#ABA156,0112-2---61987#ABA179,0112-2---61987#ABA155,0112-2---61987#ABB177,0112-2---61987#ABC803,0112-2---61987#ABC861,0112-2---61987#ABA917,0112-2---61987#ABA558,0112-2---61987#ABB386,0112-2---61987#ABA589,0112-2---61987#ABH398,0112-2---61987#ABC012,0112-2---61987#ABA582,0112-2---61987#ABB010,0112-2---61987#ABA559
0112/2///61987#ABA685 | 002 | 01 | 0112/2///61987#ABA685#002 | Flow measuring assembly |  |  |  | measuring assembly intended to measure a flow | It usually comprises a pressure or level transmitter and a primary element. |  |  |  | ITEM_CLASS | [9 empty] | Standard |  |  |  | 2018-03-28 | 2013-08-27 | 2016-05-24 | 2016-05-24 |  | SC65E – IEC 61987 | C00004 |  | 0112/2///61987#ABA684 | https://cdd.iec.ch/CDD/IEC61987/iec61987.nsf/Classes/0112-2---61987%23ABA685
0112/2///61987#ABA765 | 003 | 01 | 0112/2///61987#ABA765#003 | Multiphase flow transmitter |  |  |  | flow transmitter that outputs signals representative of the flow rate of individual phases in a mixed phase fluid |  |  |  |  | ITEM_CLASS |  |  |  |  | 0112/2///61987#ABU125 - reference to Operating LOP for flow measuring equipment |  |  |  |  | Standard |  |  |  | 2018-03-28 | 2013-08-27 | 2016-05-24 | 2016-05-24 |  | SC65E – IEC 61987 | C00004 |  | 0112/2///61987#ABA761 | https://cdd.iec.ch/CDD/IEC61987/iec61987.nsf/Classes/0112-2---61987%23ABA765 |  | 0112-2---61987#ABU125
0112/2///61987#ABA795 | 003 | 01 | 0112/2///61987#ABA795#003 | Paddle flow transmitter |  |  |  | velocity flow transmitter that uses the rotation of a paddle wheel to measure flow |  |  |  |  | ITEM_CLASS |  |  |  |  | 0112/2///61987#ABU125 - reference to Operating LOP for flow measuring equipment |  |  |  |  | Standard |  |  |  | 2018-03-28 | 2013-08-27 | 2016-05-24 | 2016-05-24 |  | SC65E – IEC 61987 | C00004 |  | 0112/2///61987#ABA794 | https://cdd.iec.ch/CDD/IEC61987/iec61987.nsf/Classes/0112-2---61987%23ABA795
0112/2///61987#ABD348 | 001 | 01 | 0112/2///61987#ABD348#001 | Eccentric plug valve |  |  |  | valve with rotary motion with an eccentric closure member that may be in the shape of a spherical or conical segment |  |  | IEC 60534-1 |  | ITEM_CLASS |  |  |  |  | 0112/2///61987#ABU515 - reference to Operating LOP for valve body assembly and process pressure regulator |  |  |  |  | Standard |  |  |  | 2018-03-28 | 2013-09-02 | 2016-05-02 | 2016-05-02 |  | SC65E – IEC 61987 | C00009 | 001-01 (2018-03-28 07:25:59 by BATCH 00000762) standard | 0112/2///61987#ABD347 | https://cdd.iec.ch/CDD/IEC61987/iec61987.nsf/Classes/0112-2---61987%23ABD348 | https://cdd.iec.ch/cdd/iec61987/iec61987.nsf/PropertiesAllVersions/0112-2---61987%23ABU519 | 0112-2---61987#ABU519
0112/2///61987#ABJ725 | 001 | 01 | 0112/2///61987#ABJ725#001 | LOPD |  |  |  | list of properties, the values of which may change over time | These are sometimes known as dynamic data. | LOPD stands for "List of properties for dynamic data". |  |  | ITEM_CLASS | [9 empty] | Standard |  |  |  | 2020-02-24 |  | 2020-02-24 | 2020-02-24 |  | SC65E – IEC 61987 | C00092 | 001-01 (2020-02-24 12:37:11 by BATCH 00000778) standard | 0112/2///61987#ABV001 | https://cdd.iec.ch/CDD/IEC61987/iec61987.nsf/Classes/0112-2---61987%23ABJ725
0112/2///61987#ABG253 | 001 | 01 | 0112/2///61987#ABG253#001 | Performance variable [13] |  |  |  | properties characterizing the performance of a device with respect to a particular process variable |  |  |  |  | ITEM_CLASS | [5 empty] | 0112/2///61987#ABG225 - Performance [22]0112/2///61987#ABH348 - Performance [32] |  |  |  | Standard |  | IEC 61987 | IEC | 2018-03-28 | 2014-12-17 | 2018-03-20 | 2018-03-20 |  | SC65E – IEC 61987 | C00018 | 001-01 (2018-03-28 07:26:08 by BATCH 00000762) standard | 0112/2///61987#ABV501 | https://cdd.iec.ch/CDD/IEC61987/iec61987.nsf/Classes/0112-2---61987%23ABG253 | https://cdd.iec.ch/cdd/iec61987/iec61987.nsf/PropertiesAllVersions/0112-2---61987%23ABB271,https://cdd.iec.ch/cdd/iec61987/iec61987.nsf/PropertiesAllVersions/0112-2---61987%23ABA577,https://cdd.iec.ch/cdd/iec61987/iec61987.nsf/PropertiesAllVersions/0112-2---61987%23ABG826,https://cdd.iec.ch/cdd/iec61987/iec61987.nsf/PropertiesAllVersions/0112-2---61987%23ABU892 | 0112-2---61987#ABG826,0112-2---61987#ABU892,0112-2---61987#ABB271,0112-2---61987#ABA577
0112/2///61987#ABG472 | 001 | 01 | 0112/2///61987#ABG472#001 | Process design conditions [level] |  |  |  | properties characterizing the process conditions for which a device shall be designed |  |  |  |  | ITEM_CLASS | [5 empty] | 0112/2///61987#ABG467 - Operating conditions for device design [level] |  |  |  | Standard |  | IEC 61987 | IEC | 2018-03-28 | 2014-12-17 | 2018-03-20 | 2018-03-20 |  | SC65E – IEC 61987 | C00019 | 001-01 (2018-03-28 07:26:11 by BATCH 00000762) standard | 0112/2///61987#ABV501 | https://cdd.iec.ch/CDD/IEC61987/iec61987.nsf/Classes/0112-2---61987%23ABG472 | https://cdd.iec.ch/cdd/iec61987/iec61987.nsf/PropertiesAllVersions/0112-2---61987%23ABH345,https://cdd.iec.ch/cdd/iec61987/iec61987.nsf/PropertiesAllVersions/0112-2---61987%23ABC817 | 0112-2---61987#ABH345,0112-2---61987#ABC817
0112/2///61987#ABD511 | 003 | 01 | 0112/2///61987#ABD511#003 | Environmental design ratings [1] |  |  |  | properties characterizing environmental conditions under which the device can be stored and operated within its specified accuracy limits and without permanent impairment of its operating characteristics |  |  |  |  | ITEM_CLASS | [5 empty] | 0112/2///61987#ABD514 - Rated Operating Conditions [7]0112/2///61987#ABD514 - Rated operating conditions [7]0112/2///61987#ABD516 - Rated Operating Conditions [8]0112/2///61987#ABD516 - Rated operating conditions [8] |  |  | false | Standard |  | IEC 61987 | IEC | 2022-12-09 | 2017-12-07 | 2022-12-09 | 2022-12-09 |  | IEC/SC 65E | C00112 |  | 0112/2///61987#ABV501 | https://cdd.iec.ch/CDD/IEC61987/iec61987.nsf/Classes/0112-2---61987%23ABD511 | https://cdd.iec.ch/cdd/iec61987/iec61987.nsf/PropertiesAllVersions/0112-2---61987%23ABD510,https://cdd.iec.ch/cdd/iec61987/iec61987.nsf/PropertiesAllVersions/0112-2---61987%23ABC945,https://cdd.iec.ch/cdd/iec61987/iec61987.nsf/PropertiesAllVersions/0112-2---61987%23ABC869 | 0112-2---61987#ABD510,0112-2---61987#ABC945,0112-2---61987#ABC869
0112/2///61987#ABD850 | 002 | 01 | 0112/2///61987#ABD850#002 | Digital indicator [2] |  |  |  | properties characterizing the digital indicator of a flow, pressure, level or temperature gauge |  |  |  |  | ITEM_CLASS | [5 empty] | 0112/2///61987#ABE023 - Structural design [positioner]0112/2///61987#ABE609 - Structural design [filter regulator]0112/2///61987#ABE617 - Structural design [I/P converter] |  |  |  | Standard |  |  |  | 2018-03-28 | 2013-09-02 | 2018-03-20 | 2018-03-20 |  | SC65E – IEC 61987 | C00004 |  | 0112/2///61987#ABV501 | https://cdd.iec.ch/CDD/IEC61987/iec61987.nsf/Classes/0112-2---61987%23ABD850 | https://cdd.iec.ch/cdd/iec61987/iec61987.nsf/PropertiesAllVersions/0112-2---61987%23ABB971,https://cdd.iec.ch/cdd/iec61987/iec61987.nsf/PropertiesAllVersions/0112-2---61987%23ABA191,https://cdd.iec.ch/cdd/iec61987/iec61987.nsf/PropertiesAllVersions/0112-2---61987%23ABA184,https://cdd.iec.ch/cdd/iec61987/iec61987.nsf/PropertiesAllVersions/0112-2---61987%23ABB502,https://cdd.iec.ch/cdd/iec61987/iec61987.nsf/PropertiesAllVersions/0112-2---61987%23ABB074,https://cdd.iec.ch/cdd/iec61987/iec61987.nsf/PropertiesAllVersions/0112-2---61987%23ABC785,https://cdd.iec.ch/cdd/iec61987/iec61987.nsf/PropertiesAllVersions/0112-2---61987%23ABA895,https://cdd.iec.ch/cdd/iec61987/iec61987.nsf/PropertiesAllVersions/0112-2---61987%23ABA198,https://cdd.iec.ch/cdd/iec61987/iec61987.nsf/PropertiesAllVersions/0112-2---61987%23ABA558,https://cdd.iec.ch/cdd/iec61987/iec61987.nsf/PropertiesAllVersions/0112-2---61987%23ABA179,https://cdd.iec.ch/cdd/iec61987/iec61987.nsf/PropertiesAllVersions/0112-2---61987%23ABB386,https://cdd.iec.ch/cdd/iec61987/iec61987.nsf/PropertiesAllVersions/0112-2---61987%23ABA155,https://cdd.iec.ch/cdd/iec61987/iec61987.nsf/PropertiesAllVersions/0112-2---61987%23ABC837,https://cdd.iec.ch/cdd/iec61987/iec61987.nsf/PropertiesAllVersions/0112-2---61987%23ABA505,https://cdd.iec.ch/cdd/iec61987/iec61987.nsf/PropertiesAllVersions/0112-2---61987%23ABC940,https://cdd.iec.ch/cdd/iec61987/iec61987.nsf/PropertiesAllVersions/0112-2---61987%23ABU216 | 0112-2---61987#ABB971,0112-2---61987#ABB502,0112-2---61987#ABB074,0112-2---61987#ABC785,0112-2---61987#ABA179,0112-2---61987#ABU216,0112-2---61987#ABA191,0112-2---61987#ABA198,0112-2---61987#ABB386,0112-2---61987#ABC837,0112-2---61987#ABC940,0112-2---61987#ABA184,0112-2---61987#ABA895,0112-2---61987#ABA558,0112-2---61987#ABA155,0112-2---61987#ABA505
0112/2///61987#ABE984 | 001 | 01 | 0112/2///61987#ABE984#001 | Influence of external quantities expressed for point level |  |  |  | properties characterizing the influence of external quantities for point level measurement devices that are not the subject of the measurement but whose change affects the relationship between the indication and the result of the measurement |  |  |  |  | ITEM_CLASS | [5 empty] | 0112/2///61987#ABE866 - Absolute performance for point level |  |  |  | Standard |  | IEC 61987 | IEC | 2018-03-28 | 2018-03-28 | 2018-03-28 | 2018-03-28 |  | SC65E – IEC 61987 | C00018 | 001-01 (2018-03-28 07:26:05 by BATCH 00000762) standard | 0112/2///61987#ABV501 | https://cdd.iec.ch/CDD/IEC61987/iec61987.nsf/Classes/0112-2---61987%23ABE984 | https://cdd.iec.ch/cdd/iec61987/iec61987.nsf/PropertiesAllVersions/0112-2---61987%23ABE985,https://cdd.iec.ch/cdd/iec61987/iec61987.nsf/PropertiesAllVersions/0112-2---61987%23ABE986,https://cdd.iec.ch/cdd/iec61987/iec61987.nsf/PropertiesAllVersions/0112-2---61987%23ABE987,https://cdd.iec.ch/cdd/iec61987/iec61987.nsf/PropertiesAllVersions/0112-2---61987%23ABE988,https://cdd.iec.ch/cdd/iec61987/iec61987.nsf/PropertiesAllVersions/0112-2---61987%23ABE989,https://cdd.iec.ch/cdd/iec61987/iec61987.nsf/PropertiesAllVersions/0112-2---61987%23ABE990,https://cdd.iec.ch/cdd/iec61987/iec61987.nsf/PropertiesAllVersions/0112-2---61987%23ABF006,https://cdd.iec.ch/cdd/iec61987/iec61987.nsf/PropertiesAllVersions/0112-2---61987%23ABF007,https://cdd.iec.ch/cdd/iec61987/iec61987.nsf/PropertiesAllVersions/0112-2---61987%23ABF008,https://cdd.iec.ch/cdd/iec61987/iec61987.nsf/PropertiesAllVersions/0112-2---61987%23ABF009,https://cdd.iec.ch/cdd/iec61987/iec61987.nsf/PropertiesAllVersions/0112-2---61987%23ABF010,https://cdd.iec.ch/cdd/iec61987/iec61987.nsf/PropertiesAllVersions/0112-2---61987%23ABF011,https://cdd.iec.ch/cdd/iec61987/iec61987.nsf/PropertiesAllVersions/0112-2---61987%23ABF012,https://cdd.iec.ch/cdd/iec61987/iec61987.nsf/PropertiesAllVersions/0112-2---61987%23ABF013 | 0112-2---61987#ABF011,0112-2---61987#ABF013,0112-2---61987#ABE985,0112-2---61987#ABE990,0112-2---61987#ABF009,0112-2---61987#ABF010,0112-2---61987#ABE988,0112-2---61987#ABF006,0112-2---61987#ABF008,0112-2---61987#ABE986,0112-2---61987#ABF012,0112-2---61987#ABE987,0112-2---61987#ABE989,0112-2---61987#ABF007
0112/2///61987#ABG431 | 001 | 01 | 0112/2///61987#ABG431#001 | Structural design [bypass/measuring chamber] |  |  |  | properties characterizing the constructional details of a device |  |  |  |  | ITEM_CLASS | [5 empty] | 0112/2///61987#ABG386 - Mechanical and electrical construction [bypass/measuring chamber] |  |  |  | Standard |  | IEC 61987 | IEC | 2018-03-28 | 2014-12-17 | 2018-03-20 | 2018-03-20 |  | SC65E – IEC 61987 | C00018 | 001-01 (2018-03-28 07:26:11 by BATCH 00000762) standard | 0112/2///61987#ABV501 | https://cdd.iec.ch/CDD/IEC61987/iec61987.nsf/Classes/0112-2---61987%23ABG431 | https://cdd.iec.ch/cdd/iec61987/iec61987.nsf/PropertiesAllVersions/0112-2---61987%23ABF698,https://cdd.iec.ch/cdd/iec61987/iec61987.nsf/PropertiesAllVersions/0112-2---61987%23ABF696 | 0112-2---61987#ABF696,0112-2---61987#ABF698
0112/2///61987#ABA798 | 003 | 01 | 0112/2///61987#ABA798#003 | Rotating vane flow transmitter |  |  |  | velocity flow transmitter that uses the rotation of a vane to measure flow |  |  |  |  | ITEM_CLASS |  |  |  |  | 0112/2///61987#ABU125 - reference to Operating LOP for flow measuring equipment |  |  |  |  | Standard |  |  |  | 2018-03-28 | 2013-08-27 | 2016-05-24 | 2016-05-24 |  | SC65E – IEC 61987 | C00004 |  | 0112/2///61987#ABA794 | https://cdd.iec.ch/CDD/IEC61987/iec61987.nsf/Classes/0112-2---61987%23ABA798
0112/2///61987#ABC211 | 001 | 02 | 0112/2///61987#ABC211#001 | Dynamic viscosity measurement |  |  |  | properties characterizing the measurement details of the dynamic viscosity measured variable |  | 1 ABC211.1 |  |  | ITEM_CLASS | [5 empty] | 0112/2///61987#ABC661 - Type of measured variable [2] |  |  |  | Standard |  |  |  | 2018-03-28 | 2013-08-27 | 2013-08-27 | 2014-06-18 |  | SC65E – IEC 61987 | C00004 |  | 0112/2///61987#ABV501 | https://cdd.iec.ch/CDD/IEC61987/iec61987.nsf/Classes/0112-2---61987%23ABC211 | https://cdd.iec.ch/cdd/iec61987/iec61987.nsf/PropertiesAllVersions/0112-2---61987%23ABB015,https://cdd.iec.ch/cdd/iec61987/iec61987.nsf/PropertiesAllVersions/0112-2---61987%23ABD046,https://cdd.iec.ch/cdd/iec61987/iec61987.nsf/PropertiesAllVersions/0112-2---61987%23ABA324,https://cdd.iec.ch/cdd/iec61987/iec61987.nsf/PropertiesAllVersions/0112-2---61987%23ABB781 | 0112-2---61987#ABD046,0112-2---61987#ABA324,0112-2---61987#ABB781,0112-2---61987#ABB015
0112/2///61987#ABC354 | 001 | 02 | 0112/2///61987#ABC354#001 | Material of diaphragm |  |  |  | properties characterizing the material of which a diaphragm is made |  |  |  |  | ITEM_CLASS | [5 empty] | 0112/2///61987#ABC197 - Diaphragm element |  |  |  | Standard |  |  |  | 2018-03-28 | 2013-09-27 | 2013-09-27 | 2014-06-18 |  | SC65E – IEC 61987 | C00004 |  | 0112/2///61987#ABV501 | https://cdd.iec.ch/CDD/IEC61987/iec61987.nsf/Classes/0112-2---61987%23ABC354 | https://cdd.iec.ch/cdd/iec61987/iec61987.nsf/PropertiesAllVersions/0112-2---61987%23ABB455,https://cdd.iec.ch/cdd/iec61987/iec61987.nsf/PropertiesAllVersions/0112-2---61987%23ABI460,https://cdd.iec.ch/cdd/iec61987/iec61987.nsf/PropertiesAllVersions/0112-2---61987%23ABA908,https://cdd.iec.ch/cdd/iec61987/iec61987.nsf/PropertiesAllVersions/0112-2---61987%23ABA907 | 0112-2---61987#ABA908,0112-2---61987#ABA907,0112-2---61987#ABB455,0112-2---61987#ABI460
0112/2///61987#ABC610 | 002 | 01 | 0112/2///61987#ABC610#002 | Structural design [piston flow transmitter/gauge] |  |  |  | properties characterizing the constructional details of a device |  |  |  |  | ITEM_CLASS | [5 empty] | 0112/2///61987#ABC429 - Mechanical and electrical construction [piston flow transmitter/gauge] |  |  |  | Standard |  |  |  | 2018-03-28 | 2013-08-27 | 2016-05-24 | 2016-05-24 |  | SC65E – IEC 61987 | C00004 |  | 0112/2///61987#ABV501 | https://cdd.iec.ch/CDD/IEC61987/iec61987.nsf/Classes/0112-2---61987%23ABC610 | https://cdd.iec.ch/cdd/iec61987/iec61987.nsf/PropertiesAllVersions/0112-2---61987%23ABD042,https://cdd.iec.ch/cdd/iec61987/iec61987.nsf/PropertiesAllVersions/0112-2---61987%23ABD258,https://cdd.iec.ch/cdd/iec61987/iec61987.nsf/PropertiesAllVersions/0112-2---61987%23ABD287,https://cdd.iec.ch/cdd/iec61987/iec61987.nsf/PropertiesAllVersions/0112-2---61987%23ABA177,https://cdd.iec.ch/cdd/iec61987/iec61987.nsf/PropertiesAllVersions/0112-2---61987%23ABD291,https://cdd.iec.ch/cdd/iec61987/iec61987.nsf/PropertiesAllVersions/0112-2---61987%23ABA182,https://cdd.iec.ch/cdd/iec61987/iec61987.nsf/PropertiesAllVersions/0112-2---61987%23ABD282,https://cdd.iec.ch/cdd/iec61987/iec61987.nsf/PropertiesAllVersions/0112-2---61987%23ABB503,https://cdd.iec.ch/cdd/iec61987/iec61987.nsf/PropertiesAllVersions/0112-2---61987%23ABC825,https://cdd.iec.ch/cdd/iec61987/iec61987.nsf/PropertiesAllVersions/0112-2---61987%23ABB970,https://cdd.iec.ch/cdd/iec61987/iec61987.nsf/PropertiesAllVersions/0112-2---61987%23ABC832,https://cdd.iec.ch/cdd/iec61987/iec61987.nsf/PropertiesAllVersions/0112-2---61987%23ABD284 | 0112-2---61987#ABD282,0112-2---61987#ABB503,0112-2---61987#ABC825,0112-2---61987#ABD284,0112-2---61987#ABD287,0112-2---61987#ABD291,0112-2---61987#ABA182,0112-2---61987#ABB970,0112-2---61987#ABC832,0112-2---61987#ABD042,0112-2---61987#ABD258,0112-2---61987#ABA177
0112/2///61987#ABD909 | 001 | 02 | 0112/2///61987#ABD909#001 | Material of lower shaft bearing |  |  |  | properties characterizing the material of which a lower shaft bearing is made |  |  |  |  | ITEM_CLASS | [5 empty] | 0112/2///61987#ABE026 - Structural design of a ball valve0112/2///61987#ABE027 - Structural design of a butterfly valve0112/2///61987#ABE036 - Structural design of an eccentric plug valve |  |  |  | Standard |  |  |  | 2018-03-28 | 2013-09-02 | 2013-09-02 | 2014-06-18 |  | SC65E – IEC 61987 | C00009 |  | 0112/2///61987#ABV501 | https://cdd.iec.ch/CDD/IEC61987/iec61987.nsf/Classes/0112-2---61987%23ABD909 | https://cdd.iec.ch/cdd/iec61987/iec61987.nsf/PropertiesAllVersions/0112-2---61987%23ABB455,https://cdd.iec.ch/cdd/iec61987/iec61987.nsf/PropertiesAllVersions/0112-2---61987%23ABI460,https://cdd.iec.ch/cdd/iec61987/iec61987.nsf/PropertiesAllVersions/0112-2---61987%23ABA908,https://cdd.iec.ch/cdd/iec61987/iec61987.nsf/PropertiesAllVersions/0112-2---61987%23ABA907 | 0112-2---61987#ABB455,0112-2---61987#ABI460,0112-2---61987#ABA908,0112-2---61987#ABA907
0112/2///61987#ABD951 | 002 | 01 | 0112/2///61987#ABD951#002 | Operating conditions for device design [4] |  |  |  | properties characterizing the nominal conditions at a measuring or control point |  |  |  |  | ITEM_CLASS | [5 empty] | 0112/2///61987#ABE309 - Operating LOP for actuator |  |  | false | Standard |  | IEC 61987 | IEC | 2022-12-09 | 2017-12-07 | 2022-12-09 | 2022-12-09 |  | IEC/SC 65E | C00112 |  | 0112/2///61987#ABV501 | https://cdd.iec.ch/CDD/IEC61987/iec61987.nsf/Classes/0112-2---61987%23ABD951 | https://cdd.iec.ch/cdd/iec61987/iec61987.nsf/PropertiesAllVersions/0112-2---61987%23ABD395,https://cdd.iec.ch/cdd/iec61987/iec61987.nsf/PropertiesAllVersions/0112-2---61987%23ABD393,https://cdd.iec.ch/cdd/iec61987/iec61987.nsf/PropertiesAllVersions/0112-2---61987%23ABD394,https://cdd.iec.ch/cdd/iec61987/iec61987.nsf/PropertiesAllVersions/0112-2---61987%23ABE109,https://cdd.iec.ch/cdd/iec61987/iec61987.nsf/PropertiesAllVersions/0112-2---61987%23ABE087 | 0112-2---61987#ABD395,0112-2---61987#ABD393,0112-2---61987#ABD394,0112-2---61987#ABE109,0112-2---61987#ABE087
0112/2///61987#ABD372 | 001 | 01 | 0112/2///61987#ABD372#001 | Volume booster |  |  |  | actuator/valve accessory used together with a positioner to increase the positioning speed of a pneumatic actuator |  |  |  |  | ITEM_CLASS |  |  |  |  | 0112/2///61987#ABU514 - reference to Operating LOP for valve/actuator accessories |  |  |  |  | Standard |  |  |  | 2018-03-28 | 2013-09-02 | 2016-05-02 | 2016-05-02 |  | SC65E – IEC 61987 | C00009 | 001-01 (2018-03-28 07:25:59 by BATCH 00000762) standard | 0112/2///61987#ABD366 | https://cdd.iec.ch/CDD/IEC61987/iec61987.nsf/Classes/0112-2---61987%23ABD372 |  | 0112-2---61987#ABU514
0112/2///61987#ABC497 | 002 | 01 | 0112/2///61987#ABC497#002 | Performance [7] |  |  |  | properties characterizing the performance of the device with regard to measurement accuracy and dynamic behaviour |  |  | from IEC 61987-1, 5.6 |  | ITEM_CLASS | [5 empty] | 0112/2///61987#ABA031 - Device LOP for differential pressure transmitter |  |  |  | Standard |  |  |  | 2018-03-28 | 2013-08-27 | 2016-05-24 | 2016-05-24 |  | SC65E – IEC 61987 | C00004 |  | 0112/2///61987#ABV501 | https://cdd.iec.ch/CDD/IEC61987/iec61987.nsf/Classes/0112-2---61987%23ABC497 | https://cdd.iec.ch/cdd/iec61987/iec61987.nsf/PropertiesAllVersions/0112-2---61987%23ABD196,https://cdd.iec.ch/cdd/iec61987/iec61987.nsf/PropertiesAllVersions/0112-2---61987%23ABB636,https://cdd.iec.ch/cdd/iec61987/iec61987.nsf/PropertiesAllVersions/0112-2---61987%23ABD137,https://cdd.iec.ch/cdd/iec61987/iec61987.nsf/PropertiesAllVersions/0112-2---61987%23ABD130 | 0112-2---61987#ABD137,0112-2---61987#ABD130,0112-2---61987#ABD196,0112-2---61987#ABB636
0112/2///61987#ABE574 | 001 | 01 | 0112/2///61987#ABE574#001 | Output [10] |  |  |  | properties characterizing the outputs provided by the device, the variables assigned to them and their electrical properties |  |  |  |  | ITEM_CLASS | [5 empty] | 0112/2///61987#ABE631 - Device LOP for solenoid valve |  |  |  | Standard |  | IEC 61987 | IEC | 2018-03-28 | 2014-07-25 | 2018-03-20 | 2018-03-20 |  | SC65E – IEC 61987 | C00016 | 001-01 (2018-03-28 07:26:03 by BATCH 00000762) standard | 0112/2///61987#ABV501 | https://cdd.iec.ch/CDD/IEC61987/iec61987.nsf/Classes/0112-2---61987%23ABE574 | https://cdd.iec.ch/cdd/iec61987/iec61987.nsf/PropertiesAllVersions/0112-2---61987%23ABB271,https://cdd.iec.ch/cdd/iec61987/iec61987.nsf/PropertiesAllVersions/0112-2---61987%23ABA577,https://cdd.iec.ch/cdd/iec61987/iec61987.nsf/PropertiesAllVersions/0112-2---61987%23ABA342,https://cdd.iec.ch/cdd/iec61987/iec61987.nsf/PropertiesAllVersions/0112-2---61987%23ABE491 | 0112-2---61987#ABB271,0112-2---61987#ABA577,0112-2---61987#ABA342,0112-2---61987#ABE491
0112/2///61987#ABP045 | 001 | 01 | 0112/2///61987#ABP045#001 | Installation conditions [infrastructure device] |  |  |  | properties characterizing the installation conditions necessary to obtain the specified performance of an infrastructure device |  |  |  |  | ITEM_CLASS | [5 empty] | 0112/2///61987#ABP063 - Rated Operating Conditions [infrastructure device] |  |  | false | Standard |  | IEC 61987 | IEC | 2023-01-23 | 2023-01-23 | 2023-01-23 | 2023-01-23 |  | IEC/SC 65E | C00128 | 001-01 (2023-01-23 14:53:33 by BATCH 00000807) standard | 0112/2///61987#ABV501 | https://cdd.iec.ch/CDD/IEC61987/iec61987.nsf/Classes/0112-2---61987%23ABP045 | https://cdd.iec.ch/cdd/iec61987/iec61987.nsf/PropertiesAllVersions/0112-2---61987%23ABP228,https://cdd.iec.ch/cdd/iec61987/iec61987.nsf/PropertiesAllVersions/0112-2---61987%23ABD228 | 0112-2---61987#ABD228,0112-2---61987#ABP228
0112/2///61987#ABC344 | 001 | 02 | 0112/2///61987#ABC344#001 | Material of bearing bush |  |  |  | properties characterizing the material of a bearing bush |  |  |  |  | ITEM_CLASS | [5 empty] | 0112/2///61987#ABC627 - Structural design of a helix flow transmitter or gauge0112/2///61987#ABC632 - Structural design of a piston flow transmitter or gauge0112/2///61987#ABC633 - Structural design of a rotating element flow transmitter or gauge0112/2///61987#ABC640 - Structural design of an (oval) gear flow transmitter or gauge |  |  |  | Standard |  |  |  | 2018-03-28 | 2013-08-27 | 2013-08-27 | 2014-06-18 |  | SC65E – IEC 61987 | C00019 |  | 0112/2///61987#ABV501 | https://cdd.iec.ch/CDD/IEC61987/iec61987.nsf/Classes/0112-2---61987%23ABC344 | https://cdd.iec.ch/cdd/iec61987/iec61987.nsf/PropertiesAllVersions/0112-2---61987%23ABB455,https://cdd.iec.ch/cdd/iec61987/iec61987.nsf/PropertiesAllVersions/0112-2---61987%23ABI460,https://cdd.iec.ch/cdd/iec61987/iec61987.nsf/PropertiesAllVersions/0112-2---61987%23ABA908,https://cdd.iec.ch/cdd/iec61987/iec61987.nsf/PropertiesAllVersions/0112-2---61987%23ABA907 | 0112-2---61987#ABB455,0112-2---61987#ABI460,0112-2---61987#ABA908,0112-2---61987#ABA907
0112/2///61987#ABC609 | 002 | 01 | 0112/2///61987#ABC609#002 | Structural design [(oval) gear flow transmitter/gauge] |  |  |  | properties characterizing the constructional details of a device |  |  |  |  | ITEM_CLASS | [5 empty] | 0112/2///61987#ABC428 - Mechanical and electrical construction [(oval) gear flow transmitter/gauge] |  |  |  | Standard |  |  |  | 2018-03-28 | 2013-08-27 | 2016-05-24 | 2016-05-24 |  | SC65E – IEC 61987 | C00004 |  | 0112/2///61987#ABV501 | https://cdd.iec.ch/CDD/IEC61987/iec61987.nsf/Classes/0112-2---61987%23ABC609 | https://cdd.iec.ch/cdd/iec61987/iec61987.nsf/PropertiesAllVersions/0112-2---61987%23ABD042,https://cdd.iec.ch/cdd/iec61987/iec61987.nsf/PropertiesAllVersions/0112-2---61987%23ABD266,https://cdd.iec.ch/cdd/iec61987/iec61987.nsf/PropertiesAllVersions/0112-2---61987%23ABD287,https://cdd.iec.ch/cdd/iec61987/iec61987.nsf/PropertiesAllVersions/0112-2---61987%23ABA177,https://cdd.iec.ch/cdd/iec61987/iec61987.nsf/PropertiesAllVersions/0112-2---61987%23ABD291,https://cdd.iec.ch/cdd/iec61987/iec61987.nsf/PropertiesAllVersions/0112-2---61987%23ABA182,https://cdd.iec.ch/cdd/iec61987/iec61987.nsf/PropertiesAllVersions/0112-2---61987%23ABD282,https://cdd.iec.ch/cdd/iec61987/iec61987.nsf/PropertiesAllVersions/0112-2---61987%23ABB503,https://cdd.iec.ch/cdd/iec61987/iec61987.nsf/PropertiesAllVersions/0112-2---61987%23ABC825,https://cdd.iec.ch/cdd/iec61987/iec61987.nsf/PropertiesAllVersions/0112-2---61987%23ABB970,https://cdd.iec.ch/cdd/iec61987/iec61987.nsf/PropertiesAllVersions/0112-2---61987%23ABC832,https://cdd.iec.ch/cdd/iec61987/iec61987.nsf/PropertiesAllVersions/0112-2---61987%23ABD284 | 0112-2---61987#ABD042,0112-2---61987#ABD287,0112-2---61987#ABA182,0112-2---61987#ABD282,0112-2---61987#ABB503,0112-2---61987#ABC832,0112-2---61987#ABD266,0112-2---61987#ABA177,0112-2---61987#ABD291,0112-2---61987#ABC825,0112-2---61987#ABB970,0112-2---61987#ABD284
0112/2///61987#ABD971 | 002 | 01 | 0112/2///61987#ABD971#002 | Performance [12] |  |  |  | properties characterizing the performance of the device with regard to measurement accuracy and dynamic behaviour |  |  | from IEC 61987-1, 5.6 |  | ITEM_CLASS | [5 empty] | 0112/2///61987#ABE321 - Device LOP for positioner0112/2///61987#ABE634 - Device LOP for I/P converter |  |  |  | Standard |  |  |  | 2018-03-28 | 2013-09-02 | 2016-05-02 | 2016-05-02 |  | SC65E – IEC 61987 | C00009 |  | 0112/2///61987#ABV501 | https://cdd.iec.ch/CDD/IEC61987/iec61987.nsf/Classes/0112-2---61987%23ABD971 | https://cdd.iec.ch/cdd/iec61987/iec61987.nsf/PropertiesAllVersions/0112-2---61987%23ABB661,https://cdd.iec.ch/cdd/iec61987/iec61987.nsf/PropertiesAllVersions/0112-2---61987%23ABD560,https://cdd.iec.ch/cdd/iec61987/iec61987.nsf/PropertiesAllVersions/0112-2---61987%23ABB079,https://cdd.iec.ch/cdd/iec61987/iec61987.nsf/PropertiesAllVersions/0112-2---61987%23ABE258,https://cdd.iec.ch/cdd/iec61987/iec61987.nsf/PropertiesAllVersions/0112-2---61987%23ABB636,https://cdd.iec.ch/cdd/iec61987/iec61987.nsf/PropertiesAllVersions/0112-2---61987%23ABE230,https://cdd.iec.ch/cdd/iec61987/iec61987.nsf/PropertiesAllVersions/0112-2---61987%23ABD131 | 0112-2---61987#ABE230,0112-2---61987#ABD131,0112-2---61987#ABB661,0112-2---61987#ABD560,0112-2---61987#ABB079,0112-2---61987#ABE258,0112-2---61987#ABB636
0112/2///61987#ABE690 | 001 | 01 | 0112/2///61987#ABE690#001 | Output [22] |  |  |  | properties characterizing the outputs provided by the device, the variables assigned to them and their electrical properties |  |  | from IEC 61987-1, 5.5 |  | ITEM_CLASS | [5 empty] | 0112/2///61987#ABV520 - Device LOP for position transmitter |  |  |  | Standard |  |  |  | 2018-03-28 | 2014-09-14 | 2018-03-20 | 2018-03-20 |  | SC65E – IEC 61987 | C00016 | 001-01 (2018-03-28 07:26:03 by BATCH 00000762) standard | 0112/2///61987#ABV501 | https://cdd.iec.ch/CDD/IEC61987/iec61987.nsf/Classes/0112-2---61987%23ABE690 | https://cdd.iec.ch/cdd/iec61987/iec61987.nsf/PropertiesAllVersions/0112-2---61987%23ABB271,https://cdd.iec.ch/cdd/iec61987/iec61987.nsf/PropertiesAllVersions/0112-2---61987%23ABA577,https://cdd.iec.ch/cdd/iec61987/iec61987.nsf/PropertiesAllVersions/0112-2---61987%23ABA342,https://cdd.iec.ch/cdd/iec61987/iec61987.nsf/PropertiesAllVersions/0112-2---61987%23ABE693 | 0112-2---61987#ABE693,0112-2---61987#ABB271,0112-2---61987#ABA577,0112-2---61987#ABA342
0112/2///61987#ABG124 | 001 | 01 | 0112/2///61987#ABG124#001 | Manufacturer-specific input [4] |  |  |  | properties characterizing an auxiliary manufacturer-specific input |  | Polymorphic element: ABG124, Id: 4 |  |  | ITEM_CLASS | [5 empty] | 0112/2///61987#ABG061 - Type of auxiliary input [12]0112/2///61987#ABG062 - Type of auxiliary input [13]0112/2///61987#ABG063 - Type of auxiliary input [14]0112/2///61987#ABG064 - Type of auxiliary input [15]0112/2///61987#ABG071 - Type of auxiliary input [22] |  |  |  | Standard |  | IEC 61987 | IEC | 2018-03-28 | 2018-03-28 | 2018-03-28 | 2018-03-28 |  | SC65E – IEC 61987 | C00018 | 001-01 (2018-03-28 07:26:07 by BATCH 00000762) standard | 0112/2///61987#ABV501 | https://cdd.iec.ch/CDD/IEC61987/iec61987.nsf/Classes/0112-2---61987%23ABG124 | https://cdd.iec.ch/cdd/iec61987/iec61987.nsf/PropertiesAllVersions/0112-2---61987%23ABB619,https://cdd.iec.ch/cdd/iec61987/iec61987.nsf/PropertiesAllVersions/0112-2---61987%23ABH442,https://cdd.iec.ch/cdd/iec61987/iec61987.nsf/PropertiesAllVersions/0112-2---61987%23ABH443,https://cdd.iec.ch/cdd/iec61987/iec61987.nsf/PropertiesAllVersions/0112-2---61987%23ABU978,https://cdd.iec.ch/cdd/iec61987/iec61987.nsf/PropertiesAllVersions/0112-2---61987%23ABC930,https://cdd.iec.ch/cdd/iec61987/iec61987.nsf/PropertiesAllVersions/0112-2---61987%23ABC965 | 0112-2---61987#ABB619,0112-2---61987#ABH442,0112-2---61987#ABH443,0112-2---61987#ABU978,0112-2---61987#ABC930,0112-2---61987#ABC965
0112/2///61987#ABG317 | 001 | 01 | 0112/2///61987#ABG317#001 | Dynamic behaviour [5] |  |  |  | properties characterizing the dynamic response of a device output |  |  |  |  | ITEM_CLASS | [5 empty] | 0112/2///61987#ABG319 - Absolute performance for temperature [3] |  |  |  | Standard |  | IEC 61987 | IEC | 2018-03-28 | 2017-09-22 | 2017-09-22 | 2017-09-22 |  | SC65E – IEC 61987 | C00019 | 001-01 (2018-03-28 07:26:08 by BATCH 00000762) standard | 0112/2///61987#ABV501 | https://cdd.iec.ch/CDD/IEC61987/iec61987.nsf/Classes/0112-2---61987%23ABG317 | https://cdd.iec.ch/cdd/iec61987/iec61987.nsf/PropertiesAllVersions/0112-2---61987%23ABA569,https://cdd.iec.ch/cdd/iec61987/iec61987.nsf/PropertiesAllVersions/0112-2---61987%23ABB717,https://cdd.iec.ch/cdd/iec61987/iec61987.nsf/PropertiesAllVersions/0112-2---61987%23ABA570,https://cdd.iec.ch/cdd/iec61987/iec61987.nsf/PropertiesAllVersions/0112-2---61987%23ABF311,https://cdd.iec.ch/cdd/iec61987/iec61987.nsf/PropertiesAllVersions/0112-2---61987%23ABB000,https://cdd.iec.ch/cdd/iec61987/iec61987.nsf/PropertiesAllVersions/0112-2---61987%23ABB077,https://cdd.iec.ch/cdd/iec61987/iec61987.nsf/PropertiesAllVersions/0112-2---61987%23ABB078,https://cdd.iec.ch/cdd/iec61987/iec61987.nsf/PropertiesAllVersions/0112-2---61987%23ABB550,https://cdd.iec.ch/cdd/iec61987/iec61987.nsf/PropertiesAllVersions/0112-2---61987%23ABB079,https://cdd.iec.ch/cdd/iec61987/iec61987.nsf/PropertiesAllVersions/0112-2---61987%23ABB718,https://cdd.iec.ch/cdd/iec61987/iec61987.nsf/PropertiesAllVersions/0112-2---61987%23ABB719 | 0112-2---61987#ABB719,0112-2---61987#ABB717,0112-2---61987#ABA570,0112-2---61987#ABF311,0112-2---61987#ABB077,0112-2---61987#ABB078,0112-2---61987#ABB079,0112-2---61987#ABA569,0112-2---61987#ABB000,0112-2---61987#ABB550,0112-2---61987#ABB718
0112/2///61987#ABN695 | 002 | 01 | 0112/2///61987#ABN695#002 | Specific final control elements diagnostic variables |  |  |  | properties characterizing dynamic data which are the result of an automated valve diagnostic function |  |  |  |  | ITEM_CLASS | [5 empty] | 0112/2///61987#ABN682 - Continuous measurement variables |  |  | false | Standard |  | IEC 61987 | IEC | 2022-12-09 |  | 2022-12-09 | 2022-12-09 |  | IEC/SC 65E | C00112 |  | 0112/2///61987#ABV501 | https://cdd.iec.ch/CDD/IEC61987/iec61987.nsf/Classes/0112-2---61987%23ABN695 | https://cdd.iec.ch/cdd/iec61987/iec61987.nsf/PropertiesAllVersions/0112-2---61987%23ABD706,https://cdd.iec.ch/cdd/iec61987/iec61987.nsf/PropertiesAllVersions/0112-2---61987%23ABN641,https://cdd.iec.ch/cdd/iec61987/iec61987.nsf/PropertiesAllVersions/0112-2---61987%23ABN642,https://cdd.iec.ch/cdd/iec61987/iec61987.nsf/PropertiesAllVersions/0112-2---61987%23ABN643 | 0112-2---61987#ABD706,0112-2---61987#ABN641,0112-2---61987#ABN642,0112-2---61987#ABN643
0112/2///61987#ABD812 | 002 | 01 | 0112/2///61987#ABD812#002 | Body of valve [2] |  |  |  | properties characterizing the body of a final control element |  |  |  |  | ITEM_CLASS | [5 empty] | - |  |  |  | Standard |  |  |  | 2020-02-28 | 2017-12-07 | 2020-02-28 | 2020-02-28 |  | SC65E – IEC 61987 | C00009 |  | 0112/2///61987#ABV501 | https://cdd.iec.ch/CDD/IEC61987/iec61987.nsf/Classes/0112-2---61987%23ABD812 | https://cdd.iec.ch/cdd/iec61987/iec61987.nsf/PropertiesAllVersions/0112-2---61987%23ABD668,https://cdd.iec.ch/cdd/iec61987/iec61987.nsf/PropertiesAllVersions/0112-2---61987%23ABU552,https://cdd.iec.ch/cdd/iec61987/iec61987.nsf/PropertiesAllVersions/0112-2---61987%23ABD779,https://cdd.iec.ch/cdd/iec61987/iec61987.nsf/PropertiesAllVersions/0112-2---61987%23ABB179,https://cdd.iec.ch/cdd/iec61987/iec61987.nsf/PropertiesAllVersions/0112-2---61987%23ABC976,https://cdd.iec.ch/cdd/iec61987/iec61987.nsf/PropertiesAllVersions/0112-2---61987%23ABB120,https://cdd.iec.ch/cdd/iec61987/iec61987.nsf/PropertiesAllVersions/0112-2---61987%23ABB453,https://cdd.iec.ch/cdd/iec61987/iec61987.nsf/PropertiesAllVersions/0112-2---61987%23ABD669,https://cdd.iec.ch/cdd/iec61987/iec61987.nsf/PropertiesAllVersions/0112-2---61987%23ABN979,https://cdd.iec.ch/cdd/iec61987/iec61987.nsf/PropertiesAllVersions/0112-2---61987%23ABC979,https://cdd.iec.ch/cdd/iec61987/iec61987.nsf/PropertiesAllVersions/0112-2---61987%23ABD589,https://cdd.iec.ch/cdd/iec61987/iec61987.nsf/PropertiesAllVersions/0112-2---61987%23ABD564,https://cdd.iec.ch/cdd/iec61987/iec61987.nsf/PropertiesAllVersions/0112-2---61987%23ABA184,https://cdd.iec.ch/cdd/iec61987/iec61987.nsf/PropertiesAllVersions/0112-2---61987%23ABA916,https://cdd.iec.ch/cdd/iec61987/iec61987.nsf/PropertiesAllVersions/0112-2---61987%23ABA917,https://cdd.iec.ch/cdd/iec61987/iec61987.nsf/PropertiesAllVersions/0112-2---61987%23ABB010,https://cdd.iec.ch/cdd/iec61987/iec61987.nsf/PropertiesAllVersions/0112-2---61987%23ABB969,https://cdd.iec.ch/cdd/iec61987/iec61987.nsf/PropertiesAllVersions/0112-2---61987%23ABA155,https://cdd.iec.ch/cdd/iec61987/iec61987.nsf/PropertiesAllVersions/0112-2---61987%23ABB950,https://cdd.iec.ch/cdd/iec61987/iec61987.nsf/PropertiesAllVersions/0112-2---61987%23ABA582,https://cdd.iec.ch/cdd/iec61987/iec61987.nsf/PropertiesAllVersions/0112-2---61987%23ABD703,https://cdd.iec.ch/cdd/iec61987/iec61987.nsf/PropertiesAllVersions/0112-2---61987%23ABD776,https://cdd.iec.ch/cdd/iec61987/iec61987.nsf/PropertiesAllVersions/0112-2---61987%23ABD731,https://cdd.iec.ch/cdd/iec61987/iec61987.nsf/PropertiesAllVersions/0112-2---61987%23ABE404,https://cdd.iec.ch/cdd/iec61987/iec61987.nsf/PropertiesAllVersions/0112-2---61987%23ABD675,https://cdd.iec.ch/cdd/iec61987/iec61987.nsf/PropertiesAllVersions/0112-2---61987%23ABE264,https://cdd.iec.ch/cdd/iec61987/iec61987.nsf/PropertiesAllVersions/0112-2---61987%23ABE410,https://cdd.iec.ch/cdd/iec61987/iec61987.nsf/PropertiesAllVersions/0112-2---61987%23ABE160,https://cdd.iec.ch/cdd/iec61987/iec61987.nsf/PropertiesAllVersions/0112-2---61987%23ABE390,https://cdd.iec.ch/cdd/iec61987/iec61987.nsf/PropertiesAllVersions/0112-2---61987%23ABE418,https://cdd.iec.ch/cdd/iec61987/iec61987.nsf/PropertiesAllVersions/0112-2---61987%23ABE071,https://cdd.iec.ch/cdd/iec61987/iec61987.nsf/PropertiesAllVersions/0112-2---61987%23ABE388,https://cdd.iec.ch/cdd/iec61987/iec61987.nsf/PropertiesAllVersions/0112-2---61987%23ABE197,https://cdd.iec.ch/cdd/iec61987/iec61987.nsf/PropertiesAllVersions/0112-2---61987%23ABE376,https://cdd.iec.ch/cdd/iec61987/iec61987.nsf/PropertiesAllVersions/0112-2---61987%23ABC012,https://cdd.iec.ch/cdd/iec61987/iec61987.nsf/PropertiesAllVersions/0112-2---61987%23ABC861 | 0112-2---61987#ABB179,0112-2---61987#ABB120,0112-2---61987#ABD564,0112-2---61987#ABB969,0112-2---61987#ABD731,0112-2---61987#ABE388,0112-2---61987#ABB010,0112-2---61987#ABE410,0112-2---61987#ABE390,0112-2---61987#ABE418,0112-2---61987#ABC012,0112-2---61987#ABD779,0112-2---61987#ABN979,0112-2---61987#ABC979,0112-2---61987#ABB950,0112-2---61987#ABA582,0112-2---61987#ABC976,0112-2---61987#ABD589,0112-2---61987#ABA184,0112-2---61987#ABD675,0112-2---61987#ABE264,0112-2---61987#ABD668,0112-2---61987#ABA917,0112-2---61987#ABA155,0112-2---61987#ABD669,0112-2---61987#ABA916,0112-2---61987#ABD703,0112-2---61987#ABE197,0112-2---61987#ABB453,0112-2---61987#ABD776,0112-2---61987#ABE404,0112-2---61987#ABE376,0112-2---61987#ABC861,0112-2---61987#ABU552,0112-2---61987#ABE160,0112-2---61987#ABE071
0112/2///61987#ABU456 | 001 | 02 | 0112/2///61987#ABU456#001 | Sensing element of an electromagnetic flow transmitter |  |  |  | properties characterizing the sensing element of an electromagnetic flowmeter |  | Id specified in IEC61987-12/-13: ABC589 |  |  | ITEM_CLASS | [5 empty] | 0112/2///61987#ABC642 - Structural design of an electromagnetic flow transmitter |  |  |  | Standard |  |  |  | 2018-03-28 | 2013-09-27 | 2013-09-27 | 2014-06-18 |  | SC65E – IEC 61987 | C00004 |  | 0112/2///61987#ABV501 | https://cdd.iec.ch/CDD/IEC61987/iec61987.nsf/Classes/0112-2---61987%23ABU456 | https://cdd.iec.ch/cdd/iec61987/iec61987.nsf/PropertiesAllVersions/0112-2---61987%23ABB108,https://cdd.iec.ch/cdd/iec61987/iec61987.nsf/PropertiesAllVersions/0112-2---61987%23ABB107,https://cdd.iec.ch/cdd/iec61987/iec61987.nsf/PropertiesAllVersions/0112-2---61987%23ABB461,https://cdd.iec.ch/cdd/iec61987/iec61987.nsf/PropertiesAllVersions/0112-2---61987%23ABB462,https://cdd.iec.ch/cdd/iec61987/iec61987.nsf/PropertiesAllVersions/0112-2---61987%23ABB381,https://cdd.iec.ch/cdd/iec61987/iec61987.nsf/PropertiesAllVersions/0112-2---61987%23ABC986,https://cdd.iec.ch/cdd/iec61987/iec61987.nsf/PropertiesAllVersions/0112-2---61987%23ABB463 | 0112-2---61987#ABC986,0112-2---61987#ABB463,0112-2---61987#ABB108,0112-2---61987#ABB107,0112-2---61987#ABB461,0112-2---61987#ABB462,0112-2---61987#ABB381
0112/2///61987#ABE009 | 001 | 02 | 0112/2///61987#ABE009#001 | material of seat ring |  |  |  | properties characterizing the material of which a seat ring is made |  |  |  |  | ITEM_CLASS | [5 empty] | - |  |  |  | Standard |  |  |  | 2018-03-28 | 2013-09-02 | 2013-09-02 | 2014-06-18 |  | SC65E – IEC 61987 | C00009 |  | 0112/2///61987#ABV501 | https://cdd.iec.ch/CDD/IEC61987/iec61987.nsf/Classes/0112-2---61987%23ABE009 | https://cdd.iec.ch/cdd/iec61987/iec61987.nsf/PropertiesAllVersions/0112-2---61987%23ABB455,https://cdd.iec.ch/cdd/iec61987/iec61987.nsf/PropertiesAllVersions/0112-2---61987%23ABI460,https://cdd.iec.ch/cdd/iec61987/iec61987.nsf/PropertiesAllVersions/0112-2---61987%23ABA908,https://cdd.iec.ch/cdd/iec61987/iec61987.nsf/PropertiesAllVersions/0112-2---61987%23ABA907 | 0112-2---61987#ABB455,0112-2---61987#ABI460,0112-2---61987#ABA908,0112-2---61987#ABA907
0112/2///61987#ABG326 | 002 | 01 | 0112/2///61987#ABG326#002 | Rated operating conditions [21] |  |  |  | properties characterizing the conditions that must be fulfilled during operation in order that a device or assembly performs as designed |  |  |  |  | ITEM_CLASS | [5 empty] | 0112/2///61987#ABE731 - Device LOP for thermal level switch |  |  | false | Standard |  | IEC 61987 | IEC | 2022-12-09 | 2017-12-07 | 2022-12-09 | 2022-12-09 |  | IEC/SC 65E | C00112 |  | 0112/2///61987#ABV501 | https://cdd.iec.ch/CDD/IEC61987/iec61987.nsf/Classes/0112-2---61987%23ABG326 | https://cdd.iec.ch/cdd/iec61987/iec61987.nsf/PropertiesAllVersions/0112-2---61987%23ABG891,https://cdd.iec.ch/cdd/iec61987/iec61987.nsf/PropertiesAllVersions/0112-2---61987%23ABC859,https://cdd.iec.ch/cdd/iec61987/iec61987.nsf/PropertiesAllVersions/0112-2---61987%23ABG901,https://cdd.iec.ch/cdd/iec61987/iec61987.nsf/PropertiesAllVersions/0112-2---61987%23ABD163 | 0112-2---61987#ABC859,0112-2---61987#ABG901,0112-2---61987#ABD163,0112-2---61987#ABG891
0112/2///61987#ABA652 | 003 | 01 | 0112/2///61987#ABA652#003 | Pressure gauge |  |  |  | gauge that measures and indicates a pressure |  |  |  |  | ITEM_CLASS | [9 empty] | Standard |  |  |  | 2018-03-28 | 2013-08-27 | 2016-05-24 | 2016-05-24 |  | SC65E – IEC 61987 | C00004 |  | 0112/2///61987#ABA643 | https://cdd.iec.ch/CDD/IEC61987/iec61987.nsf/Classes/0112-2---61987%23ABA652 | https://cdd.iec.ch/cdd/iec61987/iec61987.nsf/PropertiesAllVersions/0112-2---61987%23ABU134 | 0112-2---61987#ABU134
0112/2///61987#ABA797 | 003 | 01 | 0112/2///61987#ABA797#003 | Propeller flow transmitter |  |  |  | velocity flow transmitter that uses the rotation of a propeller to measure flow |  |  |  |  | ITEM_CLASS |  |  |  |  | 0112/2///61987#ABU125 - reference to Operating LOP for flow measuring equipment |  |  |  |  | Standard |  |  |  | 2018-03-28 | 2013-08-27 | 2016-05-24 | 2016-05-24 |  | SC65E – IEC 61987 | C00004 |  | 0112/2///61987#ABA794 | https://cdd.iec.ch/CDD/IEC61987/iec61987.nsf/Classes/0112-2---61987%23ABA797 | https://cdd.iec.ch/cdd/iec61987/iec61987.nsf/PropertiesAllVersions/0112-2---61987%23ABU244 | 0112-2---61987#ABU244
0112/2///61987#ABC391 | 001 | 02 | 0112/2///61987#ABC391#001 | Material of sensor head housing |  |  |  | properties characterizing the material of which the housing of a sensor head is made |  |  |  |  | ITEM_CLASS | [5 empty] | 0112/2///61987#ABC043 - Transducer of an ultrasonic flow transmitter0112/2///61987#ABC289 - Inline ultrasonic flowmeter0112/2///61987#ABC302 - Insertion ultrasonic flowmeter0112/2///61987#ABF639 - Transducer of an ultrasonic density transmitter0112/2///61987#ABF640 - Inline ultrasonic density transmitter0112/2///61987#ABF642 - Insertion ultrasonic density transmitter |  |  |  | Standard |  |  |  | 2018-03-28 | 2013-08-27 | 2013-08-27 | 2014-06-18 |  | SC65E – IEC 61987 | C00019 |  | 0112/2///61987#ABV501 | https://cdd.iec.ch/CDD/IEC61987/iec61987.nsf/Classes/0112-2---61987%23ABC391 | https://cdd.iec.ch/cdd/iec61987/iec61987.nsf/PropertiesAllVersions/0112-2---61987%23ABB455,https://cdd.iec.ch/cdd/iec61987/iec61987.nsf/PropertiesAllVersions/0112-2---61987%23ABI460,https://cdd.iec.ch/cdd/iec61987/iec61987.nsf/PropertiesAllVersions/0112-2---61987%23ABA908,https://cdd.iec.ch/cdd/iec61987/iec61987.nsf/PropertiesAllVersions/0112-2---61987%23ABA907 | 0112-2---61987#ABI460,0112-2---61987#ABA908,0112-2---61987#ABA907,0112-2---61987#ABB455
0112/2///61987#ABE582 | 001 | 01 | 0112/2///61987#ABE582#001 | Performance [13] |  |  |  | properties characterizing the performance of the device with regard to measurement accuracy and dynamic behaviour |  |  | from IEC 61987-1, 5.6 |  | ITEM_CLASS | [5 empty] | 0112/2///61987#ABV520 - Device LOP for position transmitter |  |  |  | Standard |  |  |  | 2018-03-28 | 2013-09-02 | 2018-03-20 | 2018-03-20 |  | SC65E – IEC 61987 | C00016 | 001-01 (2018-03-28 07:26:03 by BATCH 00000762) standard | 0112/2///61987#ABV501 | https://cdd.iec.ch/CDD/IEC61987/iec61987.nsf/Classes/0112-2---61987%23ABE582 | https://cdd.iec.ch/cdd/iec61987/iec61987.nsf/PropertiesAllVersions/0112-2---61987%23ABB661,https://cdd.iec.ch/cdd/iec61987/iec61987.nsf/PropertiesAllVersions/0112-2---61987%23ABD560,https://cdd.iec.ch/cdd/iec61987/iec61987.nsf/PropertiesAllVersions/0112-2---61987%23ABB079,https://cdd.iec.ch/cdd/iec61987/iec61987.nsf/PropertiesAllVersions/0112-2---61987%23ABB636,https://cdd.iec.ch/cdd/iec61987/iec61987.nsf/PropertiesAllVersions/0112-2---61987%23ABE697 | 0112-2---61987#ABD560,0112-2---61987#ABB079,0112-2---61987#ABB636,0112-2---61987#ABE697,0112-2---61987#ABB661
0112/2///61987#ABG467 | 001 | 01 | 0112/2///61987#ABG467#001 | Operating conditions for device design [level] |  |  |  | properties characterizing the nominal conditions at a measuring point |  |  |  |  | ITEM_CLASS | [5 empty] | 0112/2///61987#ABE727 - Operating LOP for level measuring equipment |  |  |  | Standard |  | IEC 61987 | IEC | 2018-03-28 | 2014-12-17 | 2018-03-20 | 2018-03-20 |  | SC65E – IEC 61987 | C00018 | 001-01 (2018-03-28 07:26:11 by BATCH 00000762) standard | 0112/2///61987#ABV501 | https://cdd.iec.ch/CDD/IEC61987/iec61987.nsf/Classes/0112-2---61987%23ABG467 | https://cdd.iec.ch/cdd/iec61987/iec61987.nsf/PropertiesAllVersions/0112-2---61987%23ABD393,https://cdd.iec.ch/cdd/iec61987/iec61987.nsf/PropertiesAllVersions/0112-2---61987%23ABD394,https://cdd.iec.ch/cdd/iec61987/iec61987.nsf/PropertiesAllVersions/0112-2---61987%23ABD395,https://cdd.iec.ch/cdd/iec61987/iec61987.nsf/PropertiesAllVersions/0112-2---61987%23ABH203,https://cdd.iec.ch/cdd/iec61987/iec61987.nsf/PropertiesAllVersions/0112-2---61987%23ABB087,https://cdd.iec.ch/cdd/iec61987/iec61987.nsf/PropertiesAllVersions/0112-2---61987%23ABH354,https://cdd.iec.ch/cdd/iec61987/iec61987.nsf/PropertiesAllVersions/0112-2---61987%23ABC858,https://cdd.iec.ch/cdd/iec61987/iec61987.nsf/PropertiesAllVersions/0112-2---61987%23ABH032,https://cdd.iec.ch/cdd/iec61987/iec61987.nsf/PropertiesAllVersions/0112-2---61987%23ABD162 | 0112-2---61987#ABH203,0112-2---61987#ABD162,0112-2---61987#ABD394,0112-2---61987#ABD395,0112-2---61987#ABB087,0112-2---61987#ABH354,0112-2---61987#ABC858,0112-2---61987#ABH032,0112-2---61987#ABD393
0112/2///61987#ABP063 | 001 | 01 | 0112/2///61987#ABP063#001 | Rated Operating Conditions [infrastructure device] |  |  |  | properties characterizing the conditions that must be fulfilled in order that an infrastructure device performs as designed |  |  |  |  | ITEM_CLASS | [5 empty] | 0112/2///61987#ABP026 - Device LOP for I/O modules |  |  | false | Standard |  | IEC 61987 | IEC | 2023-01-23 | 2023-01-23 | 2023-01-23 | 2023-01-23 |  | IEC/SC 65E | C00128 | 001-01 (2023-01-23 14:53:33 by BATCH 00000807) standard | 0112/2///61987#ABV501 | https://cdd.iec.ch/CDD/IEC61987/iec61987.nsf/Classes/0112-2---61987%23ABP063 | https://cdd.iec.ch/cdd/iec61987/iec61987.nsf/PropertiesAllVersions/0112-2---61987%23ABP249,https://cdd.iec.ch/cdd/iec61987/iec61987.nsf/PropertiesAllVersions/0112-2---61987%23ABP233 | 0112-2---61987#ABP249,0112-2---61987#ABP233
0112/2///61987#ABP013 | 001 | 01 | 0112/2///61987#ABP013#001 | Accuracy expressed as a percentage [I/O module] |  |  |  | properties characterizing the accuracy of a measurement of an I/O module, expressed as a percentage of reading, span or full range etc. |  |  |  |  | ITEM_CLASS | [5 empty] | 0112/2///61987#ABP053 - Percentage performance [I/O module] |  |  | false | Standard |  | IEC 61987 | IEC | 2023-01-23 | 2023-01-23 | 2023-01-23 | 2023-01-23 |  | IEC/SC 65E | C00128 | 001-01 (2023-01-23 14:53:33 by BATCH 00000807) standard | 0112/2///61987#ABV501 | https://cdd.iec.ch/CDD/IEC61987/iec61987.nsf/Classes/0112-2---61987%23ABP013 | https://cdd.iec.ch/cdd/iec61987/iec61987.nsf/PropertiesAllVersions/0112-2---61987%23ABD459,https://cdd.iec.ch/cdd/iec61987/iec61987.nsf/PropertiesAllVersions/0112-2---61987%23ABD460,https://cdd.iec.ch/cdd/iec61987/iec61987.nsf/PropertiesAllVersions/0112-2---61987%23ABD535,https://cdd.iec.ch/cdd/iec61987/iec61987.nsf/PropertiesAllVersions/0112-2---61987%23ABA568,https://cdd.iec.ch/cdd/iec61987/iec61987.nsf/PropertiesAllVersions/0112-2---61987%23ABB779,https://cdd.iec.ch/cdd/iec61987/iec61987.nsf/PropertiesAllVersions/0112-2---61987%23ABB801,https://cdd.iec.ch/cdd/iec61987/iec61987.nsf/PropertiesAllVersions/0112-2---61987%23ABB802,https://cdd.iec.ch/cdd/iec61987/iec61987.nsf/PropertiesAllVersions/0112-2---61987%23ABB803,https://cdd.iec.ch/cdd/iec61987/iec61987.nsf/PropertiesAllVersions/0112-2---61987%23ABB804,https://cdd.iec.ch/cdd/iec61987/iec61987.nsf/PropertiesAllVersions/0112-2---61987%23ABB805,https://cdd.iec.ch/cdd/iec61987/iec61987.nsf/PropertiesAllVersions/0112-2---61987%23ABB806,https://cdd.iec.ch/cdd/iec61987/iec61987.nsf/PropertiesAllVersions/0112-2---61987%23ABB846,https://cdd.iec.ch/cdd/iec61987/iec61987.nsf/PropertiesAllVersions/0112-2---61987%23ABB661,https://cdd.iec.ch/cdd/iec61987/iec61987.nsf/PropertiesAllVersions/0112-2---61987%23ABB662,https://cdd.iec.ch/cdd/iec61987/iec61987.nsf/PropertiesAllVersions/0112-2---61987%23ABB663,https://cdd.iec.ch/cdd/iec61987/iec61987.nsf/PropertiesAllVersions/0112-2---61987%23ABP238 | 0112-2---61987#ABD460,0112-2---61987#ABD535,0112-2---61987#ABB803,0112-2---61987#ABB663,0112-2---61987#ABP238,0112-2---61987#ABD459,0112-2---61987#ABB801,0112-2---61987#ABB802,0112-2---61987#ABB805,0112-2---61987#ABB662,0112-2---61987#ABB779,0112-2---61987#ABB804,0112-2---61987#ABB846,0112-2---61987#ABB661,0112-2---61987#ABA568,0112-2---61987#ABB806

## Properties
Code | Version | Revision | IRDI | PreferredName | SynonymousName | Symbol | SynonymousSymbol | ShortName | Definition | Note | Remark | PrimaryUnit | AlternativeUnits | Level | DataType | Format | PropertyConstraint | DefinitionSource | ValueSource | PropertyDataElementType | Drawing | Formula | ValueListCode | ValueList | DETClass | ApplicableClasses | DefinitionClass | CodeForUnit | CodesForAlternativeUnits | CodeForUnitList | StatusLevel | IsDeprecated | PublishedIn | PublishedBy | ResponsibleCommittee | Conditions | ChangeRequestID | VersionHistory | PropertyId | PropertyUrl | PropertyUrl
0112/2///61987#ABD435 | 002 | 02 | 0112/2///61987#ABD435#002 | set span for flow velocity |  |  |  |  | difference between the upper and lower range value of flow velocity to which a flow velocity measurement instrument is adjusted |  |  | m/s |  |  | REAL_MEASURE_TYPE |  |  |  |  | NON_DEPENDENT_P_DET | [5 empty] | 0112/2///61987#ABD493 - Assigned flow velocity range | 0112/2///61987#ABA000 | 0112/2///62720#UAA733 - metre per second |  | 0112/2///61987#ABT509 - Velocity | Standard |  | IEC 61987 | IEC | IEC SC65E | - | C00112 |  | 0112-2---61987#ABD435 | https://cdd.iec.ch/cdd/iec61987/iec61987.nsf/PropertiesAllVersions/0112-2---61987%23ABD435 | https://cdd.iec.ch/cdd/iec61987/iec61987.nsf/PropertiesAllVersions/0112-2---61987%23ABU125
0112/2///61987#ABH492 | 001 | 01 | 0112/2///61987#ABH492#001 | type of sight glass gauge/indicator |  |  |  |  | classification of a sight glass gauge or indicator according to its mechanical construction | [5 empty] | STRING_TYPE |  |  |  |  | NON_DEPENDENT_P_DET | [5 empty] | 0112/2///61987#ABF276 - Structural design of a sight level gauge0112/2///61987#ABF282 - Structural design of a sight level indicator | 0112/2///61987#ABA000 |  |  |  | Standard |  | IEC 61987 | IEC | SC65E | - | C00018 | 001-01 (2018-03-28 07:27:16 by BATCH 00000762) standard | 0112-2---61987#ABH492 | https://cdd.iec.ch/cdd/iec61987/iec61987.nsf/PropertiesAllVersions/0112-2---61987%23ABH492 | https://cdd.iec.ch/cdd/iec61987/iec61987.nsf/PropertiesAllVersions/0112-2---61987%23ABU125
0112/2///61987#ABF502 | 001 | 01 | 0112/2///61987#ABF502#001 | parameter 3 |  |  |  |  | third parameter in a fixed set of parameters | [5 empty] | REAL_TYPE |  |  |  |  | NON_DEPENDENT_P_DET | [5 empty] | 0112/2///61987#ABF497 - Resistance parameter setting/sensor matching parameters | 0112/2///61987#ABA000 |  |  |  | Standard |  | IEC 61987 | IEC | SC65E | - | C00019 | 001-01 (2018-03-28 07:27:07 by BATCH 00000762) standard | 0112-2---61987#ABF502 | https://cdd.iec.ch/cdd/iec61987/iec61987.nsf/PropertiesAllVersions/0112-2---61987%23ABF502 | https://cdd.iec.ch/cdd/iec61987/iec61987.nsf/PropertiesAllVersions/0112-2---61987%23ABU291
0112/2///61987#ABU901 | 001 | 01 | 0112/2///61987#ABU901#001 | measured variable type [9] |  |  |  |  | type of quantity subject to measurement |  | Polymorphic control property |  |  |  | ENUM_STRING_TYPE(0112/2///61987#ABU823(Level measurement,Ullage measurement,Volume measurement,Mass measurement,Degree of filling measurement,Pressure measurement,Temperature measurement,Other variable)) |  |  |  |  | CONDITION_DET |  |  | 0112/2///61987#ABU823 | 0112/2///61987#ABU753 - IEC61987-11 Name of Level measurement0112/2///61987#ABU754 - IEC61987-11 Name of Ullage measurement0112/2///61987#ABU755 - IEC61987-11 Name of Volume measurement0112/2///61987#ABU756 - IEC61987-11 Name of Mass measurement0112/2///61987#ABU757 - IEC61987-11 Name of Degree of filling measurement0112/2///61987#ABU758 - IEC61987-11 Name of Pressure measurement0112/2///61987#ABU800 - IEC61987-11 Name of Temperature measurement0112/2///61987#ABU801 - IEC61987-11 Name of Other variable |  | 0112/2///61987#ABF981 - Type of measured variable [9] | 0112/2///61987#ABA000 |  |  |  | Standard |  | IEC 61987 | IEC | SC65E | - | C00018 | 001-01 (2018-03-28 07:27:22 by BATCH 00000762) standard | 0112-2---61987#ABU901 | https://cdd.iec.ch/cdd/iec61987/iec61987.nsf/PropertiesAllVersions/0112-2---61987%23ABU901 | https://cdd.iec.ch/cdd/iec61987/iec61987.nsf/PropertiesAllVersions/0112-2---61987%23ABU291
0112/2///61987#ABH505 | 001 | 01 | 0112/2///61987#ABH505#001 | number of manuals |  |  |  |  | cardinality property for manuals | [5 empty] | INT_TYPE |  |  |  |  | CONDITION_DET | [5 empty] | 0112/2///61987#ABH517 - Device documents supplied | 0112/2///61987#ABA000 |  |  |  | Standard |  | IEC 61987 |  | SC65E – IEC 61987 | - | C00018 | 001-01 (2019-03-08 15:35:28 by BATCH 00000766) standard | 0112-2---61987#ABH505 | https://cdd.iec.ch/cdd/iec61987/iec61987.nsf/PropertiesAllVersions/0112-2---61987%23ABH505
0112/2///61987#ABH011 | 002 | 05 | 0112/2///61987#ABH011#002 | reference to Process case [temperature] |  |  |  |  | reference to block ABG451 | [5 empty] | CLASS_REFERENCE_TYPE(0112/2///61987#ABG451) 0112/2///61987#ABG451 - Process case [temperature] |  |  |  |  | DEPENDENT_P_DET | [5 empty] | 0112/2///61987#ABF867 - Operating LOP for temperature measuring equipment | 0112/2///61987#ABA000 |  |  |  | Standard |  | IEC 61987 | IEC | IEC SC65E | 0112/2///61987#ABB164 - number of process cases | C00112 |  | 0112-2---61987#ABH011 | https://cdd.iec.ch/cdd/iec61987/iec61987.nsf/PropertiesAllVersions/0112-2---61987%23ABH011
0112/2///61987#ABA507 | 002 | 01 | 0112/2///61987#ABA507#002 | function of key/button |  |  |  |  | purpose for which a key or button is provided | [5 empty] | ENUM_CODE_TYPE(0112/2///61987#ABL374) |  |  |  |  | DEPENDENT_P_DET |  |  | 0112/2///61987#ABL374 | 0112/2///61987#ABM213 - display configuration0112/2///61987#ABN182 - reset totalizer0112/2///61987#ABI407 - others |  | 0112/2///61987#ABC310 - Key/button | 0112/2///61987#ABA000 |  |  |  | Standard |  |  |  | SC65E – IEC 61987 | 0112/2///61987#ABI406 - empty_property | C00091 |  | 0112-2---61987#ABA507 | https://cdd.iec.ch/cdd/iec61987/iec61987.nsf/PropertiesAllVersions/0112-2---61987%23ABA507
0112/2///61987#ABB624 | 001 | 04 | 0112/2///61987#ABB624#001 | manufacturer-specific pulse/frequency signal for upper signal on alarm |  |  |  |  | value of an analog pulse/frequency signal on alarm when the signal on alarm function is configured to the upper signal value |  |  | Hz |  |  | REAL_MEASURE_TYPE |  |  |  |  | NON_DEPENDENT_P_DET | [5 empty] | 0112/2///61987#ABC595 - Signal on alarm | 0112/2///61987#ABA000 | 0112/2///62720#UAA170 - hertz |  | 0112/2///61987#ABT561 - Frequency | Standard |  |  |  | SC65E – IEC 61987 | - | C00018 |  | 0112-2---61987#ABB624 | https://cdd.iec.ch/cdd/iec61987/iec61987.nsf/PropertiesAllVersions/0112-2---61987%23ABB624
0112/2///61987#ABP107 | 001 | 01 | 0112/2///61987#ABP107#001 | conversion time |  |  |  |  | selected or given time for the update of a measurement or conversion value resulting for a single channel |  |  | ms |  |  | REAL_MEASURE_TYPE |  |  |  |  | NON_DEPENDENT_P_DET | [5 empty] | 0112/2///61987#ABP017 - Analog to digital conversion0112/2///61987#ABP027 - Digital to analog conversion | 0112/2///61987#ABA000 | 0112/2///62720#UAA899 - millisecond |  | 0112/2///61987#ABT510 - Time/time duration short | Standard |  | IEC 61987 | IEC | IEC/SC 65E | - | C00128 | 001-01 (2023-01-23 14:53:52 by BATCH 00000807) standard | 0112-2---61987#ABP107 | https://cdd.iec.ch/cdd/iec61987/iec61987.nsf/PropertiesAllVersions/0112-2---61987%23ABP107
0112/2///61987#ABH559 | 001 | 01 | 0112/2///61987#ABH559#001 | input value of concentration |  |  |  |  | input value of a concentration table |  |  | mg/m³ |  |  | REAL_MEASURE_TYPE |  |  |  |  | NON_DEPENDENT_P_DET | [5 empty] | 0112/2///61987#ABH633 - Calibration point of concentration | 0112/2///61987#ABA000 | 0112/2///62720#UAA830 - milligram per metre cubed |  | 0112/2///61987#ABT575 - Mass concentration (mass per volume) | Standard |  | IEC 61987 |  | SC65E – IEC 61987 | - | C00018 | 001-01 (2019-03-08 15:35:29 by BATCH 00000766) standard | 0112-2---61987#ABH559 | https://cdd.iec.ch/cdd/iec61987/iec61987.nsf/PropertiesAllVersions/0112-2---61987%23ABH559
0112/2///61987#ABJ470 | 001 | 01 | 0112/2///61987#ABJ470#001 | reference to IN |  |  |  |  | reference to block ABI832 | [5 empty] | CLASS_REFERENCE_TYPE(0112/2///61987#ABI832) 0112/2///61987#ABI832 - IN |  |  |  |  | NON_DEPENDENT_P_DET | [5 empty] | 0112/2///61987#ABH885 - Control function block0112/2///61987#ABJ620 - INPUT | 0112/2///61987#ABA000 |  |  |  | Standard |  |  |  | SC65E – IEC 61987 | - | C00018 | 001-01 (2019-03-08 15:35:33 by BATCH 00000766) standard | 0112-2---61987#ABJ470 | https://cdd.iec.ch/cdd/iec61987/iec61987.nsf/PropertiesAllVersions/0112-2---61987%23ABJ470
0112/2///61987#ABA573 | 007 | 01 | 0112/2///61987#ABA573#007 | width | breadth |  |  |  | horizontal distance between the left-hand and right-hand extremes of an object when standing in its normal position of use | Width is used together with length and height or with depth and height and is orthogonal to height and length and depth. |  | mm |  |  | REAL_MEASURE_TYPE |  |  |  |  | NON_DEPENDENT_P_DET | [5 empty] | 0112/2///61987#ABC044 - Transmitter body [1]0112/2///61987#ABC045 - Transmitter body [2]0112/2///61987#ABC046 - Transmitter body [3]0112/2///61987#ABC047 - Transmitter body [4]0112/2///61987#ABC155 - Case0112/2///61987#ABC174 - Connection head0112/2///61987#ABC484 - Overall dimensions and weight0112/2///61987#ABD533 - Overall dimensions and weight [1]0112/2///61987#ABD811 - Body of actuator0112/2///61987#ABE391 - Overall dimensions and weight [2]0112/2///61987#ABF268 - Cooling system0112/2///61987#ABH836 - Storage dimensions and weight0112/2///61987#ABI414 - Gross dimensions and weight0112/2///61987#ABI417 - Packing information0112/2///61987#ABC048 - Transmitter housing [1]0112/2///61987#ABC049 - Transmitter housing [2]0112/2///61987#ABE040 - Transmitter housing [3]0112/2///61987#ABE607 - Solenoid valve housing0112/2///61987#ABF375 - Transmitter/switch housing0112/2///61987#ABN693 - Specific distance variables | 0112/2///61987#ABA000 | 0112/2///62720#UAA862 - millimetre |  | 0112/2///61987#ABT548 - Length short | Standard |  |  |  | SC65E – IEC 61987 | - | C00091 |  | 0112-2---61987#ABA573 | https://cdd.iec.ch/cdd/iec61987/iec61987.nsf/PropertiesAllVersions/0112-2---61987%23ABA573
0112/2///61987#ABA923 | 007 | 01 | 0112/2///61987#ABA923#007 | minimum limiting value of ambient temperature |  |  |  |  | lowest ambient temperature a device can or should withstand without permanent impairment of operating characteristics |  |  | °C |  |  | REAL_MEASURE_TYPE |  |  | IEC 61987-1, 5.7.2.2 |  | NON_DEPENDENT_P_DET | [5 empty] | 0112/2///61987#ABC315 - Limiting environmental conditions0112/2///61987#ABD827 - Limiting environmental conditions [2]0112/2///61987#ABE589 - Limiting environmental conditions [3]0112/2///61987#ABC316 - Limiting environmental design conditions | 0112/2///61987#ABA000 | 0112/2///62720#UAA033 - degree Celsius |  | 0112/2///61987#ABT514 - Temperature | Standard |  |  |  | SC65E – IEC 61987 | - | C00004 |  | 0112-2---61987#ABA923 | https://cdd.iec.ch/cdd/iec61987/iec61987.nsf/PropertiesAllVersions/0112-2---61987%23ABA923
0112/2///61987#ABA956 | 005 | 01 | 0112/2///61987#ABA956#005 | lower limiting value of process absolute pressure |  |  |  |  | lowest process absolute pressure to which the wetted parts of the equipment can be subjected without permanent impairment of operating characteristics |  |  | bar |  |  | REAL_MEASURE_TYPE |  |  | IEC 61987-1, 5.7.3.4 |  | NON_DEPENDENT_P_DET | [5 empty] | 0112/2///61987#ABC318 - Limiting process conditions [1]0112/2///61987#ABC319 - Limiting process conditions [2]0112/2///61987#ABC320 - Limiting process conditions [3]0112/2///61987#ABD829 - Limiting process conditions [4]0112/2///61987#ABG350 - Limiting process conditions [8] | 0112/2///61987#ABA000 | 0112/2///62720#UAA323 - bar |  | 0112/2///61987#ABT524 - Pressure | Standard |  |  |  | SC65E – IEC 61987 | - | C00019 |  | 0112-2---61987#ABA956 | https://cdd.iec.ch/cdd/iec61987/iec61987.nsf/PropertiesAllVersions/0112-2---61987%23ABA956
0112/2///61987#ABV167 | 001 | 01 | 0112/2///61987#ABV167#001 | measured variable type [14] |  |  |  |  | type of quantity subject to measurement |  | Polymorphic control property |  |  |  | ENUM_STRING_TYPE(0112/2///61987#ABV145(Temperature measurement [1],Other variable)) |  |  |  |  | CONDITION_DET |  |  | 0112/2///61987#ABV145 | 0112/2///61987#ABV106 - IEC61987-11 Name of Temperature measurement [1]0112/2///61987#ABV108 - IEC61987-11 Name of Other variable |  | 0112/2///61987#ABF986 - Type of measured variable [14] | 0112/2///61987#ABA000 |  |  |  | Standard |  | IEC 61987 | IEC | SC65E | - | C00019 | 001-01 (2018-03-28 07:27:23 by BATCH 00000762) standard | 0112-2---61987#ABV167 | https://cdd.iec.ch/cdd/iec61987/iec61987.nsf/PropertiesAllVersions/0112-2---61987%23ABV167
0112/2///61987#ABV227 | 001 | 03 | 0112/2///61987#ABV227#001 | reference to Binary transistor/triac output |  |  |  |  | reference to block ABC141 | [5 empty] | CLASS_REFERENCE_TYPE(0112/2///61987#ABC141) 0112/2///61987#ABC141 - Binary transistor/triac output |  |  |  |  | DEPENDENT_P_DET | [5 empty] | 0112/2///61987#ABG148 - Type of output [18]0112/2///61987#ABG149 - Type of output [19]0112/2///61987#ABG150 - Type of output [20] | 0112/2///61987#ABA000 |  |  |  | Standard |  | IEC 61987 | IEC | IEC/SC 65E | 0112/2///61987#ABV216 - output type [18] | C00128 |  | 0112-2---61987#ABV227 | https://cdd.iec.ch/cdd/iec61987/iec61987.nsf/PropertiesAllVersions/0112-2---61987%23ABV227
0112/2///61987#ABH475 | 001 | 01 | 0112/2///61987#ABH475#001 | type of illumination |  |  |  |  | classification of an illumination according to its electrical and mechanical construction | [5 empty] | STRING_TYPE |  |  |  |  | NON_DEPENDENT_P_DET | [5 empty] | 0112/2///61987#ABH474 - Illumination | 0112/2///61987#ABA000 |  |  |  | Standard |  | IEC 61987 | IEC | SC65E – IEC 61987 | - | C00018 | 001-01 (2018-03-28 07:27:16 by BATCH 00000762) standard | 0112-2---61987#ABH475 | https://cdd.iec.ch/cdd/iec61987/iec61987.nsf/PropertiesAllVersions/0112-2---61987%23ABH475
0112/2///61987#ABI425 | 001 | 01 | 0112/2///61987#ABI425#001 | maximum limiting value of transportation temperature |  |  |  |  | highest temperature to which a device may be subjected during transportation without permanent impairment of operating characteristics |  |  | °C |  |  | REAL_MEASURE_TYPE |  |  |  |  | NON_DEPENDENT_P_DET | [5 empty] | 0112/2///61987#ABI413 - Packaging and transportation | 0112/2///61987#ABA000 | 0112/2///62720#UAA033 - degree Celsius |  | 0112/2///61987#ABT514 - Temperature | Standard |  |  |  | SC65E – IEC 61987 | - | C00018 | 001-01 (2019-03-08 15:35:32 by BATCH 00000766) standard | 0112-2---61987#ABI425 | https://cdd.iec.ch/cdd/iec61987/iec61987.nsf/PropertiesAllVersions/0112-2---61987%23ABI425
0112/2///61987#ABF564 | 001 | 01 | 0112/2///61987#ABF564#001 | type of volume fraction measurement variable |  |  |  |  | classification of a volume fraction measurement according to the output quantity | [5 empty] | STRING_TYPE |  |  |  |  | NON_DEPENDENT_P_DET | [5 empty] | 0112/2///61987#ABE788 - Volume fraction measurement0112/2///61987#ABF597 - Assigned volume fraction range | 0112/2///61987#ABA000 |  |  |  | Standard |  | IEC 61987 | IEC | SC65E | - | C00018 | 001-01 (2018-03-28 07:27:07 by BATCH 00000762) standard | 0112-2---61987#ABF564 | https://cdd.iec.ch/cdd/iec61987/iec61987.nsf/PropertiesAllVersions/0112-2---61987%23ABF564
0112/2///61987#ABF027 | 001 | 01 | 0112/2///61987#ABF027#001 | material of microwave feedthrough |  |  |  |  | material from which the microwave feedthrough is made | [5 empty] | STRING_TYPE |  |  |  |  | NON_DEPENDENT_P_DET | [5 empty] | 0112/2///61987#ABF117 - Structural design of a guided-wave radar level transmitter0112/2///61987#ABH208 - Structural design of an antenna | 0112/2///61987#ABA000 |  |  |  | Standard |  |  |  | SC65E – IEC 61987 | - | C0018 | 001-01 (2018-03-28 07:27:03 by BATCH 00000762) standard | 0112-2---61987#ABF027 | https://cdd.iec.ch/cdd/iec61987/iec61987.nsf/PropertiesAllVersions/0112-2---61987%23ABF027
0112/2///61987#ABF429 | 001 | 01 | 0112/2///61987#ABF429#001 | reference standard for insert/element |  |  |  |  | standard on which the design of an insert is based | [5 empty] | STRING_TYPE |  |  |  |  | NON_DEPENDENT_P_DET | [5 empty] | 0112/2///61987#ABF405 - Structural design of an insert/element | 0112/2///61987#ABA000 |  |  |  | Standard |  | IEC 61987 | IEC | SC65E | - | C00019 | 001-01 (2018-03-28 07:27:06 by BATCH 00000762) standard | 0112-2---61987#ABF429 | https://cdd.iec.ch/cdd/iec61987/iec61987.nsf/PropertiesAllVersions/0112-2---61987%23ABF429
0112/2///61987#ABV190 | 001 | 01 | 0112/2///61987#ABV190#001 | reference to Rated operating conditions [25] |  |  |  |  | reference to block ABV235 | [5 empty] | CLASS_REFERENCE_TYPE(0112/2///61987#ABV235) 0112/2///61987#ABV235 - Rated operating conditions [25] |  |  |  |  | NON_DEPENDENT_P_DET | [5 empty] | 0112/2///61987#ABE761 - Device LOP for radiation thermometer | 0112/2///61987#ABA000 |  |  |  | Standard |  | IEC 61987 | IEC | SC65E | - | C00019 | 001-01 (2018-03-28 07:27:24 by BATCH 00000762) standard | 0112-2---61987#ABV190 | https://cdd.iec.ch/cdd/iec61987/iec61987.nsf/PropertiesAllVersions/0112-2---61987%23ABV190
0112/2///61987#ABU418 | 001 | 03 | 0112/2///61987#ABU418#001 | reference to Assigned pressure range |  |  |  |  | reference to block ABC115 |  | Id specified in IEC61987-12/-13: ABC745 |  |  |  | CLASS_REFERENCE_TYPE(0112/2///61987#ABC115) 0112/2///61987#ABC115 - Assigned pressure range |  |  |  |  | DEPENDENT_P_DET | [5 empty] | 0112/2///61987#ABC122 - Assigned variable [5] | 0112/2///61987#ABA000 |  |  |  | Standard |  |  |  | SC65E – IEC 61987 | 0112/2///61987#ABU393 - assigned variable type [5] | C00004 |  | 0112-2---61987#ABU418 | https://cdd.iec.ch/cdd/iec61987/iec61987.nsf/PropertiesAllVersions/0112-2---61987%23ABU418
0112/2///61987#ABA891 | 002 | 01 | 0112/2///61987#ABA891#002 | style of gearing |  |  |  |  | classification of a gearing according to its operating case | [5 empty] | ENUM_CODE_TYPE(0112/2///61987#ABL429) |  |  |  |  | DEPENDENT_P_DET |  |  | 0112/2///61987#ABL429 | 0112/2///61987#ABM410 - gearing for high viscosity fluids0112/2///61987#ABI407 - others |  | 0112/2///61987#ABC640 - Structural design of an (oval) gear flow transmitter or gauge | 0112/2///61987#ABA000 |  |  |  | Standard |  |  |  | SC65E – IEC 61987 | 0112/2///61987#ABI406 - empty_property | C00091 |  | 0112-2---61987#ABA891 | https://cdd.iec.ch/cdd/iec61987/iec61987.nsf/PropertiesAllVersions/0112-2---61987%23ABA891
0112/2///61987#ABE944 | 001 | 01 | 0112/2///61987#ABE944#001 | non-repeatability of ullage |  |  |  |  | for a device, absolute degree of deviation between the results of successive measurements of ullage, carried out under the same conditions of measurement |  |  | m |  |  | REAL_MEASURE_TYPE |  |  |  |  | NON_DEPENDENT_P_DET | [5 empty] | 0112/2///61987#ABE939 - Absolute performance for ullage | 0112/2///61987#ABA000 | 0112/2///62720#UAA726 - metre |  | 0112/2///61987#ABT548 - Length short | Standard |  | IEC 61987 | IEC | SC65E | - | C00018 | 001-01 (2018-03-28 07:27:03 by BATCH 00000762) standard | 0112-2---61987#ABE944 | https://cdd.iec.ch/cdd/iec61987/iec61987.nsf/PropertiesAllVersions/0112-2---61987%23ABE944
0112/2///61987#ABU329 | 001 | 03 | 0112/2///61987#ABU329#001 | reference to Absolute performance for pressure |  |  |  |  | reference to block ABC064 |  | Id specified in IEC61987-12/-13: ABC694 |  |  |  | CLASS_REFERENCE_TYPE(0112/2///61987#ABC064) 0112/2///61987#ABC064 - Absolute performance for pressure |  |  |  |  | DEPENDENT_P_DET | [5 empty] | 0112/2///61987#ABC673 - Type of performance variable [3] | 0112/2///61987#ABA000 |  |  |  | Standard |  |  |  | SC65E – IEC 61987 | 0112/2///61987#ABU295 - performance variable type [3] | C00004 |  | 0112-2---61987#ABU329 | https://cdd.iec.ch/cdd/iec61987/iec61987.nsf/PropertiesAllVersions/0112-2---61987%23ABU329
0112/2///61987#ABD703 | 002 | 01 | 0112/2///61987#ABD703#002 | reference standard for valve |  |  |  |  | standard on which the design of a valve is based | [5 empty] | STRING_TYPE |  |  |  |  | NON_DEPENDENT_P_DET | [5 empty] | 0112/2///61987#ABD812 - Body of valve [2]0112/2///61987#ABD813 - Body of valve [3]0112/2///61987#ABD814 - Body of valve [1]0112/2///61987#ABE605 - Body of solenoid valve | 0112/2///61987#ABA000 |  |  |  | Standard |  |  |  |  | - | C00004 |  | 0112-2---61987#ABD703 | https://cdd.iec.ch/cdd/iec61987/iec61987.nsf/PropertiesAllVersions/0112-2---61987%23ABD703
0112/2///61987#ABF275 | 001 | 01 | 0112/2///61987#ABF275#001 | type of lower shut-off valve |  |  |  |  | classification of the shut-off valve located at the lower side of a measuring chamber according to its mechanical construction | [5 empty] | STRING_TYPE |  |  |  |  | NON_DEPENDENT_P_DET | [5 empty] | 0112/2///61987#ABF023 - Structural design of a bypass/measuring chamber | 0112/2///61987#ABA000 |  |  |  | Standard |  | IEC 61987 | IEC | SC65E | - | C00018 | 001-01 (2018-03-28 07:27:05 by BATCH 00000762) standard | 0112-2---61987#ABF275 | https://cdd.iec.ch/cdd/iec61987/iec61987.nsf/PropertiesAllVersions/0112-2---61987%23ABF275
0112/2///61987#ABJ648 | 001 | 01 | 0112/2///61987#ABJ648#001 | DISCRETE_REMOTE_SETPOINT_STATUS |  |  |  |  | parameter indicating the status of the discrete remote setpoint | [5 empty] | INT_TYPE |  |  |  |  | NON_DEPENDENT_P_DET | [5 empty] | 0112/2///61987#ABI862 - DISCRETE_REMOTE_SETPOINT | 0112/2///61987#ABA000 |  |  |  | Standard |  |  |  | SC65E – IEC 61987 | - | C00019 | 001-01 (2019-03-08 15:35:34 by BATCH 00000766) standard | 0112-2---61987#ABJ648 | https://cdd.iec.ch/cdd/iec61987/iec61987.nsf/PropertiesAllVersions/0112-2---61987%23ABJ648
0112/2///61987#ABD058 | 001 | 02 | 0112/2///61987#ABD058#001 | reference to Mechanical and electrical construction [(oval) gear flow transmitter/gauge] |  |  |  |  | reference to block ABC428 | [5 empty] | CLASS_REFERENCE_TYPE(0112/2///61987#ABC428) 0112/2///61987#ABC428 - Mechanical and electrical construction [(oval) gear flow transmitter/gauge] |  |  |  |  | NON_DEPENDENT_P_DET | [5 empty] | 0112/2///61987#ABA013 - Device LOP for (oval) gear flow transmitter/gauge | 0112/2///61987#ABA000 |  |  |  | Standard |  |  |  | SC65E – IEC 61987 | - | C00004 |  | 0112-2---61987#ABD058 | https://cdd.iec.ch/cdd/iec61987/iec61987.nsf/PropertiesAllVersions/0112-2---61987%23ABD058
0112/2///61987#ABC872 | 004 | 01 | 0112/2///61987#ABC872#004 | reference to Fieldbus parameters |  |  |  |  | reference to block ABC242 | [5 empty] | CLASS_REFERENCE_TYPE(0112/2///61987#ABC242) 0112/2///61987#ABC242 - Fieldbus parameters |  |  |  |  | NON_DEPENDENT_P_DET | [5 empty] | 0112/2///61987#ABC201 - Digital communication interface | 0112/2///61987#ABA000 |  |  |  | Standard |  |  |  | SC65E – IEC 61987 | - | C00004 |  | 0112-2---61987#ABC872 | https://cdd.iec.ch/cdd/iec61987/iec61987.nsf/PropertiesAllVersions/0112-2---61987%23ABC872
0112/2///61987#ABA476 | 001 | 02 | 0112/2///61987#ABA476#001 | function of jumper |  |  |  |  | purpose for which the jumper is provided | [5 empty] | STRING_TYPE |  |  |  |  | NON_DEPENDENT_P_DET | [5 empty] | 0112/2///61987#ABC309 - Jumper | 0112/2///61987#ABA000 |  |  |  | Standard |  |  |  | SC65E – IEC 61987 | - | C00004 |  | 0112-2---61987#ABA476 | https://cdd.iec.ch/cdd/iec61987/iec61987.nsf/PropertiesAllVersions/0112-2---61987%23ABA476
0112/2///61987#ABB500 | 002 | 01 | 0112/2///61987#ABB500#002 | integrated temperature sensor |  |  |  |  | indication of the presence of an integrated temperature sensor | [5 empty] | ENUM_CODE_TYPE(0112/2///61987#ABJ765) |  |  |  |  | DEPENDENT_P_DET |  |  | 0112/2///61987#ABJ765 | 0112/2///61987#ABL014 - no0112/2///61987#ABL015 - yes0112/2///61987#ABI407 - others |  | 0112/2///61987#ABC639 - Structural design of a vortex flow transmitter | 0112/2///61987#ABA000 |  |  |  | Standard |  |  |  | SC65E – IEC 61987 | 0112/2///61987#ABI406 - empty_property | C00091 |  | 0112-2---61987#ABB500 | https://cdd.iec.ch/cdd/iec61987/iec61987.nsf/PropertiesAllVersions/0112-2---61987%23ABB500
0112/2///61987#ABB890 | 002 | 01 | 0112/2///61987#ABB890#002 | style of contact reset |  |  |  |  | classification of an electrical contact according to its kind of reset | [5 empty] | ENUM_CODE_TYPE(0112/2///61987#ABL505) |  |  |  |  | DEPENDENT_P_DET |  |  | 0112/2///61987#ABL505 | 0112/2///61987#ABM649 - manual0112/2///61987#ABM650 - increasing0112/2///61987#ABM651 - decreasing0112/2///61987#ABI407 - others |  | 0112/2///61987#ABD476 - Contacts | 0112/2///61987#ABA000 |  |  |  | Standard |  |  |  | SC65E – IEC 61987 | 0112/2///61987#ABI406 - empty_property | C00091 |  | 0112-2---61987#ABB890 | https://cdd.iec.ch/cdd/iec61987/iec61987.nsf/PropertiesAllVersions/0112-2---61987%23ABB890
0112/2///61987#ABU688 | 001 | 01 | 0112/2///61987#ABU688#001 | reference to Assigned density range |  |  |  |  | reference to block ABC107 | [5 empty] | CLASS_REFERENCE_TYPE(0112/2///61987#ABC107) 0112/2///61987#ABC107 - Assigned density range |  |  |  |  | DEPENDENT_P_DET | [5 empty] | 0112/2///61987#ABG096 - Assigned variable [16] | 0112/2///61987#ABA000 |  |  |  | Standard |  | IEC 61987 | IEC | SC65E | 0112/2///61987#ABU656 - assigned variable type [16] | C00017 | 001-01 (2018-03-28 07:27:21 by BATCH 00000762) standard | 0112-2---61987#ABU688 | https://cdd.iec.ch/cdd/iec61987/iec61987.nsf/PropertiesAllVersions/0112-2---61987%23ABU688
0112/2///61987#ABU291 | 001 | 02 | 0112/2///61987#ABU291#001 | reference to Device LOP for positive displacement flow transmitter/gauge |  |  |  |  | reference to block ABA023 | [5 empty] | CLASS_REFERENCE_TYPE(0112/2///61987#ABA023) 0112/2///61987#ABA023 - Device LOP for positive displacement flow transmitter/gauge |  |  |  |  | NON_DEPENDENT_P_DET | [5 empty] | 0112/2///61987#ABA645 - Positive displacement flow gauge | 0112/2///61987#ABA000 |  |  |  | Standard |  |  |  | SC65E – IEC 61987 | - | C00004 |  | 0112-2---61987#ABU291 | https://cdd.iec.ch/cdd/iec61987/iec61987.nsf/PropertiesAllVersions/0112-2---61987%23ABU291
0112/2///61987#ABB286 | 002 | 01 | 0112/2///61987#ABB286#002 | base vapor/gas compressibility |  |  |  |  | vapour or gas compressibility used to calculate variables to reference conditions | [5 empty] | REAL_TYPE |  |  |  |  | NON_DEPENDENT_P_DET | [5 empty] | 0112/2///61987#ABC136 - Base conditions | 0112/2///61987#ABA000 |  |  |  | Standard |  |  |  | SC65E – IEC 61987 | - | C00019 |  | 0112-2---61987#ABB286 | https://cdd.iec.ch/cdd/iec61987/iec61987.nsf/PropertiesAllVersions/0112-2---61987%23ABB286
0112/2///61987#ABB717 | 001 | 04 | 0112/2///61987#ABB717#001 | long-term drift of zero or lower range-limit |  |  |  |  | drift in zero or lower range-limit value monitored for 30 days with a constant input signal of 90% of span |  |  | % |  |  | REAL_MEASURE_TYPE |  |  |  |  | NON_DEPENDENT_P_DET | [5 empty] | 0112/2///61987#ABE398 - Dynamic behaviour [2]0112/2///61987#ABF307 - Dynamic behaviour [2]0112/2///61987#ABG315 - Dynamic behaviour [3]0112/2///61987#ABG316 - Dynamic behaviour [4]0112/2///61987#ABG317 - Dynamic behaviour [5]0112/2///61987#ABC210 - Dynamic behaviour | 0112/2///61987#ABA000 | 0112/2///62720#UAA000 - percent |  | 0112/2///61987#ABT533 - Percentage | Standard |  |  |  | SC65E – IEC 61987 | - | C00004 |  | 0112-2---61987#ABB717 | https://cdd.iec.ch/cdd/iec61987/iec61987.nsf/PropertiesAllVersions/0112-2---61987%23ABB717
0112/2///61987#ABU268 | 001 | 02 | 0112/2///61987#ABU268#001 | reference to Structural design of an ultrasonic flow transmitter |  |  |  |  | reference to block ABC644 |  | Id specified in IEC61987-12/-13: ABD270 |  |  |  | CLASS_REFERENCE_TYPE(0112/2///61987#ABC644) 0112/2///61987#ABC644 - Structural design of an ultrasonic flow transmitter |  |  |  |  | NON_DEPENDENT_P_DET | [5 empty] | 0112/2///61987#ABC613 - Structural design [ultrasonic flow transmitter] | 0112/2///61987#ABA000 |  |  |  | Standard |  |  |  | SC65E – IEC 61987 | - | C00004 |  | 0112-2---61987#ABU268 | https://cdd.iec.ch/cdd/iec61987/iec61987.nsf/PropertiesAllVersions/0112-2---61987%23ABU268
0112/2///61987#ABP134 | 001 | 01 | 0112/2///61987#ABP134#001 | maximum operating altitude above mean sea level |  |  |  |  | maximum altitude at which a device or a device component can operate within its specified limits |  |  | m |  |  | REAL_MEASURE_TYPE |  |  |  |  | NON_DEPENDENT_P_DET | [5 empty] | 0112/2///61987#ABC257 - Functional safety and reliability0112/2///61987#ABC449 - Normal environmental conditions | 0112/2///61987#ABA000 | 0112/2///62720#UAA726 - metre |  | 0112/2///61987#ABT548 - Length short | Standard |  | IEC 61987 | IEC | IEC/SC 65E | - | C00128 | 001-01 (2023-01-23 14:53:52 by BATCH 00000807) standard | 0112-2---61987#ABP134 | https://cdd.iec.ch/cdd/iec61987/iec61987.nsf/PropertiesAllVersions/0112-2---61987%23ABP134
0112/2///61987#ABB120 | 003 | 01 | 0112/2///61987#ABB120#003 | material of lining |  |  |  |  | material of a protective lining that prevents the contact of a fluid with the material from which the equipment is made | [5 empty] | STRING_TYPE |  |  |  |  | NON_DEPENDENT_P_DET | [5 empty] | 0112/2///61987#ABC638 - Structural design of a variable area flow transmitter or gauge0112/2///61987#ABF023 - Structural design of a bypass/measuring chamber0112/2///61987#ABC322 - Line or nozzle0112/2///61987#ABD812 - Body of valve [2]0112/2///61987#ABD813 - Body of valve [3]0112/2///61987#ABD814 - Body of valve [1] | 0112/2///61987#ABA000 |  |  |  | Standard |  |  |  | SC65E – IEC 61987 | - | C00004 |  | 0112-2---61987#ABB120 | https://cdd.iec.ch/cdd/iec61987/iec61987.nsf/PropertiesAllVersions/0112-2---61987%23ABB120
0112/2///61987#ABD573 | 002 | 01 | 0112/2///61987#ABD573#002 | direction of angular movement |  |  |  |  | classification on a rotary actuator according to the direction of its action | [5 empty] | ENUM_CODE_TYPE(0112/2///61987#ABL339) |  |  |  |  | DEPENDENT_P_DET |  |  | 0112/2///61987#ABL339 | 0112/2///61987#ABM095 - clockwise0112/2///61987#ABM096 - counter clockwise0112/2///61987#ABI407 - others |  | 0112/2///61987#ABD843 - Design conditions for actuators | 0112/2///61987#ABA000 |  |  |  | Standard |  |  |  |  | 0112/2///61987#ABI406 - empty_property | C00091 |  | 0112-2---61987#ABD573 | https://cdd.iec.ch/cdd/iec61987/iec61987.nsf/PropertiesAllVersions/0112-2---61987%23ABD573
0112/2///61987#ABE839 | 001 | 01 | 0112/2///61987#ABE839#001 | inaccuracy of volume |  |  |  |  | for a volume measurement, the maximum positive and negative deviation from the specified characteristic curve observed in testing a device under specified conditions and by a specified procedure |  |  | m³ |  |  | REAL_MEASURE_TYPE |  |  | IEC 61298-1, Ed. 2.0, 3.5 |  | NON_DEPENDENT_P_DET | [5 empty] | 0112/2///61987#ABE836 - Absolute performance for volume0112/2///61987#ABE843 - Accuracy for a subrange of volume | 0112/2///61987#ABA000 | 0112/2///62720#UAA757 - metre cubed |  | 0112/2///61987#ABT505 - Volume | Standard |  | IEC 61987 | IEC | SC65E | - | C00018 | 001-01 (2018-03-28 07:27:02 by BATCH 00000762) standard | 0112-2---61987#ABE839 | https://cdd.iec.ch/cdd/iec61987/iec61987.nsf/PropertiesAllVersions/0112-2---61987%23ABE839
0112/2///61987#ABF913 | 001 | 01 | 0112/2///61987#ABF913#001 | reference to Device LOP for vibrating tube density transmitter |  |  |  |  | reference to block ABF860 | [5 empty] | CLASS_REFERENCE_TYPE(0112/2///61987#ABF860) 0112/2///61987#ABF860 - Device LOP for vibrating tube density transmitter |  |  |  |  | NON_DEPENDENT_P_DET | [5 empty] | 0112/2///61987#ABA757 - Vibrating tube density transmitter | 0112/2///61987#ABA000 |  |  |  | Standard |  | IEC 61987 | IEC | SC65E | - | C00017 | 001-01 (2018-03-28 07:27:10 by BATCH 00000762) standard | 0112-2---61987#ABF913 | https://cdd.iec.ch/cdd/iec61987/iec61987.nsf/PropertiesAllVersions/0112-2---61987%23ABF913
0112/2///61987#ABH828 | 001 | 01 | 0112/2///61987#ABH828#001 | reference standard for packing group |  |  |  |  | standard to which a statement on packing group refers | [5 empty] | STRING_TYPE |  |  |  |  | NON_DEPENDENT_P_DET | [5 empty] | 0112/2///61987#ABH806 - Storage0112/2///61987#ABI417 - Packing information | 0112/2///61987#ABA000 |  |  |  | Standard |  |  |  | SC65E – IEC 61987 | - | C0018 | 001-01 (2019-03-08 15:35:31 by BATCH 00000766) standard | 0112-2---61987#ABH828 | https://cdd.iec.ch/cdd/iec61987/iec61987.nsf/PropertiesAllVersions/0112-2---61987%23ABH828
0112/2///61987#ABA380 | 002 | 01 | 0112/2///61987#ABA380#002 | maximum current |  |  |  |  | highest current that may flow or can be supplied, such that a device or component operates within its specification |  |  | mA |  |  | REAL_MEASURE_TYPE |  |  |  |  | NON_DEPENDENT_P_DET | [5 empty] | 0112/2///61987#ABC066 - AC rating for external power0112/2///61987#ABC179 - DC rating for external power0112/2///61987#ABC212 - Electrical data for active behaviour0112/2///61987#ABC213 - Electrical data for passive behaviour | 0112/2///61987#ABA000 | 0112/2///62720#UAA775 - milliampere |  | 0112/2///61987#ABT567 - Electrical current | Standard |  |  |  | SC65E – IEC 61987 | - | C00004 |  | 0112-2---61987#ABA380 | https://cdd.iec.ch/cdd/iec61987/iec61987.nsf/PropertiesAllVersions/0112-2---61987%23ABA380
0112/2///61987#ABB042 | 001 | 02 | 0112/2///61987#ABB042#001 | style of remote seal diaphragm |  |  |  |  | classification of the diaphragm of a remote seal according to its shape | [5 empty] | STRING_TYPE |  |  |  |  | NON_DEPENDENT_P_DET | [5 empty] | 0112/2///61987#ABC198 - Extended diaphragm seal | 0112/2///61987#ABA000 |  |  |  | Standard |  |  |  | SC65E – IEC 61987 | - | C00004 |  | 0112-2---61987#ABB042 | https://cdd.iec.ch/cdd/iec61987/iec61987.nsf/PropertiesAllVersions/0112-2---61987%23ABB042
0112/2///61987#ABF812 | 002 | 01 | 0112/2///61987#ABF812#002 | reference to Material of wire |  |  |  |  | reference to block ABF454 | [5 empty] | CLASS_REFERENCE_TYPE(0112/2///61987#ABF454) 0112/2///61987#ABF454 - Material of wire |  |  |  |  | NON_DEPENDENT_P_DET | [5 empty] | 0112/2///61987#ABF419 - Thermocouple0112/2///61987#ABF432 - Structural design of a servo level transmitter | 0112/2///61987#ABA000 |  |  |  | Standard |  | IEC 61987 | IEC | SC65E | - | C00018 |  | 0112-2---61987#ABF812 | https://cdd.iec.ch/cdd/iec61987/iec61987.nsf/PropertiesAllVersions/0112-2---61987%23ABF812
0112/2///61987#ABV206 | 001 | 02 | 0112/2///61987#ABV206#001 | reference to Absolute performance for temperature [3] |  |  |  |  | reference to block ABG319 | [5 empty] | CLASS_REFERENCE_TYPE(0112/2///61987#ABG319) 0112/2///61987#ABG319 - Absolute performance for temperature [3] |  |  |  |  | DEPENDENT_P_DET | [5 empty] | 0112/2///61987#ABG282 - Type of performance variable [16] | 0112/2///61987#ABA000 |  |  |  | Standard |  | IEC 61987 | IEC | SC65E | 0112/2///61987#ABV193 - performance variable type [16] | C00019 |  | 0112-2---61987#ABV206 | https://cdd.iec.ch/cdd/iec61987/iec61987.nsf/PropertiesAllVersions/0112-2---61987%23ABV206
0112/2///61987#ABA953 | 002 | 01 | 0112/2///61987#ABA953#002 | installation length of device |  |  |  |  | distance between the sealing faces of the end connections of the device that is mounted in the pipeline |  |  | mm |  |  | REAL_MEASURE_TYPE |  |  |  |  | NON_DEPENDENT_P_DET | [5 empty] | 0112/2///61987#ABC287 - Inline remote seal0112/2///61987#ABC484 - Overall dimensions and weight | 0112/2///61987#ABA000 | 0112/2///62720#UAA862 - millimetre |  | 0112/2///61987#ABT548 - Length short | Standard |  |  |  | SC65E – IEC 61987 | - | C00004 |  | 0112-2---61987#ABA953 | https://cdd.iec.ch/cdd/iec61987/iec61987.nsf/PropertiesAllVersions/0112-2---61987%23ABA953
0112/2///61987#ABA055 | 001 | 02 | 0112/2///61987#ABA055#001 | reset value |  |  |  |  | numerical value of a discrete input reset function | [5 empty] | STRING_TYPE |  |  |  |  | NON_DEPENDENT_P_DET | [5 empty] | 0112/2///61987#ABC578 - Reset parameter | 0112/2///61987#ABA000 |  |  |  | Standard |  |  |  | SC65E – IEC 61987 | - | C00004 |  | 0112-2---61987#ABA055 | https://cdd.iec.ch/cdd/iec61987/iec61987.nsf/PropertiesAllVersions/0112-2---61987%23ABA055
0112/2///61987#ABE966 | 001 | 01 | 0112/2///61987#ABE966#001 | average influence of process temperature on volume |  |  |  |  | change in output of a volume measuring device caused by a change in process temperature with respect to reference conditions, expressed as the average error across the specified process temperature range |  |  | m³/K |  |  | REAL_MEASURE_TYPE |  |  |  |  | NON_DEPENDENT_P_DET | [5 empty] | 0112/2///61987#ABE963 - Influence of external quantities expressed for volume | 0112/2///61987#ABA000 | 0112/2///62720#UAA758 - metre cubed per kelvin |  | 0112/2///61987#ABT500 - Volume per temperature | Standard |  | IEC 61987 | IEC | SC65E | - | C00018 |  | 0112-2---61987#ABE966 | https://cdd.iec.ch/cdd/iec61987/iec61987.nsf/PropertiesAllVersions/0112-2---61987%23ABE966
0112/2///61987#ABH785 | 001 | 01 | 0112/2///61987#ABH785#001 | designation of additional document |  |  |  |  | alphanumeric character sequence identifying an additional document | [5 empty] | STRING_TYPE |  |  |  |  | NON_DEPENDENT_P_DET | [5 empty] | 0112/2///61987#ABH503 - Additional document | 0112/2///61987#ABA000 |  |  |  | Standard |  | IEC 61987 |  | SC65E – IEC 61987 | - | C00018 | 001-01 (2019-03-08 15:35:30 by BATCH 00000766) standard | 0112-2---61987#ABH785 | https://cdd.iec.ch/cdd/iec61987/iec61987.nsf/PropertiesAllVersions/0112-2---61987%23ABH785
0112/2///61987#ABA078 | 001 | 02 | 0112/2///61987#ABA078#001 | notes on function block |  |  |  |  | user description of function block properties | [5 empty] | STRING_TYPE |  |  |  |  | NON_DEPENDENT_P_DET | [5 empty] | 0112/2///61987#ABC256 - Function block | 0112/2///61987#ABA000 |  |  |  | Standard |  |  |  | SC65E – IEC 61987 | - | C00004 |  | 0112-2---61987#ABA078 | https://cdd.iec.ch/cdd/iec61987/iec61987.nsf/PropertiesAllVersions/0112-2---61987%23ABA078
0112/2///61987#ABU152 | 001 | 03 | 0112/2///61987#ABU152#001 | reference to Mass flow measurement |  |  |  |  | reference to block ABC337 |  | Id specified in IEC61987-12/-13: ABC967 |  |  |  | CLASS_REFERENCE_TYPE(0112/2///61987#ABC337) 0112/2///61987#ABC337 - Mass flow measurement |  |  |  |  | DEPENDENT_P_DET | [5 empty] | 0112/2///61987#ABC660 - Type of measured variable [1] | 0112/2///61987#ABA000 |  |  |  | Standard |  |  |  | SC65E – IEC 61987 | 0112/2///61987#ABU143 - measured variable type [1] | C00004 |  | 0112-2---61987#ABU152 | https://cdd.iec.ch/cdd/iec61987/iec61987.nsf/PropertiesAllVersions/0112-2---61987%23ABU152
0112/2///61987#ABF683 | 001 | 02 | 0112/2///61987#ABF683#001 | reference to Accuracy for a subrange of ullage |  |  |  |  | reference to block ABE946 | [5 empty] | CLASS_REFERENCE_TYPE(0112/2///61987#ABE946) 0112/2///61987#ABE946 - Accuracy for a subrange of ullage |  |  |  |  | DEPENDENT_P_DET | [5 empty] | 0112/2///61987#ABE939 - Absolute performance for ullage | 0112/2///61987#ABA000 |  |  |  | Standard |  | IEC 61987 | IEC | IEC SC65E | 0112/2///61987#ABE945 - number of accuracies for a subrange of ullage | C00112 |  | 0112-2---61987#ABF683 | https://cdd.iec.ch/cdd/iec61987/iec61987.nsf/PropertiesAllVersions/0112-2---61987%23ABF683
0112/2///61987#ABF496 | 001 | 02 | 0112/2///61987#ABF496#001 | distance of fastening screws |  |  |  |  | distance between two screws intended to fasten a device or device part |  |  | m |  |  | REAL_MEASURE_TYPE |  |  |  |  | NON_DEPENDENT_P_DET | [5 empty] | 0112/2///61987#ABF405 - Structural design of an insert/element | 0112/2///61987#ABA000 | 0112/2///62720#UAA726 - metre |  | 0112/2///61987#ABT548 - Length short | Standard |  | IEC 61987 | IEC | SC65E | - | C00019 |  | 0112-2---61987#ABF496 | https://cdd.iec.ch/cdd/iec61987/iec61987.nsf/PropertiesAllVersions/0112-2---61987%23ABF496
0112/2///61987#ABD394 | 005 | 01 | 0112/2///61987#ABD394#005 | intended style of device |  |  |  |  | classification of a device according to a property other than its usage | second level of classification where the term "type" is the first level |  |  |  |  | STRING_TYPE |  |  |  |  | NON_DEPENDENT_P_DET | [5 empty] | 0112/2///61987#ABC460 - Operating conditions for device design [pressure]0112/2///61987#ABG467 - Operating conditions for device design [level]0112/2///61987#ABG468 - Operating conditions for device design [temperature]0112/2///61987#ABG469 - Operating conditions for device design [density]0112/2///61987#ABC459 - Operating conditions for device design0112/2///61987#ABD950 - Operating conditions for device design [2]0112/2///61987#ABD949 - Operating conditions for device design [3]0112/2///61987#ABD951 - Operating conditions for device design [4]0112/2///61987#ABP291 - Operating conditions for device design [infrastructure device] | 0112/2///61987#ABA000 |  |  |  | Standard |  |  |  | SC65E – IEC 61987 | - | C00004 |  | 0112-2---61987#ABD394 | https://cdd.iec.ch/cdd/iec61987/iec61987.nsf/PropertiesAllVersions/0112-2---61987%23ABD394
0112/2///61987#ABI402 | 001 | 01 | 0112/2///61987#ABI402#001 | reference to HART wireless network commands |  |  |  |  | reference to block ABH922 | [5 empty] | CLASS_REFERENCE_TYPE(0112/2///61987#ABH922) 0112/2///61987#ABH922 - HART wireless network commands |  |  |  |  | NON_DEPENDENT_P_DET | [5 empty] | 0112/2///61987#ABH911 - HART configuration parameter | 0112/2///61987#ABA000 |  |  |  | Standard |  |  |  | SC65E – IEC 61987 | - | C00004 | 001-01 (2018-03-28 07:27:17 by BATCH 00000762) standard | 0112-2---61987#ABI402 | https://cdd.iec.ch/cdd/iec61987/iec61987.nsf/PropertiesAllVersions/0112-2---61987%23ABI402
0112/2///61987#ABH028 | 001 | 01 | 0112/2///61987#ABH028#001 | reference to Operating conditions for device design [temperature] |  |  |  |  | reference to block ABG468 | [5 empty] | CLASS_REFERENCE_TYPE(0112/2///61987#ABG468) 0112/2///61987#ABG468 - Operating conditions for device design [temperature] |  |  |  |  | NON_DEPENDENT_P_DET | [5 empty] | 0112/2///61987#ABF867 - Operating LOP for temperature measuring equipment | 0112/2///61987#ABA000 |  |  |  | Standard |  | IEC 61987 | IEC | SC65E | - | C00019 | 001-01 (2018-03-28 07:27:13 by BATCH 00000762) standard | 0112-2---61987#ABH028 | https://cdd.iec.ch/cdd/iec61987/iec61987.nsf/PropertiesAllVersions/0112-2---61987%23ABH028
0112/2///61987#ABG927 | 001 | 01 | 0112/2///61987#ABG927#001 | reference to Mechanical and electrical construction [conductance level transmitter/switch] |  |  |  |  | reference to block ABG367 | [5 empty] | CLASS_REFERENCE_TYPE(0112/2///61987#ABG367) 0112/2///61987#ABG367 - Mechanical and electrical construction [conductance level transmitter/switch] |  |  |  |  | NON_DEPENDENT_P_DET | [5 empty] | 0112/2///61987#ABE738 - Device LOP for conductance level transmitter/switch | 0112/2///61987#ABA000 |  |  |  | Standard |  | IEC 61987 | IEC | SC65E | - | C00018 | 001-01 (2018-03-28 07:27:12 by BATCH 00000762) standard | 0112-2---61987#ABG927 | https://cdd.iec.ch/cdd/iec61987/iec61987.nsf/PropertiesAllVersions/0112-2---61987%23ABG927
0112/2///61987#ABG932 | 001 | 01 | 0112/2///61987#ABG932#001 | reference to Mechanical and electrical construction [ultrasonic level transmitter] |  |  |  |  | reference to block ABG372 | [5 empty] | CLASS_REFERENCE_TYPE(0112/2///61987#ABG372) 0112/2///61987#ABG372 - Mechanical and electrical construction [ultrasonic level transmitter] |  |  |  |  | NON_DEPENDENT_P_DET | [5 empty] | 0112/2///61987#ABE744 - Device LOP for ultrasonic level transmitter | 0112/2///61987#ABA000 |  |  |  | Standard |  | IEC 61987 | IEC | SC65E | - | C00018 | 001-01 (2018-03-28 07:27:12 by BATCH 00000762) standard | 0112-2---61987#ABG932 | https://cdd.iec.ch/cdd/iec61987/iec61987.nsf/PropertiesAllVersions/0112-2---61987%23ABG932
0112/2///61987#ABU367 | 002 | 01 | 0112/2///61987#ABU367#002 | reference to Binary input |  |  |  |  | reference to block ABC142 |  | Id specified in IEC61987-12/-13: ABC772 |  |  |  | CLASS_REFERENCE_TYPE(0112/2///61987#ABC142) 0112/2///61987#ABC142 - Binary input |  |  |  |  | DEPENDENT_P_DET | [5 empty] | 0112/2///61987#ABC053 - Type of auxiliary input [2]0112/2///61987#ABE395 - Type of auxiliary input [11]0112/2///61987#ABE686 - Type of auxiliary input [20] | 0112/2///61987#ABA000 |  |  |  | Standard |  |  |  | SC65E – IEC 61987 | 0112/2///61987#ABU347 - auxiliary input type [2] | C00004 |  | 0112-2---61987#ABU367 | https://cdd.iec.ch/cdd/iec61987/iec61987.nsf/PropertiesAllVersions/0112-2---61987%23ABU367
0112/2///61987#ABB343 | 004 | 01 | 0112/2///61987#ABB343#004 | pipe specification |  |  |  |  | user specific alphanumeric character sequence identifying a specification of piping components for use within its confines and which contains the definition of pipe and all related components that are to be used under a specific pressure, temperature condition – usually including material and further information | Defines the size, material, design, pressure and temperature for all elements of a pipe |  |  |  |  | STRING_TYPE |  |  | IEC 62424 MOD |  | NON_DEPENDENT_P_DET | [5 empty] | 0112/2///61987#ABC266 - High/single pressure side line or nozzle0112/2///61987#ABC270 - Impulse line0112/2///61987#ABC325 - Low pressure side line or nozzle0112/2///61987#ABD831 - Line or nozzle [2]0112/2///61987#ABH128 - Process equipment connection0112/2///61987#ABC322 - Line or nozzle | 0112/2///61987#ABA000 |  |  |  | Standard |  |  |  | SC65E – IEC 61987 | - | C00004 |  | 0112-2---61987#ABB343 | https://cdd.iec.ch/cdd/iec61987/iec61987.nsf/PropertiesAllVersions/0112-2---61987%23ABB343
0112/2///61987#ABU432 | 001 | 03 | 0112/2///61987#ABU432#001 | reference to Frequency output [4] |  |  |  |  | reference to block ABC253 |  | Id specified in IEC61987-12/-13: ABC883 |  |  |  | CLASS_REFERENCE_TYPE(0112/2///61987#ABC253) 0112/2///61987#ABC253 - Frequency output [4] |  |  |  |  | DEPENDENT_P_DET | [5 empty] | 0112/2///61987#ABC670 - Type of output [7] | 0112/2///61987#ABA000 |  |  |  | Standard |  |  |  | SC65E – IEC 61987 | 0112/2///61987#ABU426 - output type [7] | C00004 |  | 0112-2---61987#ABU432 | https://cdd.iec.ch/cdd/iec61987/iec61987.nsf/PropertiesAllVersions/0112-2---61987%23ABU432
0112/2///61987#ABN648 | 001 | 02 | 0112/2///61987#ABN648#001 | overall vibration acceleration per g p-p |  |  |  |  | oscillation range, expressed as acceleration in units of the acceleration of gravity g | The oscillation range is the difference between the minimum and maximum value within the time range under consideration. |  |  |  |  | REAL_TYPE |  |  |  |  | NON_DEPENDENT_P_DET | [5 empty] | 0112/2///61987#ABN694 - Specific machine vibration measurement variables | 0112/2///61987#ABA000 |  |  |  | Standard |  | IEC 61987 | IEC | IEC SC65E | - | C00112 |  | 0112-2---61987#ABN648 | https://cdd.iec.ch/cdd/iec61987/iec61987.nsf/PropertiesAllVersions/0112-2---61987%23ABN648
0112/2///61987#ABE482 | 001 | 01 | 0112/2///61987#ABE482#001 | switch-on delay |  |  |  |  | typical time delay between the signal for switching on and the resulting switching action |  |  | s |  |  | REAL_MEASURE_TYPE |  |  |  |  | NON_DEPENDENT_P_DET | [5 empty] | 0112/2///61987#ABE570 - Solenoid valve binary input | 0112/2///61987#ABA000 | 0112/2///62720#UAA972 - second |  | 0112/2///61987#ABT510 - Time/time duration short | Standard |  | IEC 61987 | IEC | SC65E | - | C00016 | 001-01 (2018-03-28 07:27:00 by BATCH 00000762) standard | 0112-2---61987#ABE482 | https://cdd.iec.ch/cdd/iec61987/iec61987.nsf/PropertiesAllVersions/0112-2---61987%23ABE482
0112/2///61987#ABF423 | 001 | 01 | 0112/2///61987#ABF423#001 | spacing of sensors |  |  |  |  | smallest distance between probes assembled in a common enclosure |  |  | mm |  |  | REAL_MEASURE_TYPE |  |  |  |  | NON_DEPENDENT_P_DET | [5 empty] | 0112/2///61987#ABF417 - Temperature sensor | 0112/2///61987#ABA000 | 0112/2///62720#UAA862 - millimetre |  | 0112/2///61987#ABT548 - Length short | Standard |  | IEC 61987 | IEC | SC65E | - | C00018 | 001-01 (2018-03-28 07:27:06 by BATCH 00000762) standard | 0112-2---61987#ABF423 | https://cdd.iec.ch/cdd/iec61987/iec61987.nsf/PropertiesAllVersions/0112-2---61987%23ABF423
0112/2///61987#ABI526 | 001 | 01 | 0112/2///61987#ABI526#001 | source of document |  |  |  |  | origin of a document | [5 empty] | STRING_TYPE |  |  |  |  | NON_DEPENDENT_P_DET | [5 empty] | 0112/2///61987#ABI477 - Document0112/2///61987#ABH503 - Additional document | 0112/2///61987#ABA000 |  |  |  | Standard |  |  |  | SC65E – IEC 61987 | - | C00018 | 001-01 (2019-03-08 15:35:32 by BATCH 00000766) standard | 0112-2---61987#ABI526 | https://cdd.iec.ch/cdd/iec61987/iec61987.nsf/PropertiesAllVersions/0112-2---61987%23ABI526
0112/2///61987#ABH757 | 001 | 02 | 0112/2///61987#ABH757#001 | reference to Calibration point of resistance |  |  |  |  | reference to block ABH645 | [5 empty] | CLASS_REFERENCE_TYPE(0112/2///61987#ABH645) 0112/2///61987#ABH645 - Calibration point of resistance |  |  |  |  | DEPENDENT_P_DET | [5 empty] | 0112/2///61987#ABH627 - Calibration of resistance | 0112/2///61987#ABA000 |  |  |  | Standard |  | IEC 61987 | IEC | IEC SC65E | 0112/2///61987#ABH594 - number of calibration points | C00112 |  | 0112-2---61987#ABH757 | https://cdd.iec.ch/cdd/iec61987/iec61987.nsf/PropertiesAllVersions/0112-2---61987%23ABH757
0112/2///61987#ABP248 | 001 | 01 | 0112/2///61987#ABP248#001 | reference to Input [I/O module] |  |  |  |  | reference to block ABP044 | [5 empty] | CLASS_REFERENCE_TYPE(0112/2///61987#ABP044) 0112/2///61987#ABP044 - Input [I/O module] |  |  |  |  | DEPENDENT_P_DET | [5 empty] | 0112/2///61987#ABP026 - Device LOP for I/O modules | 0112/2///61987#ABA000 |  |  |  | Standard |  | IEC 61987 | IEC | IEC/SC 65E | 0112/2///61987#ABP082 - number of inputs [I/O module] | C00128 | 001-01 (2023-01-23 14:53:53 by BATCH 00000807) standard | 0112-2---61987#ABP248 | https://cdd.iec.ch/cdd/iec61987/iec61987.nsf/PropertiesAllVersions/0112-2---61987%23ABP248
0112/2///61987#ABA558 | 007 | 01 | 0112/2///61987#ABA558#007 | degree of protection (IP) |  |  |  |  | extent of protection provided by an enclosure against access to hazardous parts, against ingress of solid foreign objects and/or ingress of water and verified by standardized test methods, expressed as an IP rating | [5 empty] | ENUM_CODE_TYPE(0112/2///61360_4#AAF604) |  |  | IEC 60529 |  | NON_DEPENDENT_P_DET |  |  | 0112/2///61360_4#AAF604 | 0112/2///61360_4#AAF605 - IP000112/2///61360_4#AAF606 - IP010112/2///61360_4#AAF607 - IP020112/2///61360_4#AAF608 - IP030112/2///61360_4#AAF609 - IP040112/2///61360_4#AAF610 - IP050112/2///61360_4#AAF611 - IP060112/2///61360_4#AAF612 - IP070112/2///61360_4#AAF613 - IP080112/2///61360_4#AAF614 - IP100112/2///61360_4#AAF615 - IP110112/2///61360_4#AAF616 - IP120112/2///61360_4#AAF617 - IP130112/2///61360_4#AAF618 - IP140112/2///61360_4#AAF619 - IP150112/2///61360_4#AAF620 - IP160112/2///61360_4#AAF621 - IP170112/2///61360_4#AAF622 - IP180112/2///61360_4#AAF623 - IP200112/2///61360_4#AAF624 - IP210112/2///61360_4#AAF625 - IP220112/2///61360_4#AAF626 - IP230112/2///61360_4#AAF627 - IP240112/2///61360_4#AAF628 - IP250112/2///61360_4#AAF629 - IP260112/2///61360_4#AAF630 - IP270112/2///61360_4#AAF631 - IP280112/2///61360_4#AAF632 - IP300112/2///61360_4#AAF633 - IP310112/2///61360_4#AAF634 - IP320112/2///61360_4#AAF635 - IP330112/2///61360_4#AAF636 - IP340112/2///61360_4#AAF637 - IP350112/2///61360_4#AAF638 - IP360112/2///61360_4#AAF639 - IP370112/2///61360_4#AAF640 - IP380112/2///61360_4#AAF641 - IP400112/2///61360_4#AAF642 - IP410112/2///61360_4#AAF643 - IP420112/2///61360_4#AAF644 - IP430112/2///61360_4#AAF645 - IP440112/2///61360_4#AAF646 - IP450112/2///61360_4#AAF647 - IP460112/2///61360_4#AAF648 - IP470112/2///61360_4#AAF649 - IP480112/2///61360_4#AAF650 - IP500112/2///61360_4#AAF651 - IP510112/2///61360_4#AAF652 - IP520112/2///61360_4#AAF653 - IP530112/2///61360_4#AAF654 - IP540112/2///61360_4#AAF655 - IP550112/2///61360_4#AAF656 - IP560112/2///61360_4#AAF657 - IP570112/2///61360_4#AAF658 - IP580112/2///61360_4#AAF659 - IP600112/2///61360_4#AAF660 - IP610112/2///61360_4#AAF661 - IP620112/2///61360_4#AAF662 - IP630112/2///61360_4#AAF663 - IP640112/2///61360_4#AAF664 - IP650112/2///61360_4#AAF665 - IP660112/2///61360_4#AAF666 - IP670112/2///61360_4#AAF667 - IP680112/2///61360_4#AAF683 - IP690112/2///61360_4#AAF668 - IPX10112/2///61360_4#AAF669 - IPX20112/2///61360_4#AAF670 - IPX30112/2///61360_4#AAF671 - IPX40112/2///61360_4#AAF672 - IPX50112/2///61360_4#AAF673 - IPX60112/2///61360_4#AAF674 - IPX70112/2///61360_4#AAF675 - IPX80112/2///61360_4#AAF676 - IP1X0112/2///61360_4#AAF677 - IP2X0112/2///61360_4#AAF678 - IP3X0112/2///61360_4#AAF679 - IP4X0112/2///61360_4#AAF680 - IP5X0112/2///61360_4#AAF681 - IP6X |  | 0112/2///61987#ABC044 - Transmitter body [1]0112/2///61987#ABC045 - Transmitter body [2]0112/2///61987#ABC046 - Transmitter body [3]0112/2///61987#ABC047 - Transmitter body [4]0112/2///61987#ABC157 - Clamp-on ultrasonic flowmeter0112/2///61987#ABC171 - Connection compartment0112/2///61987#ABC174 - Connection head0112/2///61987#ABC195 - Dial indicator0112/2///61987#ABC202 - Digital indicator0112/2///61987#ABC302 - Insertion ultrasonic flowmeter0112/2///61987#ABD480 - Dial indicator [2]0112/2///61987#ABD848 - Dial indicator [3]0112/2///61987#ABD850 - Digital indicator [2]0112/2///61987#ABF168 - Sonic probe0112/2///61987#ABF261 - Fibre optics0112/2///61987#ABF268 - Cooling system0112/2///61987#ABF348 - Immersible probe or transmitter0112/2///61987#ABF380 - Structural design of a connection head0112/2///61987#ABF468 - Modulator0112/2///61987#ABF642 - Insertion ultrasonic density transmitter0112/2///61987#ABH474 - Illumination0112/2///61987#ABC040 - Totalizer indicator [2]0112/2///61987#ABC048 - Transmitter housing [1]0112/2///61987#ABC049 - Transmitter housing [2]0112/2///61987#ABC655 - Totalizer indicator [1]0112/2///61987#ABE040 - Transmitter housing [3]0112/2///61987#ABE607 - Solenoid valve housing0112/2///61987#ABF375 - Transmitter/switch housing0112/2///61987#ABP025 - Device housing | 0112/2///61987#ABA000 |  |  |  | Standard |  |  |  | SC65E – IEC 61987 | - | C00091 |  | 0112-2---61987#ABA558 | https://cdd.iec.ch/cdd/iec61987/iec61987.nsf/PropertiesAllVersions/0112-2---61987%23ABA558
0112/2///61987#ABU960 | 001 | 01 | 0112/2///61987#ABU960#001 | reference to Ullage measurement |  |  |  |  | reference to block ABE888 | [5 empty] | CLASS_REFERENCE_TYPE(0112/2///61987#ABE888) 0112/2///61987#ABE888 - Ullage measurement |  |  |  |  | DEPENDENT_P_DET | [5 empty] | 0112/2///61987#ABF979 - Type of measured variable [7]0112/2///61987#ABF980 - Type of measured variable [8]0112/2///61987#ABF981 - Type of measured variable [9]0112/2///61987#ABF983 - Type of measured variable [11]0112/2///61987#ABF984 - Type of measured variable [12]0112/2///61987#ABG012 - Type of measured variable [40]0112/2///61987#ABG013 - Type of measured variable [41] | 0112/2///61987#ABA000 |  |  |  | Standard |  | IEC 61987 | IEC | SC65E | 0112/2///61987#ABU941 - measured variable type [7] | C00018 | 001-01 (2018-03-28 07:27:23 by BATCH 00000762) standard | 0112-2---61987#ABU960 | https://cdd.iec.ch/cdd/iec61987/iec61987.nsf/PropertiesAllVersions/0112-2---61987%23ABU960
0112/2///61987#ABH114 | 002 | 01 | 0112/2///61987#ABH114#002 | position of head |  |  |  |  | location of a head relative to the orientation of the erected piece of process equipment | Examples are top, bottom, front, back |  |  |  |  | ENUM_CODE_TYPE(0112/2///61987#ABL665) |  |  |  |  | DEPENDENT_P_DET |  |  | 0112/2///61987#ABL665 | 0112/2///61987#ABN277 - top0112/2///61987#ABL996 - bottom0112/2///61987#ABM999 - front0112/2///61987#ABL942 - back0112/2///61987#ABI407 - others |  | 0112/2///61987#ABH113 - Head | 0112/2///61987#ABA000 |  |  |  | Standard |  | IEC 61987 | IEC | SC65E | 0112/2///61987#ABI406 - empty_property | C00091 |  | 0112-2---61987#ABH114 | https://cdd.iec.ch/cdd/iec61987/iec61987.nsf/PropertiesAllVersions/0112-2---61987%23ABH114
0112/2///61987#ABU311 | 001 | 03 | 0112/2///61987#ABU311#001 | reference to Actual volume flow measurement |  |  |  |  | reference to block ABC079 |  | Id specified in IEC61987-12/-13: ABC709 |  |  |  | CLASS_REFERENCE_TYPE(0112/2///61987#ABC079) 0112/2///61987#ABC079 - Actual volume flow measurement |  |  |  |  | DEPENDENT_P_DET | [5 empty] | 0112/2///61987#ABC662 - Type of measured variable [3] | 0112/2///61987#ABA000 |  |  |  | Standard |  |  |  | SC65E – IEC 61987 | 0112/2///61987#ABU293 - measured variable type [3] | C00004 |  | 0112-2---61987#ABU311 | https://cdd.iec.ch/cdd/iec61987/iec61987.nsf/PropertiesAllVersions/0112-2---61987%23ABU311
0112/2///61987#ABE978 | 001 | 01 | 0112/2///61987#ABE978#001 | average influence of ambient temperature on degree of filling |  |  |  |  | change in output of a degree of filling measuring device caused by a change in ambient temperature with respect to reference conditions, expressed as the average error across the specified ambient temperature range |  |  | %/K |  |  | REAL_MEASURE_TYPE |  |  |  |  | NON_DEPENDENT_P_DET | [5 empty] | 0112/2///61987#ABE977 - Influence of external quantities expressed for degree of filling | 0112/2///61987#ABA000 | 0112/2///62720#UAA008 - percent per kelvin |  | 0112/2///61987#ABT527 - Percentage per temperature | Standard |  | IEC 61987 | IEC | SC65E | - | C00018 | 001-01 (2018-03-28 07:27:03 by BATCH 00000762) standard | 0112-2---61987#ABE978 | https://cdd.iec.ch/cdd/iec61987/iec61987.nsf/PropertiesAllVersions/0112-2---61987%23ABE978
0112/2///61987#ABF439 | 001 | 01 | 0112/2///61987#ABF439#001 | type of sensing weight |  |  |  |  | classification of a sensor weight according to its mechanical design | [5 empty] | STRING_TYPE |  |  |  |  | NON_DEPENDENT_P_DET | [5 empty] | 0112/2///61987#ABF431 - Structural design of a plumb bob level transmitter | 0112/2///61987#ABA000 |  |  |  | Standard |  | IEC 61987 | IEC | SC65E | - | C00018 | 001-01 (2018-03-28 07:27:06 by BATCH 00000762) standard | 0112-2---61987#ABF439 | https://cdd.iec.ch/cdd/iec61987/iec61987.nsf/PropertiesAllVersions/0112-2---61987%23ABF439
0112/2///61987#ABH105 | 001 | 01 | 0112/2///61987#ABH105#001 | lining material of process equipment |  |  |  |  | material of which an internal lining of a piece of process equipment is made | [5 empty] | STRING_TYPE |  |  |  |  | NON_DEPENDENT_P_DET | [5 empty] | 0112/2///61987#ABH091 - Overall construction | 0112/2///61987#ABA000 |  |  |  | Standard |  | IEC 61987 | IEC | SC65E | - | C00018 | 001-01 (2018-03-28 07:27:13 by BATCH 00000762) standard | 0112-2---61987#ABH105 | https://cdd.iec.ch/cdd/iec61987/iec61987.nsf/PropertiesAllVersions/0112-2---61987%23ABH105
0112/2///61987#ABE477 | 001 | 01 | 0112/2///61987#ABE477#001 | reference to Input [13] |  |  |  |  | reference to block ABE568 | [5 empty] | CLASS_REFERENCE_TYPE(0112/2///61987#ABE568) 0112/2///61987#ABE568 - Input [13] |  |  |  |  | NON_DEPENDENT_P_DET | [5 empty] | 0112/2///61987#ABE630 - Device LOP for limit switch | 0112/2///61987#ABA000 |  |  |  | Standard |  | IEC 61987 | IEC | SC65E | - | C00016 | 001-01 (2018-03-28 07:27:00 by BATCH 00000762) standard | 0112-2---61987#ABE477 | https://cdd.iec.ch/cdd/iec61987/iec61987.nsf/PropertiesAllVersions/0112-2---61987%23ABE477
0112/2///61987#ABA021 | 002 | 01 | 0112/2///61987#ABA021#002 | type of fax number |  |  |  |  | characterization of the fax according its location or usage | [5 empty] | ENUM_CODE_TYPE(0112/2///61987#ABJ790) |  |  |  |  | DEPENDENT_P_DET |  |  | 0112/2///61987#ABJ790 | 0112/2///61987#ABL209 - office0112/2///61987#ABL210 - secretary0112/2///61987#ABL211 - home0112/2///61987#ABL212 - substitute0112/2///61987#ABI407 - others |  | 0112/2///61987#ABA436 - Fax | 0112/2///61987#ABA000 |  |  |  | Standard |  | IEC 61987 |  | SC65E – IEC 61987 | 0112/2///61987#ABI406 - empty_property | C00091 |  | 0112-2---61987#ABA021 | https://cdd.iec.ch/cdd/iec61987/iec61987.nsf/PropertiesAllVersions/0112-2---61987%23ABA021
0112/2///61987#ABJ600 | 002 | 01 | 0112/2///61987#ABJ600#002 | direction of flow |  |  |  |  | flow direction that a flow measuring device is able to measure the flow within its specification | [5 empty] | ENUM_CODE_TYPE(0112/2///61987#ABL423) |  |  |  |  | DEPENDENT_P_DET |  |  | 0112/2///61987#ABL423 | 0112/2///61987#ABM379 - forward0112/2///61987#ABM374 - forward and backflow0112/2///61987#ABI407 - others |  | 0112/2///61987#ABC079 - Actual volume flow measurement0112/2///61987#ABC337 - Mass flow measurement0112/2///61987#ABC456 - Normalized volume flow measurement0112/2///61987#ABD488 - Flow velocity measurement0112/2///61987#ABC475 - Other variable | 0112/2///61987#ABA000 |  |  |  | Standard |  |  |  | SC65E – IEC 61987 | 0112/2///61987#ABI406 - empty_property | C00091 |  | 0112-2---61987#ABJ600 | https://cdd.iec.ch/cdd/iec61987/iec61987.nsf/PropertiesAllVersions/0112-2---61987%23ABJ600
0112/2///61987#ABB711 | 001 | 03 | 0112/2///61987#ABB711#001 | number of influences of electromagnetic interference for a specific quantity |  |  |  |  | @number of influences of electromagnetic interference for a specific quantity |  | cardinality property |  |  |  | INT_TYPE |  |  |  |  | CONDITION_DET | [5 empty] | 0112/2///61987#ABC277 - Influence of external quantities expressed as a percentage for pressure0112/2///61987#ABJ593 - Influence of external quantities expressed as a percentage [5]0112/2///61987#ABC276 - Influence of external quantities expressed as a percentage0112/2///61987#ABG313 - Influence of external quantities expressed as a percentage [3]0112/2///61987#ABG314 - Influence of external quantities expressed as a percentage [4] | 0112/2///61987#ABA000 |  |  |  | Standard |  |  |  | SC65E – IEC 61987 | - | C00004 |  | 0112-2---61987#ABB711 | https://cdd.iec.ch/cdd/iec61987/iec61987.nsf/PropertiesAllVersions/0112-2---61987%23ABB711
0112/2///61987#ABF413 | 002 | 01 | 0112/2///61987#ABF413#002 | number of connected cables |  |  |  |  | @number of connected cables |  | Cardinality property |  |  |  | INT_TYPE |  |  |  |  | CONDITION_DET | [5 empty] | 0112/2///61987#ABF289 - RTD/thermocouple probe output | 0112/2///61987#ABA000 |  |  |  | Standard |  | IEC 61987 | IEC | SC65E | - | C00019 |  | 0112-2---61987#ABF413 | https://cdd.iec.ch/cdd/iec61987/iec61987.nsf/PropertiesAllVersions/0112-2---61987%23ABF413
0112/2///61987#ABU657 | 001 | 01 | 0112/2///61987#ABU657#001 | reference to Analog current output [16] |  |  |  |  | reference to block ABG180 | [5 empty] | CLASS_REFERENCE_TYPE(0112/2///61987#ABG180) 0112/2///61987#ABG180 - Analog current output [16] |  |  |  |  | DEPENDENT_P_DET | [5 empty] | 0112/2///61987#ABG153 - Type of output [23] | 0112/2///61987#ABA000 |  |  |  | Standard |  | IEC 61987 | IEC | SC65E | 0112/2///61987#ABU652 - output type [23] | C00017 | 001-01 (2018-03-28 07:27:21 by BATCH 00000762) standard | 0112-2---61987#ABU657 | https://cdd.iec.ch/cdd/iec61987/iec61987.nsf/PropertiesAllVersions/0112-2---61987%23ABU657
0112/2///61987#ABH513 | 001 | 02 | 0112/2///61987#ABH513#001 | reference to Additional document |  |  |  |  | reference to block ABH503 | [5 empty] | CLASS_REFERENCE_TYPE(0112/2///61987#ABH503) 0112/2///61987#ABH503 - Additional document |  |  |  |  | DEPENDENT_P_DET | [5 empty] | 0112/2///61987#ABH517 - Device documents supplied | 0112/2///61987#ABA000 |  |  |  | Standard |  | IEC 61987 | IEC | IEC SC65E | 0112/2///61987#ABH507 - number of additional documents | C00112 |  | 0112-2---61987#ABH513 | https://cdd.iec.ch/cdd/iec61987/iec61987.nsf/PropertiesAllVersions/0112-2---61987%23ABH513
0112/2///61987#ABA191 | 004 | 01 | 0112/2///61987#ABA191#004 | style of indicator |  |  |  |  | classification of an indicator according to the number of digits displayed | [5 empty] | ENUM_CODE_TYPE(0112/2///61987#ABL264) |  |  |  |  | DEPENDENT_P_DET |  |  | 0112/2///61987#ABL264 | 0112/2///61987#ABL782 - 5 digit0112/2///61987#ABL783 - 8 digit0112/2///61987#ABI407 - others |  | 0112/2///61987#ABC202 - Digital indicator0112/2///61987#ABD850 - Digital indicator [2]0112/2///61987#ABC040 - Totalizer indicator [2] | 0112/2///61987#ABA000 |  |  |  | Standard |  |  |  | SC65E – IEC 61987 | 0112/2///61987#ABI406 - empty_property | C00091 |  | 0112-2---61987#ABA191 | https://cdd.iec.ch/cdd/iec61987/iec61987.nsf/PropertiesAllVersions/0112-2---61987%23ABA191
0112/2///61987#ABC912 | 001 | 02 | 0112/2///61987#ABC912#001 | reference to Influence of external quantities for density |  |  |  |  | reference to block ABC282 | [5 empty] | CLASS_REFERENCE_TYPE(0112/2///61987#ABC282) 0112/2///61987#ABC282 - Influence of external quantities expressed for density |  |  |  |  | NON_DEPENDENT_P_DET | [5 empty] | 0112/2///61987#ABC058 - Absolute performance for density | 0112/2///61987#ABA000 |  |  |  | Standard |  |  |  | SC65E – IEC 61987 | - | C00004 |  | 0112-2---61987#ABC912 | https://cdd.iec.ch/cdd/iec61987/iec61987.nsf/PropertiesAllVersions/0112-2---61987%23ABC912
0112/2///61987#ABU378 | 001 | 03 | 0112/2///61987#ABU378#001 | reference to Assigned other variable pulse value |  |  |  |  | reference to block ABC113 |  | Id specified in IEC61987-12/-13: ABC743 |  |  |  | CLASS_REFERENCE_TYPE(0112/2///61987#ABC113) 0112/2///61987#ABC113 - Assigned other variable pulse value |  |  |  |  | DEPENDENT_P_DET | [5 empty] | 0112/2///61987#ABC118 - Assigned variable [1] | 0112/2///61987#ABA000 |  |  |  | Standard |  |  |  | SC65E – IEC 61987 | 0112/2///61987#ABU349 - assigned variable type [1] | C00004 |  | 0112-2---61987#ABU378 | https://cdd.iec.ch/cdd/iec61987/iec61987.nsf/PropertiesAllVersions/0112-2---61987%23ABU378
0112/2///61987#ABP090 | 001 | 01 | 0112/2///61987#ABP090#001 | quantity of channels per common/ground |  |  |  |  | number of channels of identical type that are connected to the same voltage potential or ground | [5 empty] | INT_TYPE |  |  |  |  | NON_DEPENDENT_P_DET | [5 empty] | 0112/2///61987#ABP044 - Input [I/O module]0112/2///61987#ABP052 - Output [I/O module] | 0112/2///61987#ABA000 |  |  |  | Standard |  | IEC 61987 | IEC | IEC/SC 65E | - | C00128 | 001-01 (2023-01-23 14:53:52 by BATCH 00000807) standard | 0112-2---61987#ABP090 | https://cdd.iec.ch/cdd/iec61987/iec61987.nsf/PropertiesAllVersions/0112-2---61987%23ABP090
0112/2///61987#ABU379 | 001 | 02 | 0112/2///61987#ABU379#001 | reference to Device LOP for absolute/gauge pressure transmitter |  |  |  |  | reference to block ABA029 | [5 empty] | CLASS_REFERENCE_TYPE(0112/2///61987#ABA029) 0112/2///61987#ABA029 - Device LOP for absolute/gauge pressure transmitter |  |  |  |  | NON_DEPENDENT_P_DET | [5 empty] | 0112/2///61987#ABA832 - Absolute pressure transmitter0112/2///61987#ABA834 - Gauge pressure transmitter | 0112/2///61987#ABA000 |  |  |  | Standard |  |  |  | SC65E – IEC 61987 | - | C00004 |  | 0112-2---61987#ABU379 | https://cdd.iec.ch/cdd/iec61987/iec61987.nsf/PropertiesAllVersions/0112-2---61987%23ABU379
0112/2///61987#ABA174 | 002 | 01 | 0112/2///61987#ABA174#002 | provision of cable |  |  |  |  | indication of who is to provide a cable | [5 empty] | ENUM_CODE_TYPE(0112/2///61987#ABL398) |  |  |  |  | DEPENDENT_P_DET |  |  | 0112/2///61987#ABL398 | 0112/2///61987#ABM296 - factory supplied0112/2///61987#ABM297 - user supplied0112/2///61987#ABI407 - others |  | 0112/2///61987#ABC170 - Connecting cable | 0112/2///61987#ABA000 |  |  |  | Standard |  |  |  | SC65E – IEC 61987 | 0112/2///61987#ABI406 - empty_property | C00091 |  | 0112-2---61987#ABA174 | https://cdd.iec.ch/cdd/iec61987/iec61987.nsf/PropertiesAllVersions/0112-2---61987%23ABA174
0112/2///61987#ABU980 | 001 | 01 | 0112/2///61987#ABU980#001 | reference to Assigned volume fraction range |  |  |  |  | reference to block ABF597 | [5 empty] | CLASS_REFERENCE_TYPE(0112/2///61987#ABF597) 0112/2///61987#ABF597 - Assigned volume fraction range |  |  |  |  | DEPENDENT_P_DET | [5 empty] | 0112/2///61987#ABG089 - Assigned variable [9]0112/2///61987#ABG091 - Assigned variable [11] | 0112/2///61987#ABA000 |  |  |  | Standard |  | IEC 61987 | IEC | SC65E | 0112/2///61987#ABU945 - assigned variable type [9] | C00018 | 001-01 (2018-03-28 07:27:23 by BATCH 00000762) standard | 0112-2---61987#ABU980 | https://cdd.iec.ch/cdd/iec61987/iec61987.nsf/PropertiesAllVersions/0112-2---61987%23ABU980
0112/2///61987#ABH946 | 001 | 01 | 0112/2///61987#ABH946#001 | SENSOR_UNIT |  |  |  |  | parameter setting the engineering unit descriptor for the signal provided by the sensor | [5 empty] | INT_TYPE |  |  |  |  | NON_DEPENDENT_P_DET | [5 empty] | 0112/2///61987#ABJ608 - SENSOR_SIGNAL | 0112/2///61987#ABA000 |  |  |  | Standard |  |  |  | SC65E – IEC 61987 | - | C00018 | 001-01 (2019-03-08 15:35:31 by BATCH 00000766) standard | 0112-2---61987#ABH946 | https://cdd.iec.ch/cdd/iec61987/iec61987.nsf/PropertiesAllVersions/0112-2---61987%23ABH946
0112/2///61987#ABI545 | 003 | 01 | 0112/2///61987#ABI545#003 | status of device |  |  |  |  | classification of a device according to the reliability of its performance or requirement of further actions | [5 empty] | ENUM_CODE_TYPE(0112/2///61987#ABJ778) |  | 0112/2///61987#ABJ778 |  |  | DEPENDENT_P_DET |  |  | 0112/2///61987#ABJ778 | 0112/2///61987#ABL149 - failure0112/2///61987#ABL150 - function check0112/2///61987#ABL151 - out of specification0112/2///61987#ABL152 - maintenance required0112/2///61987#ABI407 - others |  | 0112/2///61987#ABI484 - Event triggered inspection0112/2///61987#ABI485 - Event triggered maintenance/service | 0112/2///61987#ABA000 |  |  |  | Standard |  | IEC 61987 | IEC | IEC/SC 65E | 0112/2///61987#ABI406 - empty_property | C00112 |  | 0112-2---61987#ABI545 | https://cdd.iec.ch/cdd/iec61987/iec61987.nsf/PropertiesAllVersions/0112-2---61987%23ABI545
0112/2///61987#ABD466 | 004 | 01 | 0112/2///61987#ABD466#004 | number of pointers |  |  |  |  | cardinality property for pointer | [5 empty] | INT_TYPE |  |  |  |  | CONDITION_DET | [5 empty] | 0112/2///61987#ABC195 - Dial indicator0112/2///61987#ABD480 - Dial indicator [2]0112/2///61987#ABD848 - Dial indicator [3] | 0112/2///61987#ABA000 |  |  |  | Standard |  |  |  | SC65E – IEC 61987 | - | C00004 |  | 0112-2---61987#ABD466 | https://cdd.iec.ch/cdd/iec61987/iec61987.nsf/PropertiesAllVersions/0112-2---61987%23ABD466
0112/2///61987#ABB273 | 002 | 01 | 0112/2///61987#ABB273#002 | thickness of orifice plate |  |  |  |  | overall thickness of an orifice E as defined in ISO 5167-2 |  |  | mm |  |  | REAL_MEASURE_TYPE |  |  |  |  | NON_DEPENDENT_P_DET | [5 empty] | 0112/2///61987#ABC465 - Orifice plate and holder0112/2///61987#ABE614 - Structural design of a restriction orifice/diffuser | 0112/2///61987#ABA000 | 0112/2///62720#UAA862 - millimetre |  | 0112/2///61987#ABT548 - Length short | Standard |  |  |  | SC65E – IEC 61987 | - | C00004 |  | 0112-2---61987#ABB273 | https://cdd.iec.ch/cdd/iec61987/iec61987.nsf/PropertiesAllVersions/0112-2---61987%23ABB273
0112/2///61987#ABE899 | 001 | 01 | 0112/2///61987#ABE899#001 | calibrated span for level |  |  |  |  | difference between the upper and lower range value of level to which a level measurement instrument is adjusted and calibrated |  |  | m |  |  | REAL_MEASURE_TYPE |  |  |  |  | NON_DEPENDENT_P_DET | [5 empty] | 0112/2///61987#ABE873 - Assigned level range | 0112/2///61987#ABA000 | 0112/2///62720#UAA726 - metre |  | 0112/2///61987#ABT548 - Length short | Standard |  | IEC 61987 | IEC | SC65E | - | C00018 | 001-01 (2018-03-28 07:27:02 by BATCH 00000762) standard | 0112-2---61987#ABE899 | https://cdd.iec.ch/cdd/iec61987/iec61987.nsf/PropertiesAllVersions/0112-2---61987%23ABE899
0112/2///61987#ABH238 | 001 | 02 | 0112/2///61987#ABH238#001 | minimum height |  |  |  |  | lowest height of an object that may occur |  |  | mm |  |  | REAL_MEASURE_TYPE |  |  |  |  | NON_DEPENDENT_P_DET | [5 empty] | 0112/2///61987#ABH233 - Dimensions of target | 0112/2///61987#ABA000 | 0112/2///62720#UAA862 - millimetre |  | 0112/2///61987#ABT548 - Length short | Standard |  | IEC 61987 | IEC | SC65E | - | C00019 |  | 0112-2---61987#ABH238 | https://cdd.iec.ch/cdd/iec61987/iec61987.nsf/PropertiesAllVersions/0112-2---61987%23ABH238
0112/2///61987#ABG910 | 001 | 01 | 0112/2///61987#ABG910#001 | reference to Limiting process conditions [8] |  |  |  |  | reference to block ABG350 | [5 empty] | CLASS_REFERENCE_TYPE(0112/2///61987#ABG350) 0112/2///61987#ABG350 - Limiting process conditions [8] |  |  |  |  | NON_DEPENDENT_P_DET | [5 empty] | 0112/2///61987#ABG339 - Process design ratings [11]0112/2///61987#ABG341 - Process design ratings [13] | 0112/2///61987#ABA000 |  |  |  | Standard |  | IEC 61987 | IEC | SC65E | - | C00018 | 001-01 (2018-03-28 07:27:11 by BATCH 00000762) standard | 0112-2---61987#ABG910 | https://cdd.iec.ch/cdd/iec61987/iec61987.nsf/PropertiesAllVersions/0112-2---61987%23ABG910
0112/2///61987#ABJ707 | 001 | 02 | 0112/2///61987#ABJ707#001 | reference to Other measurement technology block |  |  |  |  | reference to block ABJ615 | [5 empty] | CLASS_REFERENCE_TYPE(0112/2///61987#ABJ615) 0112/2///61987#ABJ615 - Other measurement technology block |  |  |  |  | DEPENDENT_P_DET | [5 empty] | 0112/2///61987#ABH840 - User application parameters | 0112/2///61987#ABA000 |  |  |  | Standard |  | IEC 61987 | IEC | IEC SC65E | 0112/2///61987#ABJ673 - number of Other measurement technology blocks | C00112 |  | 0112-2---61987#ABJ707 | https://cdd.iec.ch/cdd/iec61987/iec61987.nsf/PropertiesAllVersions/0112-2---61987%23ABJ707
0112/2///61987#ABI445 | 001 | 01 | 0112/2///61987#ABI445#001 | reference to Gross dimensions and weight |  |  |  |  | reference to block ABI414 | [5 empty] | CLASS_REFERENCE_TYPE(0112/2///61987#ABI414) 0112/2///61987#ABI414 - Gross dimensions and weight |  |  |  |  | NON_DEPENDENT_P_DET | [5 empty] | 0112/2///61987#ABI413 - Packaging and transportation | 0112/2///61987#ABA000 |  |  |  | Standard |  |  |  | SC65E – IEC 61987 | - | C00018 | 001-01 (2019-03-08 15:35:32 by BATCH 00000766) standard | 0112-2---61987#ABI445 | https://cdd.iec.ch/cdd/iec61987/iec61987.nsf/PropertiesAllVersions/0112-2---61987%23ABI445
0112/2///61987#ABA192 | 001 | 03 | 0112/2///61987#ABA192#001 | quantity of contacts |  |  |  |  | number of poles and throws provided by a switch | [5 empty] | INT_TYPE |  |  |  |  | NON_DEPENDENT_P_DET | [5 empty] | 0112/2///61987#ABD476 - Contacts0112/2///61987#ABC040 - Totalizer indicator [2]0112/2///61987#ABC655 - Totalizer indicator [1] | 0112/2///61987#ABA000 |  |  |  | Standard |  |  |  | SC65E – IEC 61987 | - | C00004 |  | 0112-2---61987#ABA192 | https://cdd.iec.ch/cdd/iec61987/iec61987.nsf/PropertiesAllVersions/0112-2---61987%23ABA192
0112/2///61987#ABB047 | 001 | 04 | 0112/2///61987#ABB047#001 | diameter of capsule seal |  |  |  |  | diameter of a capsule seal at its widest point |  |  | mm |  |  | REAL_MEASURE_TYPE |  |  |  |  | NON_DEPENDENT_P_DET | [5 empty] | 0112/2///61987#ABC154 - Capsule/probe remote seal | 0112/2///61987#ABA000 | 0112/2///62720#UAA862 - millimetre |  | 0112/2///61987#ABT548 - Length short | Standard |  |  |  | SC65E – IEC 61987 | - | C00004 |  | 0112-2---61987#ABB047 | https://cdd.iec.ch/cdd/iec61987/iec61987.nsf/PropertiesAllVersions/0112-2---61987%23ABB047
0112/2///61987#ABA119 | 003 | 01 | 0112/2///61987#ABA119#003 | lower limiting value of flow velocity |  |  |  |  | lowest fluid velocity to which the wetted parts of the device may be subjected without permanent impairment of its operating characteristics |  |  | m/s |  |  | REAL_MEASURE_TYPE |  |  |  |  | NON_DEPENDENT_P_DET | [5 empty] | 0112/2///61987#ABC318 - Limiting process conditions [1]0112/2///61987#ABG350 - Limiting process conditions [8] | 0112/2///61987#ABA000 | 0112/2///62720#UAA733 - metre per second |  | 0112/2///61987#ABT509 - Velocity | Standard |  | IEC 61987 | IEC | IEC/SC 65E | - | C00112 |  | 0112-2---61987#ABA119 | https://cdd.iec.ch/cdd/iec61987/iec61987.nsf/PropertiesAllVersions/0112-2---61987%23ABA119
0112/2///61987#ABB274 | 002 | 01 | 0112/2///61987#ABB274#002 | thickness of orifice |  |  |  |  | thickness (without bevel) of an orifice plate e as defined in ISO 5167-2 |  |  | mm |  |  | REAL_MEASURE_TYPE |  |  | ISO 5167 |  | NON_DEPENDENT_P_DET | [5 empty] | 0112/2///61987#ABC465 - Orifice plate and holder0112/2///61987#ABE614 - Structural design of a restriction orifice/diffuser | 0112/2///61987#ABA000 | 0112/2///62720#UAA862 - millimetre |  | 0112/2///61987#ABT548 - Length short | Standard |  |  |  | SC65E – IEC 61987 | - | C00004 |  | 0112-2---61987#ABB274 | https://cdd.iec.ch/cdd/iec61987/iec61987.nsf/PropertiesAllVersions/0112-2---61987%23ABB274
0112/2///61987#ABA556 | 003 | 01 | 0112/2///61987#ABA556#003 | specific heat ratio (Cp/Cv) |  |  |  |  | quotient of the specific heat of a substance at constant pressure and the specific heat at constant volume |  |  | 1 |  |  | REAL_MEASURE_TYPE |  |  |  |  | NON_DEPENDENT_P_DET | [5 empty] | 0112/2///61987#ABC654 - Total fluid [flow]0112/2///61987#ABC680 - Gas/vapor phase [flow]0112/2///61987#ABD881 - Gas phase [valves]0112/2///61987#ABE045 - Vapor phase [valves]0112/2///61987#ABG455 - Total fluid [temperature]0112/2///61987#ABG456 - Total fluid [density]0112/2///61987#ABG464 - Gas/vapor phase [density] | 0112/2///61987#ABA000 | 0112/2///62720#UAA915 - quantity of dimension one |  |  | Standard |  |  |  | SC65E – IEC 61987 | - | C00019 |  | 0112-2---61987#ABA556 | https://cdd.iec.ch/cdd/iec61987/iec61987.nsf/PropertiesAllVersions/0112-2---61987%23ABA556
0112/2///61987#ABE919 | 001 | 01 | 0112/2///61987#ABE919#001 | minimum assignable pulse value of ullage |  |  |  |  | lowest ullage quantity assignable to one pulse |  |  | m |  |  | REAL_MEASURE_TYPE |  |  |  |  | NON_DEPENDENT_P_DET | [5 empty] | 0112/2///61987#ABE914 - Assigned ullage pulse value | 0112/2///61987#ABA000 | 0112/2///62720#UAA726 - metre |  | 0112/2///61987#ABT548 - Length short | Standard |  | IEC 61987 | IEC | SC65E | - | C00018 | 001-01 (2018-03-28 07:27:02 by BATCH 00000762) standard | 0112-2---61987#ABE919 | https://cdd.iec.ch/cdd/iec61987/iec61987.nsf/PropertiesAllVersions/0112-2---61987%23ABE919
0112/2///61987#ABP198 | 001 | 01 | 0112/2///61987#ABP198#001 | setting of counter alarm function |  |  |  |  | meaning of an alarm function resulting from a counter for a given value of the counter | [5 empty] | ENUM_CODE_TYPE(0112/2///61987#ABP313) |  |  |  |  | DEPENDENT_P_DET |  |  | 0112/2///61987#ABP313 | 0112/2///61987#ABP350 - overflow0112/2///61987#ABP351 - underflow0112/2///61987#ABP352 - overflow and underflow0112/2///61987#ABP353 - comparison0112/2///61987#ABI407 - others |  | 0112/2///61987#ABC554 - Pulse signal on alarm | 0112/2///61987#ABA000 |  |  |  | Standard |  | IEC 61987 | IEC | IEC/SC 65E | 0112/2///61987#ABI406 - empty_property | C00128 | 001-01 (2023-01-23 14:53:53 by BATCH 00000807) standard | 0112-2---61987#ABP198 | https://cdd.iec.ch/cdd/iec61987/iec61987.nsf/PropertiesAllVersions/0112-2---61987%23ABP198
0112/2///61987#ABF171 | 001 | 01 | 0112/2///61987#ABF171#001 | material of sonic probe diaphragm |  |  |  |  | material of which the sonic probe diaphragm is made | [5 empty] | STRING_TYPE |  |  |  |  | NON_DEPENDENT_P_DET | [5 empty] | 0112/2///61987#ABF168 - Sonic probe | 0112/2///61987#ABA000 |  |  |  | Standard |  | IEC 61987 | IEC | SC65E | - | C00018 |  | 0112-2---61987#ABF171 | https://cdd.iec.ch/cdd/iec61987/iec61987.nsf/PropertiesAllVersions/0112-2---61987%23ABF171
0112/2///61987#ABI635 | 001 | 01 | 0112/2///61987#ABI635#001 | SIMULATE_ENABLED |  |  |  |  | switch to enable or disable simulation | [5 empty] | BOOLEAN_TYPE |  |  |  |  | NON_DEPENDENT_P_DET | [5 empty] | 0112/2///61987#ABI763 - SIMULATE | 0112/2///61987#ABA000 |  |  |  | Standard |  |  |  | SC65E – IEC 61987 | - | C00019 | 001-01 (2019-03-08 15:35:33 by BATCH 00000766) standard | 0112-2---61987#ABI635 | https://cdd.iec.ch/cdd/iec61987/iec61987.nsf/PropertiesAllVersions/0112-2---61987%23ABI635
0112/2///61987#ABG495 | 001 | 01 | 0112/2///61987#ABG495#001 | reference to Input [28] |  |  |  |  | reference to block ABF935 | [5 empty] | CLASS_REFERENCE_TYPE(0112/2///61987#ABF935) 0112/2///61987#ABF935 - Input [28] |  |  |  |  | NON_DEPENDENT_P_DET | [5 empty] | 0112/2///61987#ABE763 - Device LOP for insert/element | 0112/2///61987#ABA000 |  |  |  | Standard |  | IEC 61987 | IEC | SC65E | - | C00019 | 001-01 (2018-03-28 07:27:10 by BATCH 00000762) standard | 0112-2---61987#ABG495 | https://cdd.iec.ch/cdd/iec61987/iec61987.nsf/PropertiesAllVersions/0112-2---61987%23ABG495
0112/2///61987#ABA039 | 004 | 01 | 0112/2///61987#ABA039#004 | cable application |  |  |  |  | application for which a cable is intended to be used | [5 empty] | STRING_TYPE |  |  |  |  | NON_DEPENDENT_P_DET | [5 empty] | 0112/2///61987#ABC148 - Cable specification0112/2///61987#ABF335 - Connected cable | 0112/2///61987#ABA000 |  |  |  | Standard |  |  |  | SC65E – IEC 61987 | - | C00004 |  | 0112-2---61987#ABA039 | https://cdd.iec.ch/cdd/iec61987/iec61987.nsf/PropertiesAllVersions/0112-2---61987%23ABA039
0112/2///61987#ABA619 | 006 | 01 | 0112/2///61987#ABA619#006 | style of cable shield |  |  |  |  | classification of a cable according to the method(s) of shielding and/or grounding required to achieve optimum performance of the device | [5 empty] | STRING_TYPE |  |  |  |  | NON_DEPENDENT_P_DET | [5 empty] | 0112/2///61987#ABC148 - Cable specification0112/2///61987#ABC170 - Connecting cable0112/2///61987#ABF335 - Connected cable | 0112/2///61987#ABA000 |  |  |  | Standard |  |  |  | SC65E – IEC 61987 | - | C00004 |  | 0112-2---61987#ABA619 | https://cdd.iec.ch/cdd/iec61987/iec61987.nsf/PropertiesAllVersions/0112-2---61987%23ABA619
0112/2///61987#ABB000 | 001 | 04 | 0112/2///61987#ABB000#001 | dead time |  |  |  |  | time interval between the instant when the variation of an input variable is produced and the instant when the consequent variation of the output variable starts |  |  | s |  |  | REAL_MEASURE_TYPE |  |  | IEC 61298-2 |  | NON_DEPENDENT_P_DET | [5 empty] | 0112/2///61987#ABD973 - Performance [10]0112/2///61987#ABE398 - Dynamic behaviour [2]0112/2///61987#ABG316 - Dynamic behaviour [4]0112/2///61987#ABG317 - Dynamic behaviour [5]0112/2///61987#ABC210 - Dynamic behaviour | 0112/2///61987#ABA000 | 0112/2///62720#UAA972 - second |  | 0112/2///61987#ABT510 - Time/time duration short | Standard |  |  |  | SC65E – IEC 61987 | - | C00004 |  | 0112-2---61987#ABB000 | https://cdd.iec.ch/cdd/iec61987/iec61987.nsf/PropertiesAllVersions/0112-2---61987%23ABB000
0112/2///61987#ABB910 | 005 | 01 | 0112/2///61987#ABB910#005 | mode of operation (SIL) |  |  |  |  | way in which a safety-related system is intended to be used, with respect to the frequency of demands made upon it, which may be either low demand mode, where the frequency of demands for operation made on a safety related, system is no greater than one per year and no greater than twice the proof-test, frequency; or high demand or continuous mode, where the frequency of demands for operation made, on a safety-related system is greater than one per year or greater than twice the proof check frequency | [5 empty] | ENUM_CODE_TYPE(0112/2///61987#ABL497) |  |  | IEC 61508-4 MOD |  | DEPENDENT_P_DET |  |  | 0112/2///61987#ABL497 | 0112/2///61987#ABM616 - low demand mode0112/2///61987#ABM617 - continuous mode0112/2///61987#ABM618 - high demand mode0112/2///61987#ABI407 - others |  | 0112/2///61987#ABD877 - Functional safety and reliability [2]0112/2///61987#ABC257 - Functional safety and reliability | 0112/2///61987#ABA000 |  |  |  | Standard |  |  |  | SC65E – IEC 61987 | 0112/2///61987#ABI406 - empty_property | C00091 |  | 0112-2---61987#ABB910 | https://cdd.iec.ch/cdd/iec61987/iec61987.nsf/PropertiesAllVersions/0112-2---61987%23ABB910
0112/2///61987#ABD441 | 001 | 04 | 0112/2///61987#ABD441#001 | average influence of ambient temperature on pressure |  |  |  |  | change in output of a pressure measuring device caused by a change in ambient temperature with respect to reference conditions, expressed as the average error across the specified ambient temperature range |  |  | mbar/K |  |  | REAL_MEASURE_TYPE |  |  |  |  | NON_DEPENDENT_P_DET | [5 empty] | 0112/2///61987#ABD501 - Influence of external quantities expressed for pressure | 0112/2///61987#ABA000 | 0112/2///62720#UAA811 - millibar per kelvin |  | 0112/2///61987#ABT523 - Pressure per temperature | Standard |  |  |  | SC65E – IEC 61987 | - | C00004 |  | 0112-2---61987#ABD441 | https://cdd.iec.ch/cdd/iec61987/iec61987.nsf/PropertiesAllVersions/0112-2---61987%23ABD441
0112/2///61987#ABU689 | 001 | 01 | 0112/2///61987#ABU689#001 | reference to Assigned concentration range |  |  |  |  | reference to block ABE883 | [5 empty] | CLASS_REFERENCE_TYPE(0112/2///61987#ABE883) 0112/2///61987#ABE883 - Assigned concentration range |  |  |  |  | DEPENDENT_P_DET | [5 empty] | 0112/2///61987#ABG096 - Assigned variable [16] | 0112/2///61987#ABA000 |  |  |  | Standard |  | IEC 61987 | IEC | SC65E | 0112/2///61987#ABU656 - assigned variable type [16] | C00017 | 001-01 (2018-03-28 07:27:21 by BATCH 00000762) standard | 0112-2---61987#ABU689 | https://cdd.iec.ch/cdd/iec61987/iec61987.nsf/PropertiesAllVersions/0112-2---61987%23ABU689
0112/2///61987#ABJ684 | 001 | 01 | 0112/2///61987#ABJ684#001 | REMOTE_SETPOINT_VALUE |  |  |  |  | parameter indicating the value of the remote setpoint | [5 empty] | REAL_TYPE |  |  |  |  | NON_DEPENDENT_P_DET | [5 empty] | 0112/2///61987#ABI765 - REMOTE_SETPOINT | 0112/2///61987#ABA000 |  |  |  | Standard |  |  |  | SC65E – IEC 61987 | - | C00018 | 001-01 (2019-03-08 15:35:34 by BATCH 00000766) standard | 0112-2---61987#ABJ684 | https://cdd.iec.ch/cdd/iec61987/iec61987.nsf/PropertiesAllVersions/0112-2---61987%23ABJ684
0112/2///61987#ABE229 | 001 | 02 | 0112/2///61987#ABE229#001 | reference to Performance [10] |  |  |  |  | reference to block ABD973 | [5 empty] | CLASS_REFERENCE_TYPE(0112/2///61987#ABD973) 0112/2///61987#ABD973 - Performance [10] |  |  |  |  | NON_DEPENDENT_P_DET | [5 empty] | 0112/2///61987#ABE310 - Device LOP for valve body assembly0112/2///61987#ABE311 - Device LOP for globe valve0112/2///61987#ABE312 - Device LOP for gate valve0112/2///61987#ABE313 - Device LOP for diaphragm/pinch valve0112/2///61987#ABE314 - Device LOP for butterfly valve0112/2///61987#ABE315 - Device LOP for eccentric plug valve0112/2///61987#ABE316 - Device LOP for plug valve0112/2///61987#ABE317 - Device LOP for ball valve0112/2///61987#ABE319 - Device LOP for pneumatic linear actuator0112/2///61987#ABE320 - Device LOP for pneumatic rotary actuator | 0112/2///61987#ABA000 |  |  |  | Standard |  |  |  |  | - | C00004 |  | 0112-2---61987#ABE229 | https://cdd.iec.ch/cdd/iec61987/iec61987.nsf/PropertiesAllVersions/0112-2---61987%23ABE229
0112/2///61987#ABG782 | 001 | 01 | 0112/2///61987#ABG782#001 | reference to Performance [19] |  |  |  |  | reference to block ABG222 | [5 empty] | CLASS_REFERENCE_TYPE(0112/2///61987#ABG222) 0112/2///61987#ABG222 - Performance [19] |  |  |  |  | NON_DEPENDENT_P_DET | [5 empty] | 0112/2///61987#ABE748 - Device LOP for servo level transmitter | 0112/2///61987#ABA000 |  |  |  | Standard |  | IEC 61987 | IEC | SC65E | - | C00018 | 001-01 (2018-03-28 07:27:11 by BATCH 00000762) standard | 0112-2---61987#ABG782 | https://cdd.iec.ch/cdd/iec61987/iec61987.nsf/PropertiesAllVersions/0112-2---61987%23ABG782
0112/2///61987#ABA229 | 001 | 01 | 0112/2///61987#ABA229#001 | code number of business partner |  |  |  |  | number that uniquely identifies a business partner | [5 empty] | STRING_TYPE |  |  |  |  | NON_DEPENDENT_P_DET | [5 empty] | 0112/2///61987#ABA379 - Identifier of business partner | 0112/2///61987#ABA000 |  |  |  | Standard |  | IEC 61987 |  | SC65E – IEC 61987 | - | C00018 | 001-01 (2019-03-08 15:35:28 by BATCH 00000766) standard | 0112-2---61987#ABA229 | https://cdd.iec.ch/cdd/iec61987/iec61987.nsf/PropertiesAllVersions/0112-2---61987%23ABA229
0112/2///61987#ABC821 | 004 | 02 | 0112/2///61987#ABC821#004 | reference to Device integration |  |  |  |  | reference to block ABC191 | [5 empty] | CLASS_REFERENCE_TYPE(0112/2///61987#ABC191) 0112/2///61987#ABC191 - Device integration |  |  |  |  | DEPENDENT_P_DET | [5 empty] | 0112/2///61987#ABC201 - Digital communication interface | 0112/2///61987#ABA000 |  |  |  | Standard |  | IEC 61987 | IEC | IEC SC65E | 0112/2///61987#ABB241 - number of device integrations | C00112 |  | 0112-2---61987#ABC821 | https://cdd.iec.ch/cdd/iec61987/iec61987.nsf/PropertiesAllVersions/0112-2---61987%23ABC821
0112/2///61987#ABP264 | 001 | 01 | 0112/2///61987#ABP264#001 | reference to Protective conductor current |  |  |  |  | reference to block ABP060 | [5 empty] | CLASS_REFERENCE_TYPE(0112/2///61987#ABP060) 0112/2///61987#ABP060 - Protective conductor current |  |  |  |  | NON_DEPENDENT_P_DET | [5 empty] | 0112/2///61987#ABP044 - Input [I/O module] | 0112/2///61987#ABA000 |  |  |  | Standard |  | IEC 61987 | IEC | IEC/SC 65E | - | C00128 | 001-01 (2023-01-23 14:53:53 by BATCH 00000807) standard | 0112-2---61987#ABP264 | https://cdd.iec.ch/cdd/iec61987/iec61987.nsf/PropertiesAllVersions/0112-2---61987%23ABP264
0112/2///61987#ABB827 | 001 | 05 | 0112/2///61987#ABB827#001 | average influence of process temperature on flow velocity |  |  |  |  | change in output of a velocity measuring device caused by a change in process temperature with respect to reference conditions, expressed as the average error across the specified process temperature range |  |  | "(m/s)/K" |  |  | REAL_MEASURE_TYPE |  |  |  |  | NON_DEPENDENT_P_DET | [5 empty] | 0112/2///61987#ABC280 - Influence of external quantities expressed for flow velocity | 0112/2///61987#ABA000 | 0112/2///62720#UAC009 - metre per second kelvin |  | 0112/2///61987#ABT507 - Velocity per temperature | Standard |  |  |  | SC65E – IEC 61987 | - | C00018 |  | 0112-2---61987#ABB827 | https://cdd.iec.ch/cdd/iec61987/iec61987.nsf/PropertiesAllVersions/0112-2---61987%23ABB827
0112/2///61987#ABC835 | 004 | 02 | 0112/2///61987#ABC835#004 | reference to Display |  |  |  |  | reference to block ABC205 | [5 empty] | CLASS_REFERENCE_TYPE(0112/2///61987#ABC205) 0112/2///61987#ABC205 - Display |  |  |  |  | DEPENDENT_P_DET | [5 empty] | 0112/2///61987#ABC682 - Visual controls | 0112/2///61987#ABA000 |  |  |  | Standard |  | IEC 61987 | IEC | IEC SC65E | 0112/2///61987#ABB395 - number of displays | C00112 |  | 0112-2---61987#ABC835 | https://cdd.iec.ch/cdd/iec61987/iec61987.nsf/PropertiesAllVersions/0112-2---61987%23ABC835
0112/2///61987#ABJ712 | 001 | 02 | 0112/2///61987#ABJ712#001 | reference to INPUT |  |  |  |  | reference to block ABJ620 | [5 empty] | CLASS_REFERENCE_TYPE(0112/2///61987#ABJ620) 0112/2///61987#ABJ620 - INPUT |  |  |  |  | DEPENDENT_P_DET | [5 empty] | 0112/2///61987#ABH904 - Calculation function block | 0112/2///61987#ABA000 |  |  |  | Standard |  | IEC 61987 | IEC | IEC SC65E | 0112/2///61987#ABJ674 - number of INPUTs | C00112 |  | 0112-2---61987#ABJ712 | https://cdd.iec.ch/cdd/iec61987/iec61987.nsf/PropertiesAllVersions/0112-2---61987%23ABJ712
0112/2///61987#ABB740 | 001 | 05 | 0112/2///61987#ABB740#001 | set upper range end-value of interval of normalized volume flow |  |  |  |  | value defining the end of a subrange for normalized volume flow |  |  | m³/h |  |  | REAL_MEASURE_TYPE |  |  |  |  | NON_DEPENDENT_P_DET | [5 empty] | 0112/2///61987#ABC074 - Accuracy for a subrange of normalized volume flow | 0112/2///61987#ABA000 | 0112/2///62720#UAA763 - metre cubed per hour |  | 0112/2///61987#ABT504 - Volume flow rate | Standard |  | IEC 61987 | IEC | IEC/SC 65E | - | C00128 |  | 0112-2---61987#ABB740 | https://cdd.iec.ch/cdd/iec61987/iec61987.nsf/PropertiesAllVersions/0112-2---61987%23ABB740
0112/2///61987#ABA390 | 004 | 01 | 0112/2///61987#ABA390#004 | number of explosion protection parameters for intrinsic safety |  |  |  |  | @number of explosion protection parameters for intrinsic safety |  | cardinality property |  |  |  | INT_TYPE |  |  |  |  | CONDITION_DET | [5 empty] | 0112/2///61987#ABC085 - Analog current input parameters0112/2///61987#ABC094 - Analog voltage input parameters0112/2///61987#ABC140 - Binary current output0112/2///61987#ABC142 - Binary input0112/2///61987#ABC145 - Binary output IEC 60947-5-6 (NAMUR)0112/2///61987#ABC219 - Electrical power output circuit0112/2///61987#ABC335 - Manufacturer-specific parameters0112/2///61987#ABC685 - Wired communication interface0112/2///61987#ABE570 - Solenoid valve binary input0112/2///61987#ABF287 - Input for temperature transmitter0112/2///61987#ABF289 - RTD/thermocouple probe output0112/2///61987#ABC091 - Analog current output parameters0112/2///61987#ABC099 - Analog voltage output parameters0112/2///61987#ABC141 - Binary transistor/triac output0112/2///61987#ABC143 - Binary input IEC 60947-5-6 (NAMUR)0112/2///61987#ABC144 - Binary relay output0112/2///61987#ABC218 - Electrical power input circuit0112/2///61987#ABC555 - Pulse/frequency input/output parameters0112/2///61987#ABP015 - Analog current input parameters [I/O module]0112/2///61987#ABP019 - Analog voltage input parameters [I/O module]0112/2///61987#ABP021 - Binary input [I/O module]0112/2///61987#ABP023 - Binary powered output0112/2///61987#ABP031 - Frequency input parameters [I/O module]0112/2///61987#ABP069 - RMS input0112/2///61987#ABP301 - Binary valve output | 0112/2///61987#ABA000 |  |  |  | Standard |  |  |  | SC65E – IEC 61987 | - | C00004 |  | 0112-2---61987#ABA390 | https://cdd.iec.ch/cdd/iec61987/iec61987.nsf/PropertiesAllVersions/0112-2---61987%23ABA390
0112/2///61987#ABB364 | 004 | 01 | 0112/2///61987#ABB364#004 | designation of hazardous area |  |  |  |  | name of the hazardous area | [5 empty] | STRING_TYPE |  |  |  |  | NON_DEPENDENT_P_DET | [5 empty] | 0112/2///61987#ABC104 - Area classification | 0112/2///61987#ABA000 |  |  |  | Standard |  |  |  | SC65E – IEC 61987 | - | C00004 |  | 0112-2---61987#ABB364 | https://cdd.iec.ch/cdd/iec61987/iec61987.nsf/PropertiesAllVersions/0112-2---61987%23ABB364
0112/2///61987#ABB152 | 005 | 01 | 0112/2///61987#ABB152#005 | type of contact |  |  |  |  | classification of a contact according to the mechanism by which it makes or breaks the switch circuit | [5 empty] | ENUM_CODE_TYPE(0112/2///61987#ABL543) |  |  |  |  | DEPENDENT_P_DET |  |  | 0112/2///61987#ABL543 | 0112/2///61987#ABM785 - normally closed0112/2///61987#ABM786 - normally open0112/2///61987#ABM787 - change-over0112/2///61987#ABI407 - others |  | 0112/2///61987#ABC144 - Binary relay output | 0112/2///61987#ABA000 |  |  |  | Standard |  |  |  | SC65E – IEC 61987 | 0112/2///61987#ABI406 - empty_property | C00091 |  | 0112-2---61987#ABB152 | https://cdd.iec.ch/cdd/iec61987/iec61987.nsf/PropertiesAllVersions/0112-2---61987%23ABB152
0112/2///61987#ABH241 | 002 | 01 | 0112/2///61987#ABH241#002 | style of target |  |  |  |  | classification of the target of a radiation detector according to further general characteristics | [5 empty] | ENUM_CODE_TYPE(0112/2///61987#ABL605) |  |  |  |  | DEPENDENT_P_DET |  |  | 0112/2///61987#ABL605 | 0112/2///61987#ABN040 - rough metal0112/2///61987#ABN041 - oxidized metal0112/2///61987#ABN042 - polished metal0112/2///61987#ABN043 - coatable metal0112/2///61987#ABN044 - coated metal0112/2///61987#ABI407 - others |  | 0112/2///61987#ABH258 - Radiation thermometer parameters | 0112/2///61987#ABA000 |  |  |  | Standard |  | IEC 61987 | IEC | SC65E | 0112/2///61987#ABI406 - empty_property | C00091 |  | 0112-2---61987#ABH241 | https://cdd.iec.ch/cdd/iec61987/iec61987.nsf/PropertiesAllVersions/0112-2---61987%23ABH241
0112/2///61987#ABP300 | 001 | 01 | 0112/2///61987#ABP300#001 | reference to Reference document |  |  |  |  | reference to block ABP298 | [5 empty] | CLASS_REFERENCE_TYPE(0112/2///61987#ABP298) 0112/2///61987#ABP298 - Reference document |  |  |  |  | DEPENDENT_P_DET | [5 empty] | 0112/2///61987#ABH515 - Certificate or approval | 0112/2///61987#ABA000 |  |  |  | Standard |  | IEC 61987 | IEC | IEC SC65E | 0112/2///61987#ABP297 - number of reference documents | C00112 | 001-01 (2022-06-28 13:02:00 by BATCH 00000794) standard | 0112-2---61987#ABP300 | https://cdd.iec.ch/cdd/iec61987/iec61987.nsf/PropertiesAllVersions/0112-2---61987%23ABP300
0112/2///61987#ABP277 | 001 | 01 | 0112/2///61987#ABP277#001 | reference to Selectable RMS voltage shunt input range |  |  |  |  | reference to block ABP073 | [5 empty] | CLASS_REFERENCE_TYPE(0112/2///61987#ABP073) 0112/2///61987#ABP073 - Selectable RMS voltage shunt input range |  |  |  |  | DEPENDENT_P_DET | [5 empty] | 0112/2///61987#ABP069 - RMS input | 0112/2///61987#ABA000 |  |  |  | Standard |  | IEC 61987 | IEC | IEC/SC 65E | 0112/2///61987#ABP088 - number of selectable RMS voltage shunt input ranges | C00128 | 001-01 (2023-01-23 14:53:53 by BATCH 00000807) standard | 0112-2---61987#ABP277 | https://cdd.iec.ch/cdd/iec61987/iec61987.nsf/PropertiesAllVersions/0112-2---61987%23ABP277
0112/2///61987#ABA146 | 002 | 01 | 0112/2///61987#ABA146#002 | surface roughness measuring tube |  |  |  |  | roughness of the surface of a measuring tube |  |  | µm |  |  | REAL_MEASURE_TYPE |  |  |  |  | NON_DEPENDENT_P_DET | [5 empty] | 0112/2///61987#ABC246 - Flowtube assembly | 0112/2///61987#ABA000 | 0112/2///62720#UAA090 - micrometre |  | 0112/2///61987#ABT548 - Length short | Standard |  |  |  | SC65E – IEC 61987 | - | C00004 |  | 0112-2---61987#ABA146 | https://cdd.iec.ch/cdd/iec61987/iec61987.nsf/PropertiesAllVersions/0112-2---61987%23ABA146
0112/2///61987#ABB321 | 001 | 04 | 0112/2///61987#ABB321#001 | particle size upper range-limit |  |  |  |  | maximum diameter of a range class of granular particles |  |  | mm |  |  | REAL_MEASURE_TYPE |  |  |  |  | NON_DEPENDENT_P_DET | [5 empty] | 0112/2///61987#ABC597 - Solid/particle phase [pressure]0112/2///61987#ABC598 - Solid/particle phase [flow]0112/2///61987#ABG465 - Solid/particle phase [level]0112/2///61987#ABG466 - Solid/particle phase [density] | 0112/2///61987#ABA000 | 0112/2///62720#UAA862 - millimetre |  | 0112/2///61987#ABT548 - Length short | Standard |  |  |  | SC65E – IEC 61987 | - | C00004 |  | 0112-2---61987#ABB321 | https://cdd.iec.ch/cdd/iec61987/iec61987.nsf/PropertiesAllVersions/0112-2---61987%23ABB321
0112/2///61987#ABE434 | 001 | 04 | 0112/2///61987#ABE434#001 | torque by actuating fluid at 100% travel |  |  |  |  | torque of an actuator at full travel caused by the actuation fluid at given supply pressure |  |  | kN·m |  |  | REAL_MEASURE_TYPE |  |  |  |  | NON_DEPENDENT_P_DET | [5 empty] | 0112/2///61987#ABE439 - Torque by actuation fluid pressure | 0112/2///61987#ABA000 | 0112/2///62720#UAA574 - kilonewton metre |  | 0112/2///61987#ABT538 - Moment of force | Standard |  |  |  |  | - | C00018 |  | 0112-2---61987#ABE434 | https://cdd.iec.ch/cdd/iec61987/iec61987.nsf/PropertiesAllVersions/0112-2---61987%23ABE434
0112/2///61987#ABE834 | 001 | 02 | 0112/2///61987#ABE834#001 | set lower range end-value of interval of level |  |  |  |  | value defining the start of a subrange for level |  |  | m |  |  | REAL_MEASURE_TYPE |  |  |  |  | NON_DEPENDENT_P_DET | [5 empty] | 0112/2///61987#ABE833 - Accuracy for a subrange of level | 0112/2///61987#ABA000 | 0112/2///62720#UAA726 - metre |  | 0112/2///61987#ABT548 - Length short | Standard |  | IEC 61987 | IEC | IEC/SC 65E | - | C00128 |  | 0112-2---61987#ABE834 | https://cdd.iec.ch/cdd/iec61987/iec61987.nsf/PropertiesAllVersions/0112-2---61987%23ABE834
0112/2///61987#ABA430 | 001 | 04 | 0112/2///61987#ABA430#001 | maximum assignable pulse value of normalized volume |  |  |  |  | highest normalized volume quantity assignable to one pulse |  |  | l |  |  | REAL_MEASURE_TYPE |  |  |  |  | NON_DEPENDENT_P_DET | [5 empty] | 0112/2///61987#ABC112 - Assigned normalized volume pulse value | 0112/2///61987#ABA000 | 0112/2///62720#UAA649 - litre |  | 0112/2///61987#ABT505 - Volume | Standard |  |  |  | SC65E – IEC 61987 | - | C00004 |  | 0112-2---61987#ABA430 | https://cdd.iec.ch/cdd/iec61987/iec61987.nsf/PropertiesAllVersions/0112-2---61987%23ABA430
0112/2///61987#ABB600 | 003 | 01 | 0112/2///61987#ABB600#003 | number of process diagnostics |  |  |  |  | @number of process diagnostics |  | cardinality property |  |  |  | INT_TYPE |  |  |  |  | CONDITION_DET | [5 empty] | 0112/2///61987#ABC194 - Diagnosis | 0112/2///61987#ABA000 |  |  |  | Standard |  |  |  | SC65E – IEC 61987 | - | C00004 |  | 0112-2---61987#ABB600 | https://cdd.iec.ch/cdd/iec61987/iec61987.nsf/PropertiesAllVersions/0112-2---61987%23ABB600
0112/2///61987#ABF645 | 001 | 01 | 0112/2///61987#ABF645#001 | upper-range limit of mass flow rate |  |  |  |  | highest value of the mass flow rate that a device can be adjusted to operate within its specified limits |  |  | kg/h |  |  | REAL_MEASURE_TYPE |  |  |  |  | NON_DEPENDENT_P_DET | [5 empty] | 0112/2///61987#ABG346 - Normal process conditions [8] | 0112/2///61987#ABA000 | 0112/2///62720#UAA607 - kilogram per hour |  | 0112/2///61987#ABT545 - Mass flow rate | Standard |  | IEC 61987 | IEC | SC65E | - | C00017 | 001-01 (2018-03-28 07:27:08 by BATCH 00000762) standard | 0112-2---61987#ABF645 | https://cdd.iec.ch/cdd/iec61987/iec61987.nsf/PropertiesAllVersions/0112-2---61987%23ABF645
0112/2///61987#ABH215 | 001 | 01 | 0112/2///61987#ABH215#001 | type of antenna cooling |  |  |  |  | classification of an antenna cooling system according to the method used for cooling | [5 empty] | STRING_TYPE |  |  |  |  | NON_DEPENDENT_P_DET | [5 empty] | 0112/2///61987#ABH208 - Structural design of an antenna | 0112/2///61987#ABA000 |  |  |  | Standard |  |  |  | SC65E – IEC 61987 | - | C0018 | 001-01 (2018-03-28 07:27:14 by BATCH 00000762) standard | 0112-2---61987#ABH215 | https://cdd.iec.ch/cdd/iec61987/iec61987.nsf/PropertiesAllVersions/0112-2---61987%23ABH215
0112/2///61987#ABG696 | 002 | 05 | 0112/2///61987#ABG696#002 | reference to Output [21] |  |  |  |  | reference to block ABG136 | [5 empty] | CLASS_REFERENCE_TYPE(0112/2///61987#ABG136) 0112/2///61987#ABG136 - Output [21] |  |  |  |  | DEPENDENT_P_DET | [5 empty] | 0112/2///61987#ABE763 - Device LOP for insert/element | 0112/2///61987#ABA000 |  |  |  | Standard |  | IEC 61987 | IEC | IEC SC65E | 0112/2///61987#ABB206 - number of outputs | C00112 |  | 0112-2---61987#ABG696 | https://cdd.iec.ch/cdd/iec61987/iec61987.nsf/PropertiesAllVersions/0112-2---61987%23ABG696
0112/2///61987#ABA004 | 002 | 01 | 0112/2///61987#ABA004#002 | type of e-mail address |  |  |  |  | characterization of an e-mail address according its location or usage | [5 empty] | ENUM_CODE_TYPE(0112/2///61987#ABJ790) |  |  |  |  | DEPENDENT_P_DET |  |  | 0112/2///61987#ABJ790 | 0112/2///61987#ABL209 - office0112/2///61987#ABL210 - secretary0112/2///61987#ABL211 - home0112/2///61987#ABL212 - substitute0112/2///61987#ABI407 - others |  | 0112/2///61987#ABA395 - E-mail | 0112/2///61987#ABA000 |  |  |  | Standard |  | IEC 61987 |  | SC65E – IEC 61987 | 0112/2///61987#ABI406 - empty_property | C00091 |  | 0112-2---61987#ABA004 | https://cdd.iec.ch/cdd/iec61987/iec61987.nsf/PropertiesAllVersions/0112-2---61987%23ABA004
0112/2///61987#ABN714 | 001 | 02 | 0112/2///61987#ABN714#001 | apparent power |  |  |  |  | product of the rms voltage U between the terminals of a two-terminal element or two-terminal circuit and the rms electric current I in the element or circuit |  |  | V·A |  |  | REAL_MEASURE_TYPE |  |  | IEV 131-11-41 MOD |  | NON_DEPENDENT_P_DET | [5 empty] | 0112/2///61987#ABN691 - Specific electrical measurement variables0112/2///61987#ABC066 - AC rating for external power | 0112/2///61987#ABA000 | 0112/2///62720#UAA298 - volt ampere |  | 0112/2///61987#ABT579 - Apparent power | Standard |  | IEC 61987 | IEC | IEC SC65E | - | C00112 |  | 0112-2---61987#ABN714 | https://cdd.iec.ch/cdd/iec61987/iec61987.nsf/PropertiesAllVersions/0112-2---61987%23ABN714
0112/2///61987#ABA237 | 005 | 01 | 0112/2///61987#ABA237#005 | number of marine type approvals |  |  |  |  | @number of marine type approvals |  | cardinality property |  |  |  | INT_TYPE |  |  |  |  | CONDITION_DET | [5 empty] | 0112/2///61987#ABC102 - Approval for use in special applications0112/2///61987#ABD804 - Approval for use in special applications [2]0112/2///61987#ABE722 - Approval for use in special applications [4]0112/2///61987#ABE724 - Approval for use in special applications [5] | 0112/2///61987#ABA000 |  |  |  | Standard |  |  |  | SC65E – IEC 61987 | - | C00004 |  | 0112-2---61987#ABA237 | https://cdd.iec.ch/cdd/iec61987/iec61987.nsf/PropertiesAllVersions/0112-2---61987%23ABA237
0112/2///61987#ABU386 | 001 | 02 | 0112/2///61987#ABU386#001 | reference to Material of wetted inner seal |  |  |  |  | reference to block ABC403 |  | Id specified in IEC61987-12/-13: ABD033 |  |  |  | CLASS_REFERENCE_TYPE(0112/2///61987#ABC403) 0112/2///61987#ABC403 - Material of wetted inner seal |  |  |  |  | NON_DEPENDENT_P_DET | [5 empty] | 0112/2///61987#ABC625 - Structural design of a differential pressure gauge0112/2///61987#ABC629 - Structural design of a pressure or differential pressure gauge0112/2///61987#ABC626 - Structural design of a differential pressure transmitter0112/2///61987#ABC641 - Structural design of an absolute or a gauge pressure transmitter | 0112/2///61987#ABA000 |  |  |  | Standard |  |  |  | SC65E – IEC 61987 | - | C00014 |  | 0112-2---61987#ABU386 | https://cdd.iec.ch/cdd/iec61987/iec61987.nsf/PropertiesAllVersions/0112-2---61987%23ABU386
0112/2///61987#ABB402 | 001 | 04 | 0112/2///61987#ABB402#001 | recommended filter size |  |  |  |  | maximum size of filter gaps preventing particles to intrude into the device | This is normally the mesh size of the filter |  | mm |  |  | REAL_MEASURE_TYPE |  |  |  |  | NON_DEPENDENT_P_DET | [5 empty] | 0112/2///61987#ABC627 - Structural design of a helix flow transmitter or gauge0112/2///61987#ABC632 - Structural design of a piston flow transmitter or gauge0112/2///61987#ABC633 - Structural design of a rotating element flow transmitter or gauge0112/2///61987#ABC640 - Structural design of an (oval) gear flow transmitter or gauge | 0112/2///61987#ABA000 | 0112/2///62720#UAA862 - millimetre |  | 0112/2///61987#ABT548 - Length short | Standard |  |  |  | SC65E – IEC 61987 | - | C00004 |  | 0112-2---61987#ABB402 | https://cdd.iec.ch/cdd/iec61987/iec61987.nsf/PropertiesAllVersions/0112-2---61987%23ABB402
0112/2///61987#ABE460 | 001 | 01 | 0112/2///61987#ABE460#001 | acting time on excitation |  |  |  |  | time that elapses between the application of the excitation signal and the accomplishment of the specified action |  |  | s |  |  | REAL_MEASURE_TYPE |  |  |  |  | NON_DEPENDENT_P_DET | [5 empty] | 0112/2///61987#ABE559 - Parameters of solenoid valve | 0112/2///61987#ABA000 | 0112/2///62720#UAA972 - second |  | 0112/2///61987#ABT510 - Time/time duration short | Standard |  | IEC 61987 | IEC | SC65E | - | C00018 | 001-01 (2018-03-28 07:27:00 by BATCH 00000762) standard | 0112-2---61987#ABE460 | https://cdd.iec.ch/cdd/iec61987/iec61987.nsf/PropertiesAllVersions/0112-2---61987%23ABE460
0112/2///61987#ABH728 | 001 | 01 | 0112/2///61987#ABH728#001 | reference to Calibration of volume fraction |  |  |  |  | reference to block ABH616 | [5 empty] | CLASS_REFERENCE_TYPE(0112/2///61987#ABH616) 0112/2///61987#ABH616 - Calibration of volume fraction |  |  |  |  | DEPENDENT_P_DET | [5 empty] | 0112/2///61987#ABH561 - Calibration | 0112/2///61987#ABA000 |  |  |  | Standard |  | IEC 61987 |  | SC65E – IEC 61987 | 0112/2///61987#ABH562 - calibration variable type | C00018 | 001-01 (2019-03-08 15:35:30 by BATCH 00000766) standard | 0112-2---61987#ABH728 | https://cdd.iec.ch/cdd/iec61987/iec61987.nsf/PropertiesAllVersions/0112-2---61987%23ABH728
0112/2///61987#ABE620 | 001 | 01 | 0112/2///61987#ABE620#001 | reference to Device LOP for limit switch |  |  |  |  | reference to block ABE630 | [5 empty] | CLASS_REFERENCE_TYPE(0112/2///61987#ABE630) 0112/2///61987#ABE630 - Device LOP for limit switch |  |  |  |  | NON_DEPENDENT_P_DET | [5 empty] | 0112/2///61987#ABD368 - Limit switch | 0112/2///61987#ABA000 |  |  |  | Standard |  | IEC 61987 | IEC | SC65E | - | C00016 | 001-01 (2018-03-28 07:27:01 by BATCH 00000762) standard | 0112-2---61987#ABE620 | https://cdd.iec.ch/cdd/iec61987/iec61987.nsf/PropertiesAllVersions/0112-2---61987%23ABE620
0112/2///61987#ABA291 | 006 | 01 | 0112/2///61987#ABA291#006 | style of component |  |  |  |  | classification of a component according to its design characteristics | [5 empty] | STRING_TYPE |  |  |  |  | NON_DEPENDENT_P_DET | [5 empty] | 0112/2///61987#ABC164 - Component part0112/2///61987#ABA441 - Device | 0112/2///61987#ABA000 |  |  |  | Standard |  |  |  | SC65E – IEC 61987 | - | C0004 |  | 0112-2---61987#ABA291 | https://cdd.iec.ch/cdd/iec61987/iec61987.nsf/PropertiesAllVersions/0112-2---61987%23ABA291
0112/2///61987#ABB451 | 004 | 01 | 0112/2///61987#ABB451#004 | battery life |  |  |  |  | time period for which a battery is expected to supply adequate power for the function it is intended under normal operating conditions |  |  | y |  |  | REAL_MEASURE_TYPE |  |  |  |  | NON_DEPENDENT_P_DET | [5 empty] | 0112/2///61987#ABC138 - Battery | 0112/2///61987#ABA000 | 0112/2///62720#UAB026 - year |  | 0112/2///61987#ABT511 - Time/time duration long | Standard |  |  |  | SC65E – IEC 61987 | - | C00004 |  | 0112-2---61987#ABB451 | https://cdd.iec.ch/cdd/iec61987/iec61987.nsf/PropertiesAllVersions/0112-2---61987%23ABB451
0112/2///61987#ABB935 | 001 | 02 | 0112/2///61987#ABB935#001 | marking of pneumatic/hydraulic connection |  |  |  |  | number, letter or symbol identifying the function of a pneumatic or hydraulic connection | [5 empty] | STRING_TYPE |  |  |  |  | NON_DEPENDENT_P_DET | [5 empty] | 0112/2///61987#ABC513 - Pneumatic/hydraulic connection | 0112/2///61987#ABA000 |  |  |  | Standard |  |  |  | SC65E – IEC 61987 | - | C00004 |  | 0112-2---61987#ABB935 | https://cdd.iec.ch/cdd/iec61987/iec61987.nsf/PropertiesAllVersions/0112-2---61987%23ABB935
0112/2///61987#ABB960 | 001 | 02 | 0112/2///61987#ABB960#001 | material of packing |  |  |  |  | material of which a packing is made | [5 empty] | STRING_TYPE |  |  |  |  | NON_DEPENDENT_P_DET | [5 empty] | 0112/2///61987#ABC677 - Valve | 0112/2///61987#ABA000 |  |  |  | Standard |  |  |  | SC65E – IEC 61987 | - | C00004 |  | 0112-2---61987#ABB960 | https://cdd.iec.ch/cdd/iec61987/iec61987.nsf/PropertiesAllVersions/0112-2---61987%23ABB960
0112/2///61987#ABH775 | 001 | 01 | 0112/2///61987#ABH775#001 | reference to Output values of resistance |  |  |  |  | reference to block ABH663 | [5 empty] | CLASS_REFERENCE_TYPE(0112/2///61987#ABH663) 0112/2///61987#ABH663 - Output values of resistance |  |  |  |  | NON_DEPENDENT_P_DET | [5 empty] | 0112/2///61987#ABH645 - Calibration point of resistance | 0112/2///61987#ABA000 |  |  |  | Standard |  | IEC 61987 |  | SC65E – IEC 61987 | - | C00018 | 001-01 (2019-03-08 15:35:30 by BATCH 00000766) standard | 0112-2---61987#ABH775 | https://cdd.iec.ch/cdd/iec61987/iec61987.nsf/PropertiesAllVersions/0112-2---61987%23ABH775
0112/2///61987#ABH928 | 002 | 01 | 0112/2///61987#ABH928#002 | out of specification | OUT_OF_SPECIFICATION |  |  |  | parameter, the value of which indicates that a device is operating out of specification | [5 empty] | BOOLEAN_TYPE |  |  |  |  | NON_DEPENDENT_P_DET | [5 empty] | 0112/2///61987#ABH842 - Diagnostic status0112/2///61987#ABN972 - Device diagnostic status | 0112/2///61987#ABA000 |  |  |  | Standard |  |  |  | SC65E – IEC 61987 | - | C00018 |  | 0112-2---61987#ABH928 | https://cdd.iec.ch/cdd/iec61987/iec61987.nsf/PropertiesAllVersions/0112-2---61987%23ABH928
0112/2///61987#ABC922 | 001 | 02 | 0112/2///61987#ABC922#001 | reference to Input [3] |  |  |  |  | reference to block ABC292 | [5 empty] | CLASS_REFERENCE_TYPE(0112/2///61987#ABC292) 0112/2///61987#ABC292 - Input [3] |  |  |  |  | NON_DEPENDENT_P_DET | [5 empty] | 0112/2///61987#ABA007 - Device LOP for swirl flow transmitter | 0112/2///61987#ABA000 |  |  |  | Standard |  |  |  | SC65E – IEC 61987 | - | C00004 |  | 0112-2---61987#ABC922 | https://cdd.iec.ch/cdd/iec61987/iec61987.nsf/PropertiesAllVersions/0112-2---61987%23ABC922
0112/2///61987#ABD007 | 002 | 01 | 0112/2///61987#ABD007#002 | reference to Material of mounting kit |  |  |  |  | reference to block ABC377 | [5 empty] | CLASS_REFERENCE_TYPE(0112/2///61987#ABC377) 0112/2///61987#ABC377 - Material of mounting kit |  |  |  |  | NON_DEPENDENT_P_DET | [5 empty] | 0112/2///61987#ABC044 - Transmitter body [1]0112/2///61987#ABC045 - Transmitter body [2]0112/2///61987#ABC046 - Transmitter body [3]0112/2///61987#ABC047 - Transmitter body [4]0112/2///61987#ABF341 - Structural design of a hydrostatic pressure level transmitter | 0112/2///61987#ABA000 |  |  |  | Standard |  |  |  | SC65E – IEC 61987 | - | C00004 |  | 0112-2---61987#ABD007 | https://cdd.iec.ch/cdd/iec61987/iec61987.nsf/PropertiesAllVersions/0112-2---61987%23ABD007
0112/2///61987#ABB136 | 005 | 02 | 0112/2///61987#ABB136#005 | material of gasket |  |  |  |  | material of which a mechanical gasket or seal is made | [5 empty] | ENUM_CODE_TYPE(0112/2///61987#ABJ739) |  | 0112/2///61987#ABJ739 |  |  | DEPENDENT_P_DET |  |  | 0112/2///61987#ABJ739 | 0112/2///61987#ABK460 - acrylonitril-butadiene-styrol rubber (NBR)0112/2///61987#ABK357 - ethylene-propylene rubber (EPDM)0112/2///61987#ABK462 - fluorocarbon rubber (FKM/FPM)0112/2///61987#ABK463 - perfluoro-elastomere (FFKM/FFPM)0112/2///61987#ABK375 - polytetrafluoroethylene (PTFE)0112/2///61987#ABK355 - copper0112/2///61987#ABK466 - silver0112/2///61987#ABK467 - soft iron0112/2///61987#ABK468 - low carbon steel0112/2///61987#ABK377 - stainless steel0112/2///61987#ABK364 - nickel alloy0112/2///61987#ABK380 - titanium0112/2///61987#ABI407 - others |  | 0112/2///61987#ABC445 - Meter run0112/2///61987#ABC464 - Orifice flange or fitting0112/2///61987#ABC630 - Structural design of a remote seal [1]0112/2///61987#ABC631 - Structural design of a remote seal [2]0112/2///61987#ABD863 - End connection0112/2///61987#ABU455 - End connection0112/2///61987#ABU458 - Process connection | 0112/2///61987#ABA000 |  |  |  | Standard |  | IEC 61987 | IEC | IEC/SC 65E | 0112/2///61987#ABI406 - empty_property | C00112 |  | 0112-2---61987#ABB136 | https://cdd.iec.ch/cdd/iec61987/iec61987.nsf/PropertiesAllVersions/0112-2---61987%23ABB136
0112/2///61987#ABA635 | 003 | 01 | 0112/2///61987#ABA635#003 | set pulse width |  |  |  | Pulse width | setting of the pulse width |  | also used by Process Automation - Device Information Model (PA-DIM) | ms |  |  | REAL_MEASURE_TYPE |  |  |  |  | NON_DEPENDENT_P_DET | [5 empty] | 0112/2///61987#ABC552 - Pulse input/output parameters | 0112/2///61987#ABA000 | 0112/2///62720#UAA899 - millisecond |  | 0112/2///61987#ABT510 - Time/time duration short | Standard |  | IEC 61987 | IEC | IEC SC65E | - | C00112 |  | 0112-2---61987#ABA635 | https://cdd.iec.ch/cdd/iec61987/iec61987.nsf/PropertiesAllVersions/0112-2---61987%23ABA635
0112/2///61987#ABC934 | 002 | 01 | 0112/2///61987#ABC934#002 | reference to Installation conditions [2] |  |  |  |  | reference to block ABC304 | [5 empty] | CLASS_REFERENCE_TYPE(0112/2///61987#ABC304) 0112/2///61987#ABC304 - Installation conditions [2] |  |  |  |  | NON_DEPENDENT_P_DET | [5 empty] | 0112/2///61987#ABC558 - Rated operating conditions [2] | 0112/2///61987#ABA000 |  |  |  | Standard |  |  |  | SC65E – IEC 61987 | - | C00004 |  | 0112-2---61987#ABC934 | https://cdd.iec.ch/cdd/iec61987/iec61987.nsf/PropertiesAllVersions/0112-2---61987%23ABC934
0112/2///61987#ABB317 | 001 | 04 | 0112/2///61987#ABB317#001 | condensing point |  |  |  |  | temperature at which a vapor changes to the liquid state at the given operating pressure |  |  | °C |  |  | REAL_MEASURE_TYPE |  |  |  |  | NON_DEPENDENT_P_DET | [5 empty] | 0112/2///61987#ABC680 - Gas/vapor phase [flow]0112/2///61987#ABG463 - Gas/vapor phase [level]0112/2///61987#ABG464 - Gas/vapor phase [density] | 0112/2///61987#ABA000 | 0112/2///62720#UAA033 - degree Celsius |  | 0112/2///61987#ABT514 - Temperature | Standard |  |  |  | SC65E – IEC 61987 | - | C00004 |  | 0112-2---61987#ABB317 | https://cdd.iec.ch/cdd/iec61987/iec61987.nsf/PropertiesAllVersions/0112-2---61987%23ABB317
0112/2///61987#ABE649 | 001 | 01 | 0112/2///61987#ABE649#001 | type of solenoid valve mounting |  |  |  |  | classification of a solenoid valve mounting according to the mechanical design | [5 empty] | STRING_TYPE |  |  |  |  | NON_DEPENDENT_P_DET | [5 empty] | 0112/2///61987#ABE605 - Body of solenoid valve | 0112/2///61987#ABA000 |  |  |  | Standard |  | IEC 61987 | IEC | SC65E | - | C00016 | 001-01 (2018-03-28 07:27:01 by BATCH 00000762) standard | 0112-2---61987#ABE649 | https://cdd.iec.ch/cdd/iec61987/iec61987.nsf/PropertiesAllVersions/0112-2---61987%23ABE649
0112/2///61987#ABN983 | 001 | 01 | 0112/2///61987#ABN983#001 | reference to Analog current output [10] |  |  |  |  | reference to block ABG174 | [5 empty] | CLASS_REFERENCE_TYPE(0112/2///61987#ABG174) 0112/2///61987#ABG174 - Analog current output [10] |  |  |  |  | DEPENDENT_P_DET | [5 empty] | 0112/2///61987#ABG144 - Type of output [14] | 0112/2///61987#ABA000 |  |  |  | Standard |  | IEC 61987 | IEC | SC65E | 0112/2///61987#ABV004 - output type [14] | C00018 | 001-01 (2020-02-28 08:56:13 by BATCH 00000784) standard | 0112-2---61987#ABN983 | https://cdd.iec.ch/cdd/iec61987/iec61987.nsf/PropertiesAllVersions/0112-2---61987%23ABN983
0112/2///61987#ABF873 | 001 | 01 | 0112/2///61987#ABF873#001 | reference to Device LOP for bypass/measuring chamber |  |  |  |  | reference to block ABE753 | [5 empty] | CLASS_REFERENCE_TYPE(0112/2///61987#ABE753) 0112/2///61987#ABE753 - Device LOP for bypass/measuring chamber |  |  |  |  | NON_DEPENDENT_P_DET | [5 empty] | 0112/2///61987#ABA858 - Bypass/measuring chamber | 0112/2///61987#ABA000 |  |  |  | Standard |  | IEC 61987 | IEC | SC65E | - | C00018 | 001-01 (2018-03-28 07:27:10 by BATCH 00000762) standard | 0112-2---61987#ABF873 | https://cdd.iec.ch/cdd/iec61987/iec61987.nsf/PropertiesAllVersions/0112-2---61987%23ABF873
0112/2///61987#ABI563 | 001 | 02 | 0112/2///61987#ABI563#001 | reference to Event triggered inspection |  |  |  |  | reference to block ABI484 | [5 empty] | CLASS_REFERENCE_TYPE(0112/2///61987#ABI484) 0112/2///61987#ABI484 - Event triggered inspection |  |  |  |  | DEPENDENT_P_DET | [5 empty] | 0112/2///61987#ABI470 - Maintenance/service and repair | 0112/2///61987#ABA000 |  |  |  | Standard |  | IEC 61987 | IEC | IEC SC65E | 0112/2///61987#ABI502 - number of event triggered inspections | C00112 |  | 0112-2---61987#ABI563 | https://cdd.iec.ch/cdd/iec61987/iec61987.nsf/PropertiesAllVersions/0112-2---61987%23ABI563
0112/2///61987#ABB420 | 002 | 01 | 0112/2///61987#ABB420#002 | stampings |  |  |  |  | information stamped onto a labelling area | [5 empty] | ENUM_CODE_TYPE(0112/2///61987#ABL509) |  |  |  |  | DEPENDENT_P_DET |  |  | 0112/2///61987#ABL509 | 0112/2///61987#ABM672 - material0112/2///61987#ABM673 - size0112/2///61987#ABM674 - rating0112/2///61987#ABM675 - tag0112/2///61987#ABM676 - bore0112/2///61987#ABM677 - flow direction0112/2///61987#ABI407 - others |  | 0112/2///61987#ABC244 - Flow nozzle0112/2///61987#ABC465 - Orifice plate and holder | 0112/2///61987#ABA000 |  |  |  | Standard |  |  |  | SC65E – IEC 61987 | 0112/2///61987#ABI406 - empty_property | C00091 |  | 0112-2---61987#ABB420 | https://cdd.iec.ch/cdd/iec61987/iec61987.nsf/PropertiesAllVersions/0112-2---61987%23ABB420
0112/2///61987#ABC817 | 004 | 01 | 0112/2///61987#ABC817#004 | reference to Design conditions for internal cleaning in place |  |  |  |  | reference to block ABC187 | [5 empty] | CLASS_REFERENCE_TYPE(0112/2///61987#ABC187) 0112/2///61987#ABC187 - Design conditions for internal cleaning in place |  |  |  |  | NON_DEPENDENT_P_DET | [5 empty] | 0112/2///61987#ABC539 - Process design conditions [pressure]0112/2///61987#ABC540 - Process design conditions [flow]0112/2///61987#ABD991 - Process design conditions [valves]0112/2///61987#ABG472 - Process design conditions [level]0112/2///61987#ABG473 - Process design conditions [temperature]0112/2///61987#ABG474 - Process design conditions [density] | 0112/2///61987#ABA000 |  |  |  | Standard |  |  |  | SC65E – IEC 61987 | - | C00004 |  | 0112-2---61987#ABC817 | https://cdd.iec.ch/cdd/iec61987/iec61987.nsf/PropertiesAllVersions/0112-2---61987%23ABC817
0112/2///61987#ABU266 | 001 | 02 | 0112/2///61987#ABU266#001 | reference to Device LOP for ultrasonic flow transmitter |  |  |  |  | reference to block ABA019 | [5 empty] | CLASS_REFERENCE_TYPE(0112/2///61987#ABA019) 0112/2///61987#ABA019 - Device LOP for ultrasonic flow transmitter |  |  |  |  | NON_DEPENDENT_P_DET | [5 empty] | 0112/2///61987#ABA801 - Ultrasonic flow transmitter | 0112/2///61987#ABA000 |  |  |  | Standard |  |  |  | SC65E – IEC 61987 | - | C00004 |  | 0112-2---61987#ABU266 | https://cdd.iec.ch/cdd/iec61987/iec61987.nsf/PropertiesAllVersions/0112-2---61987%23ABU266
0112/2///61987#ABC842 | 004 | 01 | 0112/2///61987#ABC842#004 | reference to Electrical data for active behaviour |  |  |  |  | reference to block ABC212 | [5 empty] | CLASS_REFERENCE_TYPE(0112/2///61987#ABC212) 0112/2///61987#ABC212 - Electrical data for active behaviour |  |  |  |  | NON_DEPENDENT_P_DET | [5 empty] | 0112/2///61987#ABC085 - Analog current input parameters0112/2///61987#ABC140 - Binary current output0112/2///61987#ABC142 - Binary input0112/2///61987#ABC214 - Electrical data of a bus powered device0112/2///61987#ABC091 - Analog current output parameters0112/2///61987#ABC099 - Analog voltage output parameters0112/2///61987#ABC555 - Pulse/frequency input/output parameters0112/2///61987#ABP015 - Analog current input parameters [I/O module]0112/2///61987#ABP023 - Binary powered output0112/2///61987#ABP031 - Frequency input parameters [I/O module] | 0112/2///61987#ABA000 |  |  |  | Standard |  |  |  | SC65E – IEC 61987 | - | C00004 |  | 0112-2---61987#ABC842 | https://cdd.iec.ch/cdd/iec61987/iec61987.nsf/PropertiesAllVersions/0112-2---61987%23ABC842
0112/2///61987#ABB808 | 001 | 03 | 0112/2///61987#ABB808#001 | maximum influence of ambient temperature on density |  |  |  |  | change in output of a density measuring device caused by a change in ambient temperature with respect to reference conditions, expressed as the maximum error within the specified ambient temperature range |  |  | "(kg/m³)/K" |  |  | REAL_MEASURE_TYPE |  |  |  |  | NON_DEPENDENT_P_DET | [5 empty] | 0112/2///61987#ABC282 - Influence of external quantities expressed for density0112/2///61987#ABI411 - Influence of external quantities expressed for density [2] | 0112/2///61987#ABA000 | 0112/2///62720#UAA620 - kilogram per metre cubed kelvin |  | 0112/2///61987#ABT589 - Density per temperature | Standard |  |  |  | SC65E – IEC 61987 | - | C00018 |  | 0112-2---61987#ABB808 | https://cdd.iec.ch/cdd/iec61987/iec61987.nsf/PropertiesAllVersions/0112-2---61987%23ABB808
0112/2///61987#ABF615 | 001 | 01 | 0112/2///61987#ABF615#001 | maximum influence of process pressure on concentration |  |  |  |  | change in output of a concentration measuring device caused by a change in process pressure with respect to reference conditions, expressed as the maximum error within the specified process pressure range |  |  | "(mg/m³)/bar" |  |  | REAL_MEASURE_TYPE |  |  |  |  | NON_DEPENDENT_P_DET | [5 empty] | 0112/2///61987#ABF609 - Influence of external quantities expressed for concentration | 0112/2///61987#ABA000 | 0112/2///62720#UAA832 - milligram per metre cubed bar |  | 0112/2///61987#ABT588 - Density per pressure | Standard |  | IEC 61987 | IEC | SC65E | - | C00018 | 001-01 (2018-03-28 07:27:08 by BATCH 00000762) standard | 0112-2---61987#ABF615 | https://cdd.iec.ch/cdd/iec61987/iec61987.nsf/PropertiesAllVersions/0112-2---61987%23ABF615
0112/2///61987#ABG873 | 001 | 01 | 0112/2///61987#ABG873#001 | reference to Influence of external quantities expressed as a percentage [3] |  |  |  |  | reference to block ABG313 | [5 empty] | CLASS_REFERENCE_TYPE(0112/2///61987#ABG313) 0112/2///61987#ABG313 - Influence of external quantities expressed as a percentage [3] |  |  |  |  | NON_DEPENDENT_P_DET | [5 empty] | 0112/2///61987#ABG352 - Accuracy expressed as a percentage [7] | 0112/2///61987#ABA000 |  |  |  | Standard |  | IEC 61987 | IEC | SC65E | - | C00019 | 001-01 (2018-03-28 07:27:11 by BATCH 00000762) standard | 0112-2---61987#ABG873 | https://cdd.iec.ch/cdd/iec61987/iec61987.nsf/PropertiesAllVersions/0112-2---61987%23ABG873
0112/2///61987#ABH327 | 001 | 02 | 0112/2///61987#ABH327#001 | mass |  |  |  | Mass | quantity of process material measured by its resistance to a change in motion and the force of gravity exerted on it |  | also used by Process Automation - Device Information Model (PA-DIM) | kg |  |  | REAL_MEASURE_TYPE |  |  |  |  | NON_DEPENDENT_P_DET | [5 empty] | 0112/2///61987#ABG459 - Aqueous phase [level]0112/2///61987#ABG461 - Non-aqueous liquid phase [level]0112/2///61987#ABH326 - Total process material0112/2///61987#ABN685 - Specific totalizer value measurement variables | 0112/2///61987#ABA000 | 0112/2///62720#UAA594 - kilogram |  | 0112/2///61987#ABT546 - Mass | Standard |  | IEC 61987 | IEC | IEC SC65E | - | C00112 |  | 0112-2---61987#ABH327 | https://cdd.iec.ch/cdd/iec61987/iec61987.nsf/PropertiesAllVersions/0112-2---61987%23ABH327
0112/2///61987#ABJ680 | 001 | 01 | 0112/2///61987#ABJ680#001 | SECONDARY_MEASUREMENT_VALUE |  |  |  |  | parameter indicating the value of secondary primary measurement | [5 empty] | REAL_TYPE |  |  |  |  | NON_DEPENDENT_P_DET | [5 empty] | 0112/2///61987#ABI729 - SECONDARY_MEASUREMENT | 0112/2///61987#ABA000 |  |  |  | Standard |  |  |  | SC65E – IEC 61987 | - | C00018 | 001-01 (2019-03-08 15:35:34 by BATCH 00000766) standard | 0112-2---61987#ABJ680 | https://cdd.iec.ch/cdd/iec61987/iec61987.nsf/PropertiesAllVersions/0112-2---61987%23ABJ680
0112/2///61987#ABE192 | 001 | 02 | 0112/2///61987#ABE192#001 | reference to Mechanical and electrical construction [diaphragm valve] |  |  |  |  | reference to block ABD936 | [5 empty] | CLASS_REFERENCE_TYPE(0112/2///61987#ABD936) 0112/2///61987#ABD936 - Mechanical and electrical construction [diaphragm/pinch valve] |  |  |  |  | NON_DEPENDENT_P_DET | [5 empty] | 0112/2///61987#ABE313 - Device LOP for diaphragm/pinch valve | 0112/2///61987#ABA000 |  |  |  | Standard |  |  |  |  | - | C00004 |  | 0112-2---61987#ABE192 | https://cdd.iec.ch/cdd/iec61987/iec61987.nsf/PropertiesAllVersions/0112-2---61987%23ABE192
0112/2///61987#ABG922 | 001 | 01 | 0112/2///61987#ABG922#001 | reference to Mechanical and electrical construction [hydrostatic pressure level transmitter] |  |  |  |  | reference to block ABG362 | [5 empty] | CLASS_REFERENCE_TYPE(0112/2///61987#ABG362) 0112/2///61987#ABG362 - Mechanical and electrical construction [hydrostatic pressure level transmitter] |  |  |  |  | NON_DEPENDENT_P_DET | [5 empty] | 0112/2///61987#ABE740 - Device LOP for hydrostatic pressure level transmitter | 0112/2///61987#ABA000 |  |  |  | Standard |  | IEC 61987 | IEC | SC65E | - | C00018 | 001-01 (2018-03-28 07:27:12 by BATCH 00000762) standard | 0112-2---61987#ABG922 | https://cdd.iec.ch/cdd/iec61987/iec61987.nsf/PropertiesAllVersions/0112-2---61987%23ABG922
0112/2///61987#ABE904 | 001 | 01 | 0112/2///61987#ABE904#001 | minimum span for ullage |  |  |  |  | lowest span to which an ullage measurement instrument can be adjusted |  |  | m |  |  | REAL_MEASURE_TYPE |  |  |  |  | NON_DEPENDENT_P_DET | [5 empty] | 0112/2///61987#ABE901 - Measuring range for ullage | 0112/2///61987#ABA000 | 0112/2///62720#UAA726 - metre |  | 0112/2///61987#ABT548 - Length short | Standard |  | IEC 61987 | IEC | SC65E | - | C00018 | 001-01 (2018-03-28 07:27:02 by BATCH 00000762) standard | 0112-2---61987#ABE904 | https://cdd.iec.ch/cdd/iec61987/iec61987.nsf/PropertiesAllVersions/0112-2---61987%23ABE904
0112/2///61987#ABN595 | 001 | 02 | 0112/2///61987#ABN595#001 | minimum thickness of upper liquid layer |  |  |  |  | minimum height of a liquid layer so that a device or a device component operates within its specification |  |  | mm |  |  | REAL_MEASURE_TYPE |  |  |  |  | NON_DEPENDENT_P_DET | [5 empty] | 0112/2///61987#ABG343 - Normal process conditions [5]0112/2///61987#ABG344 - Normal process conditions [6]0112/2///61987#ABG347 - Normal process conditions [9] | 0112/2///61987#ABA000 | 0112/2///62720#UAA862 - millimetre |  | 0112/2///61987#ABT548 - Length short | Standard |  | IEC 61987 | IEC | IEC SC65E | - | C00112 |  | 0112-2---61987#ABN595 | https://cdd.iec.ch/cdd/iec61987/iec61987.nsf/PropertiesAllVersions/0112-2---61987%23ABN595
0112/2///61987#ABI073 | 001 | 01 | 0112/2///61987#ABI073#001 | unit of measure of other parameter |  |  |  |  | unit of measure assigned to the other parameter | [5 empty] | INT_TYPE |  |  |  |  | NON_DEPENDENT_P_DET | [5 empty] | 0112/2///61987#ABH924 - Other HART parameter | 0112/2///61987#ABA000 |  |  |  | Standard |  |  |  | SC65E – IEC 61987 | - | C00019 | 001-01 (2018-03-28 07:27:16 by BATCH 00000762) standard | 0112-2---61987#ABI073 | https://cdd.iec.ch/cdd/iec61987/iec61987.nsf/PropertiesAllVersions/0112-2---61987%23ABI073
0112/2///61987#ABC960 | 003 | 01 | 0112/2///61987#ABC960#003 | reference to Manufacturer identification |  |  |  |  | reference to block ABC330 | [5 empty] | CLASS_REFERENCE_TYPE(0112/2///61987#ABC330) 0112/2///61987#ABC330 - Manufacturer identification |  |  |  |  | NON_DEPENDENT_P_DET | [5 empty] | 0112/2///61987#ABC044 - Transmitter body [1]0112/2///61987#ABC045 - Transmitter body [2]0112/2///61987#ABC046 - Transmitter body [3]0112/2///61987#ABC047 - Transmitter body [4]0112/2///61987#ABC048 - Transmitter housing [1]0112/2///61987#ABC049 - Transmitter housing [2] | 0112/2///61987#ABA000 |  |  |  | Standard |  |  |  | SC65E – IEC 61987 | - | C00004 |  | 0112-2---61987#ABC960 | https://cdd.iec.ch/cdd/iec61987/iec61987.nsf/PropertiesAllVersions/0112-2---61987%23ABC960
0112/2///61987#ABC894 | 004 | 01 | 0112/2///61987#ABC894#004 | reference to Hardware configuration elements |  |  |  |  | reference to block ABC264 | [5 empty] | CLASS_REFERENCE_TYPE(0112/2///61987#ABC264) 0112/2///61987#ABC264 - Hardware configuration elements |  |  |  |  | NON_DEPENDENT_P_DET | [5 empty] | 0112/2///61987#ABC137 - Basic Configuration | 0112/2///61987#ABA000 |  |  |  | Standard |  |  |  | SC65E – IEC 61987 | - | C00004 |  | 0112-2---61987#ABC894 | https://cdd.iec.ch/cdd/iec61987/iec61987.nsf/PropertiesAllVersions/0112-2---61987%23ABC894
0112/2///61987#ABH357 | 001 | 02 | 0112/2///61987#ABH357#001 | reference to Temperature measurement |  |  |  |  | reference to block ABC650 | [5 empty] | CLASS_REFERENCE_TYPE(0112/2///61987#ABC650) 0112/2///61987#ABC650 - Temperature measurement |  |  |  |  | DEPENDENT_P_DET | [5 empty] | 0112/2///61987#ABF987 - Type of measured variable [15] | 0112/2///61987#ABA000 |  |  |  | Standard |  | IEC 61987 | IEC | SC65E | 0112/2///61987#ABV192 - measured variable type [15] | C00019 |  | 0112-2---61987#ABH357 | https://cdd.iec.ch/cdd/iec61987/iec61987.nsf/PropertiesAllVersions/0112-2---61987%23ABH357
0112/2///61987#ABH586 | 001 | 01 | 0112/2///61987#ABH586#001 | value of level indicator/display |  |  |  |  | reading of a value on a display or an indicator representing a level variable |  |  | m |  |  | REAL_MEASURE_TYPE |  |  |  |  | NON_DEPENDENT_P_DET | [5 empty] | 0112/2///61987#ABH657 - Output values of level | 0112/2///61987#ABA000 | 0112/2///62720#UAA726 - metre |  | 0112/2///61987#ABT548 - Length short | Standard |  | IEC 61987 |  | SC65E – IEC 61987 | - | C00018 | 001-01 (2019-03-08 15:35:29 by BATCH 00000766) standard | 0112-2---61987#ABH586 | https://cdd.iec.ch/cdd/iec61987/iec61987.nsf/PropertiesAllVersions/0112-2---61987%23ABH586
0112/2///61987#ABU150 | 001 | 02 | 0112/2///61987#ABU150#001 | reference to Type of performance variable [1] |  |  |  |  | reference to block ABC671 |  | Id specified in IEC61987-12/-13: ABD314 |  |  |  | CLASS_REFERENCE_TYPE(0112/2///61987#ABC671) 0112/2///61987#ABC671 - Type of performance variable [1] |  |  |  |  | NON_DEPENDENT_P_DET | [5 empty] | 0112/2///61987#ABC503 - Performance variable [1] | 0112/2///61987#ABA000 |  |  |  | Standard |  |  |  | SC65E – IEC 61987 | - | C00004 |  | 0112-2---61987#ABU150 | https://cdd.iec.ch/cdd/iec61987/iec61987.nsf/PropertiesAllVersions/0112-2---61987%23ABU150
0112/2///61987#ABA269 | 005 | 01 | 0112/2///61987#ABA269#005 | factory certificate |  |  |  |  | designation of a certificate issued by the manufacturer detailing the quality tests to which a device has been subjected | [5 empty] | STRING_TYPE |  |  |  |  | NON_DEPENDENT_P_DET | [5 empty] | 0112/2///61987#ABC556 - Quality certificate | 0112/2///61987#ABA000 |  |  |  | Standard |  |  |  | SC65E – IEC 61987 | - | C00004 |  | 0112-2---61987#ABA269 | https://cdd.iec.ch/cdd/iec61987/iec61987.nsf/PropertiesAllVersions/0112-2---61987%23ABA269
0112/2///61987#ABH130 | 002 | 01 | 0112/2///61987#ABH130#002 | location of nozzle |  |  |  |  | plain text indicating on what part of the process equipment the nozzle or line is mounted | [5 empty] | ENUM_CODE_TYPE(0112/2///61987#ABL655) |  |  | Examples are tank top, tank bottom, tank front, tank back, tank side, conical outlet |  | DEPENDENT_P_DET |  |  | 0112/2///61987#ABL655 | 0112/2///61987#ABN226 - tank top0112/2///61987#ABN227 - tank bottom0112/2///61987#ABN228 - tank front0112/2///61987#ABN229 - tank back0112/2///61987#ABN230 - tank side0112/2///61987#ABN231 - tank circumference0112/2///61987#ABN232 - conical outlet0112/2///61987#ABI407 - others |  | 0112/2///61987#ABH129 - Position of nozzle | 0112/2///61987#ABA000 |  |  |  | Standard |  | IEC 61987 | IEC | SC65E | 0112/2///61987#ABI406 - empty_property | C00091 |  | 0112-2---61987#ABH130 | https://cdd.iec.ch/cdd/iec61987/iec61987.nsf/PropertiesAllVersions/0112-2---61987%23ABH130
0112/2///61987#ABH218 | 001 | 01 | 0112/2///61987#ABH218#001 | emissivity |  |  |  |  | ratio of the radiant emittance of a substance to the radiant emittance of a black body at the same temperature | Emissivity is a function of wavelength and temperature. |  | % |  |  | REAL_MEASURE_TYPE |  |  | IEV 731-06-16 |  | NON_DEPENDENT_P_DET | [5 empty] | 0112/2///61987#ABH229 - Process case variables for non-contact temperature transmitter | 0112/2///61987#ABA000 | 0112/2///62720#UAA000 - percent |  | 0112/2///61987#ABT533 - Percentage | Standard |  | IEC 61987 | IEC | SC65E | - | C00019 | 001-01 (2018-03-28 07:27:14 by BATCH 00000762) standard | 0112-2---61987#ABH218 | https://cdd.iec.ch/cdd/iec61987/iec61987.nsf/PropertiesAllVersions/0112-2---61987%23ABH218
0112/2///61987#ABA186 | 001 | 01 | 0112/2///61987#ABA186#001 | piping & instrument diagram |  |  |  |  | document identifying the piping and instrument diagram | [5 empty] | STRING_TYPE |  |  |  |  | NON_DEPENDENT_P_DET | [5 empty] | 0112/2///61987#ABA398 - Project information | 0112/2///61987#ABA000 |  |  |  | Standard |  | IEC 61987 |  | SC65E – IEC 61987 | - | C00018 | 001-01 (2019-03-08 15:35:28 by BATCH 00000766) standard | 0112-2---61987#ABA186 | https://cdd.iec.ch/cdd/iec61987/iec61987.nsf/PropertiesAllVersions/0112-2---61987%23ABA186
0112/2///61987#ABA420 | 001 | 04 | 0112/2///61987#ABA420#001 | maximum assignable quantity of pulses per value of mass |  |  |  |  | highest number of pulses assignable to quantity of pulses per value of mass |  |  | 1/kg |  |  | REAL_MEASURE_TYPE |  |  |  |  | NON_DEPENDENT_P_DET | [5 empty] | 0112/2///61987#ABC110 - Assigned mass pulse value | 0112/2///61987#ABA000 | 0112/2///62720#UAC003 - reciprocal kilogram |  | 0112/2///61987#ABT536 - Per mass | Standard |  |  |  | SC65E – IEC 61987 | - | C00004 |  | 0112-2---61987#ABA420 | https://cdd.iec.ch/cdd/iec61987/iec61987.nsf/PropertiesAllVersions/0112-2---61987%23ABA420
0112/2///61987#ABC007 | 002 | 01 | 0112/2///61987#ABC007#002 | calculated head of liquid |  |  |  |  | calculated height of a liquid resulting from the measured differential pressure and the total effective fluid density |  |  | mm |  |  | REAL_MEASURE_TYPE |  |  |  |  | NON_DEPENDENT_P_DET | [5 empty] | 0112/2///61987#ABC411 - Pressure measurement instrument installation0112/2///61987#ABH168 - Parameters of differential pressure level measurement | 0112/2///61987#ABA000 | 0112/2///62720#UAA862 - millimetre |  | 0112/2///61987#ABT548 - Length short | Standard |  |  |  | SC65E – IEC 61987 | - | C00004 |  | 0112-2---61987#ABC007 | https://cdd.iec.ch/cdd/iec61987/iec61987.nsf/PropertiesAllVersions/0112-2---61987%23ABC007
0112/2///61987#ABB212 | 001 | 04 | 0112/2///61987#ABB212#001 | upper range-limit of pressure |  |  |  |  | highest value of pressure that a device can be adjusted to measure within its specified accuracy limits |  |  | bar |  |  | REAL_MEASURE_TYPE |  |  |  |  | NON_DEPENDENT_P_DET | [5 empty] | 0112/2///61987#ABC420 - Measuring range for pressure0112/2///61987#ABE778 - Indication range for pressure | 0112/2///61987#ABA000 | 0112/2///62720#UAA323 - bar |  | 0112/2///61987#ABT524 - Pressure | Standard |  |  |  | SC65E – IEC 61987 | - | C00004 |  | 0112-2---61987#ABB212 | https://cdd.iec.ch/cdd/iec61987/iec61987.nsf/PropertiesAllVersions/0112-2---61987%23ABB212
0112/2///61987#ABH730 | 001 | 01 | 0112/2///61987#ABH730#001 | reference to Calibration of pressure |  |  |  |  | reference to block ABH618 | [5 empty] | CLASS_REFERENCE_TYPE(0112/2///61987#ABH618) 0112/2///61987#ABH618 - Calibration of pressure |  |  |  |  | DEPENDENT_P_DET | [5 empty] | 0112/2///61987#ABH561 - Calibration | 0112/2///61987#ABA000 |  |  |  | Standard |  | IEC 61987 |  | SC65E – IEC 61987 | 0112/2///61987#ABH562 - calibration variable type | C00018 | 001-01 (2019-03-08 15:35:30 by BATCH 00000766) standard | 0112-2---61987#ABH730 | https://cdd.iec.ch/cdd/iec61987/iec61987.nsf/PropertiesAllVersions/0112-2---61987%23ABH730
0112/2///61987#ABP156 | 001 | 01 | 0112/2///61987#ABP156#001 | nominal signal current level |  |  |  |  | nominal signal current consumed by the input circuit for a binary logic state "1" |  |  | mA |  |  | REAL_MEASURE_TYPE |  |  |  |  | NON_DEPENDENT_P_DET | [5 empty] | 0112/2///61987#ABP074 - Signal levels | 0112/2///61987#ABA000 | 0112/2///62720#UAA775 - milliampere |  | 0112/2///61987#ABT567 - Electrical current | Standard |  | IEC 61987 | IEC | IEC/SC 65E | - | C00128 | 001-01 (2023-01-23 14:53:52 by BATCH 00000807) standard | 0112-2---61987#ABP156 | https://cdd.iec.ch/cdd/iec61987/iec61987.nsf/PropertiesAllVersions/0112-2---61987%23ABP156
0112/2///61987#ABA588 | 004 | 01 | 0112/2///61987#ABA588#004 | rated voltage |  |  |  |  | operating voltage of the device as defined by the manufacturer and to which certain device properties are referenced |  |  | V |  |  | REAL_MEASURE_TYPE |  |  | IEV 151-16-08, MOD |  | NON_DEPENDENT_P_DET | [5 empty] | 0112/2///61987#ABC042 - Trace heating system0112/2///61987#ABC138 - Battery0112/2///61987#ABH474 - Illumination0112/2///61987#ABC040 - Totalizer indicator [2]0112/2///61987#ABC066 - AC rating for external power0112/2///61987#ABC179 - DC rating for external power0112/2///61987#ABC213 - Electrical data for passive behaviour0112/2///61987#ABC218 - Electrical power input circuit | 0112/2///61987#ABA000 | 0112/2///62720#UAA296 - volt |  | 0112/2///61987#ABT506 - Voltage | Standard |  |  |  | SC65E – IEC 61987 | - | C00004 |  | 0112-2---61987#ABA588 | https://cdd.iec.ch/cdd/iec61987/iec61987.nsf/PropertiesAllVersions/0112-2---61987%23ABA588
0112/2///61987#ABB193 | 004 | 01 | 0112/2///61987#ABB193#004 | lambda SU |  |  |  |  | rate of all the undetected safe failures within the channel of the subsystem |  |  | 1/h |  |  | REAL_MEASURE_TYPE |  |  | IEC 61508-6 |  | NON_DEPENDENT_P_DET | [5 empty] | 0112/2///61987#ABD877 - Functional safety and reliability [2]0112/2///61987#ABC257 - Functional safety and reliability | 0112/2///61987#ABA000 | 0112/2///62720#UAA526 - reciprocal hour |  | 0112/2///61987#ABT560 - Frequency low | Standard |  |  |  | SC65E – IEC 61987 | - | C00004 |  | 0112-2---61987#ABB193 | https://cdd.iec.ch/cdd/iec61987/iec61987.nsf/PropertiesAllVersions/0112-2---61987%23ABB193
0112/2///61987#ABD667 | 001 | 03 | 0112/2///61987#ABD667#001 | number of angular limit stops |  |  |  |  | @number of angular limit stops |  | cardinality property |  |  |  | INT_TYPE |  |  |  |  | CONDITION_DET | [5 empty] | 0112/2///61987#ABD843 - Design conditions for actuators0112/2///61987#ABD962 - Parameters of pneumatic rotary actuator0112/2///61987#ABD967 - Parameters of valve body assembly [3] | 0112/2///61987#ABA000 |  |  |  | Standard |  |  |  |  | - | C00004 |  | 0112-2---61987#ABD667 | https://cdd.iec.ch/cdd/iec61987/iec61987.nsf/PropertiesAllVersions/0112-2---61987%23ABD667
0112/2///61987#ABV193 | 001 | 01 | 0112/2///61987#ABV193#001 | performance variable type [16] |  |  |  |  | polymorphism property specifying the process variable to which the performance applies |  | Polymorphic control property |  |  |  | ENUM_STRING_TYPE(0112/2///61987#ABV152(Percentage performance [7],Absolute performance for temperature [3],Absolute performance for voltage,Absolute performance for resistance)) |  |  |  |  | CONDITION_DET |  |  | 0112/2///61987#ABV152 | 0112/2///61987#ABV123 - IEC61987-11 Name of Percentage performance [7]0112/2///61987#ABV124 - IEC61987-11 Name of Absolute performance for temperature [3]0112/2///61987#ABV125 - IEC61987-11 Name of Absolute performance for voltage0112/2///61987#ABV126 - IEC61987-11 Name of Absolute performance for resistance |  | 0112/2///61987#ABG282 - Type of performance variable [16] | 0112/2///61987#ABA000 |  |  |  | Standard |  | IEC 61987 | IEC | SC65E | - | C00019 | 001-01 (2018-03-28 07:27:24 by BATCH 00000762) standard | 0112-2---61987#ABV193 | https://cdd.iec.ch/cdd/iec61987/iec61987.nsf/PropertiesAllVersions/0112-2---61987%23ABV193
0112/2///61987#ABB027 | 003 | 01 | 0112/2///61987#ABB027#003 | minimum operating electrical conductivity |  |  |  |  | lowest electrical conductivity for which a device is or should be designed to operate within its specified limits |  |  | µS/cm |  |  | REAL_MEASURE_TYPE |  |  |  |  | NON_DEPENDENT_P_DET | [5 empty] | 0112/2///61987#ABC451 - Normal process conditions [1]0112/2///61987#ABC455 - Normal process design conditions [2]0112/2///61987#ABH071 - Fluid phase design conditions0112/2///61987#ABH462 - Normal process conditions [11]0112/2///61987#ABG343 - Normal process conditions [5]0112/2///61987#ABG344 - Normal process conditions [6]0112/2///61987#ABG347 - Normal process conditions [9] | 0112/2///61987#ABA000 | 0112/2///62720#UAA075 - microsiemens per centimetre |  | 0112/2///61987#ABT568 - Electrical conductivity | Standard |  |  |  | SC65E – IEC 61987 | - | C00004 |  | 0112-2---61987#ABB027 | https://cdd.iec.ch/cdd/iec61987/iec61987.nsf/PropertiesAllVersions/0112-2---61987%23ABB027
0112/2///61987#ABC955 | 001 | 02 | 0112/2///61987#ABC955#001 | reference to Low pressure side line or nozzle |  |  |  |  | reference to block ABC325 | [5 empty] | CLASS_REFERENCE_TYPE(0112/2///61987#ABC325) 0112/2///61987#ABC325 - Low pressure side line or nozzle |  |  |  |  | NON_DEPENDENT_P_DET | [5 empty] | 0112/2///61987#ABC547 - Process equipment [pressure] | 0112/2///61987#ABA000 |  |  |  | Standard |  |  |  | SC65E – IEC 61987 | - | C00004 |  | 0112-2---61987#ABC955 | https://cdd.iec.ch/cdd/iec61987/iec61987.nsf/PropertiesAllVersions/0112-2---61987%23ABC955
0112/2///61987#ABF590 | 001 | 01 | 0112/2///61987#ABF590#001 | upper range-value of mass fraction | upper range-value |  |  |  | mass fraction value assigned to the upper range end-value of the input or output signal |  |  | % |  |  | REAL_MEASURE_TYPE |  |  |  |  | NON_DEPENDENT_P_DET | [5 empty] | 0112/2///61987#ABF598 - Assigned mass fraction range | 0112/2///61987#ABA000 | 0112/2///62720#UAA000 - percent |  | 0112/2///61987#ABT533 - Percentage | Standard |  | IEC 61987 | IEC | SC65E | - | C00018 | 001-01 (2018-03-28 07:27:08 by BATCH 00000762) standard | 0112-2---61987#ABF590 | https://cdd.iec.ch/cdd/iec61987/iec61987.nsf/PropertiesAllVersions/0112-2---61987%23ABF590
0112/2///61987#ABH607 | 001 | 01 | 0112/2///61987#ABH607#001 | type of calibration or test |  |  |  |  | classification of a calibration or test according to its intended use | [5 empty] | STRING_TYPE |  |  |  |  | NON_DEPENDENT_P_DET | [5 empty] | 0112/2///61987#ABH552 - Calibration and test results | 0112/2///61987#ABA000 |  |  |  | Standard |  | IEC 61987 |  | SC65E – IEC 61987 | - | C00018 | 001-01 (2019-03-08 15:35:29 by BATCH 00000766) standard | 0112-2---61987#ABH607 | https://cdd.iec.ch/cdd/iec61987/iec61987.nsf/PropertiesAllVersions/0112-2---61987%23ABH607
0112/2///61987#ABA221 | 005 | 01 | 0112/2///61987#ABA221#005 | maximum output current |  |  |  |  | highest current provided by a power supply |  |  | A |  |  | REAL_MEASURE_TYPE |  |  |  |  | NON_DEPENDENT_P_DET | [5 empty] | 0112/2///61987#ABC215 - Electrical line power supply0112/2///61987#ABC219 - Electrical power output circuit0112/2///61987#ABD858 - Electrical line power supply [2]0112/2///61987#ABC216 - Electrical loop power supply | 0112/2///61987#ABA000 | 0112/2///62720#UAA101 - ampere |  | 0112/2///61987#ABT567 - Electrical current | Standard |  | IEC 61987 | IEC | IEC/SC 65E | - | C00112 |  | 0112-2---61987#ABA221 | https://cdd.iec.ch/cdd/iec61987/iec61987.nsf/PropertiesAllVersions/0112-2---61987%23ABA221
0112/2///61987#ABC002 | 002 | 01 | 0112/2///61987#ABC002#002 | vertical distance of transmitter to high/single pressure process connection |  |  |  |  | vertical distance between the high/single pressure process connection and the sensing element of the pressure transmitter or pressure gauge | In the case of a higher position of the sensing element, the value is negative |  | mm |  |  | REAL_MEASURE_TYPE |  |  |  |  | NON_DEPENDENT_P_DET | [5 empty] | 0112/2///61987#ABC411 - Pressure measurement instrument installation0112/2///61987#ABH168 - Parameters of differential pressure level measurement | 0112/2///61987#ABA000 | 0112/2///62720#UAA862 - millimetre |  | 0112/2///61987#ABT548 - Length short | Standard |  |  |  | SC65E – IEC 61987 | - | C00019 |  | 0112-2---61987#ABC002 | https://cdd.iec.ch/cdd/iec61987/iec61987.nsf/PropertiesAllVersions/0112-2---61987%23ABC002
0112/2///61987#ABU674 | 001 | 01 | 0112/2///61987#ABU674#001 | reference to Analog voltage input [6] |  |  |  |  | reference to block ABG120 | [5 empty] | CLASS_REFERENCE_TYPE(0112/2///61987#ABG120) 0112/2///61987#ABG120 - Analog voltage input [6] |  |  |  |  | DEPENDENT_P_DET | [5 empty] | 0112/2///61987#ABG070 - Type of auxiliary input [21] | 0112/2///61987#ABA000 |  |  |  | Standard |  | IEC 61987 | IEC | SC65E | 0112/2///61987#ABU654 - auxiliary input type [21] | C00017 | 001-01 (2018-03-28 07:27:21 by BATCH 00000762) standard | 0112-2---61987#ABU674 | https://cdd.iec.ch/cdd/iec61987/iec61987.nsf/PropertiesAllVersions/0112-2---61987%23ABU674
0112/2///61987#ABU924 | 001 | 01 | 0112/2///61987#ABU924#001 | reference to Analog voltage output [11] |  |  |  |  | reference to block ABG184 | [5 empty] | CLASS_REFERENCE_TYPE(0112/2///61987#ABG184) 0112/2///61987#ABG184 - Analog voltage output [11] |  |  |  |  | DEPENDENT_P_DET | [5 empty] | 0112/2///61987#ABG145 - Type of output [15]0112/2///61987#ABG154 - Type of output [24] | 0112/2///61987#ABA000 |  |  |  | Standard |  | IEC 61987 | IEC | SC65E | 0112/2///61987#ABU915 - output type [24] | C00018 | 001-01 (2018-03-28 07:27:22 by BATCH 00000762) standard | 0112-2---61987#ABU924 | https://cdd.iec.ch/cdd/iec61987/iec61987.nsf/PropertiesAllVersions/0112-2---61987%23ABU924
0112/2///61987#ABH065 | 001 | 01 | 0112/2///61987#ABH065#001 | concentration of dispersed solids |  |  |  |  | volume fraction of solid particles dispersed in a liquid |  |  | mg/m³ |  |  | REAL_MEASURE_TYPE |  |  |  |  | NON_DEPENDENT_P_DET | [5 empty] | 0112/2///61987#ABG459 - Aqueous phase [level]0112/2///61987#ABG461 - Non-aqueous liquid phase [level]0112/2///61987#ABH067 - Intermediate phase [level] | 0112/2///61987#ABA000 | 0112/2///62720#UAA830 - milligram per metre cubed |  | 0112/2///61987#ABT575 - Mass concentration (mass per volume) | Standard |  | IEC 61987 | IEC | SC65E | - | C00018 | 001-01 (2018-03-28 07:27:13 by BATCH 00000762) standard | 0112-2---61987#ABH065 | https://cdd.iec.ch/cdd/iec61987/iec61987.nsf/PropertiesAllVersions/0112-2---61987%23ABH065
0112/2///61987#ABH207 | 001 | 01 | 0112/2///61987#ABH207#001 | description of window |  |  |  |  | plain text describing a window | [5 empty] | STRING_TYPE |  |  |  |  | NON_DEPENDENT_P_DET | [5 empty] | 0112/2///61987#ABH204 - Window | 0112/2///61987#ABA000 |  |  |  | Standard |  | IEC 61987 | IEC | SC65E | - | C00018 | 001-01 (2018-03-28 07:27:14 by BATCH 00000762) standard | 0112-2---61987#ABH207 | https://cdd.iec.ch/cdd/iec61987/iec61987.nsf/PropertiesAllVersions/0112-2---61987%23ABH207
0112/2///61987#ABB556 | 001 | 04 | 0112/2///61987#ABB556#001 | minimum span for mass flow |  |  |  |  | lowest span to which a mass flow measurement instrument can be adjusted |  |  | kg/h |  |  | REAL_MEASURE_TYPE |  |  |  |  | NON_DEPENDENT_P_DET | [5 empty] | 0112/2///61987#ABC417 - Measuring range for mass flow | 0112/2///61987#ABA000 | 0112/2///62720#UAA607 - kilogram per hour |  | 0112/2///61987#ABT545 - Mass flow rate | Standard |  |  |  | SC65E – IEC 61987 | - | C00004 |  | 0112-2---61987#ABB556 | https://cdd.iec.ch/cdd/iec61987/iec61987.nsf/PropertiesAllVersions/0112-2---61987%23ABB556
0112/2///61987#ABB957 | 007 | 01 | 0112/2///61987#ABB957#007 | details of sour gas approval |  |  |  |  | if appropriate, details of a sour gas approval | e.g. approval number or code etc. |  |  |  |  | STRING_TYPE |  |  |  |  | NON_DEPENDENT_P_DET | [5 empty] | 0112/2///61987#ABC599 - Sour gas approval | 0112/2///61987#ABA000 |  |  |  | Standard |  |  |  | SC65E – IEC 61987 | - | C00018 |  | 0112-2---61987#ABB957 | https://cdd.iec.ch/cdd/iec61987/iec61987.nsf/PropertiesAllVersions/0112-2---61987%23ABB957
0112/2///61987#ABU293 | 002 | 01 | 0112/2///61987#ABU293#002 | measured variable type [3] |  |  |  |  | type of quantity subject to measurement |  | polymorphic control property;¦Id specified in IEC61987-12/-13 |  |  |  | ENUM_STRING_TYPE(0112/2///61987#ABU106(Mass flow measurement,Actual volume flow measurement,Normalized volume flow measurement,Pressure measurement,Temperature measurement,Other variable)) |  |  |  |  | CONDITION_DET |  |  | 0112/2///61987#ABU106 | 0112/2///61987#ABU024 - IEC61987-11 Name of Mass flow measurement0112/2///61987#ABU025 - IEC61987-11 Name of Actual volume flow measurement0112/2///61987#ABU026 - IEC61987-11 Name of Normalized volume flow measurement0112/2///61987#ABD489 - IEC61987-11 Name of Flow velocity measurement0112/2///61987#ABU055 - IEC61987-11 Name of Pressure measurement0112/2///61987#ABU056 - IEC61987-11 Name of Temperature measurement0112/2///61987#ABU057 - IEC61987-11 Name of Other variable |  | 0112/2///61987#ABC662 - Type of measured variable [3] | 0112/2///61987#ABA000 |  |  |  | Standard |  |  |  | SC65E – IEC 61987 | - | C00091 |  | 0112-2---61987#ABU293 | https://cdd.iec.ch/cdd/iec61987/iec61987.nsf/PropertiesAllVersions/0112-2---61987%23ABU293
0112/2///61987#ABC711 | 004 | 01 | 0112/2///61987#ABC711#004 | reference to Adjustment |  |  |  |  | reference to block ABC081 | [5 empty] | CLASS_REFERENCE_TYPE(0112/2///61987#ABC081) 0112/2///61987#ABC081 - Adjustment |  |  |  |  | NON_DEPENDENT_P_DET | [5 empty] | 0112/2///61987#ABC458 - Operability0112/2///61987#ABE712 - Operability [2]0112/2///61987#ABE714 - Operability [3] | 0112/2///61987#ABA000 |  |  |  | Standard |  |  |  | SC65E – IEC 61987 | - | C00004 |  | 0112-2---61987#ABC711 | https://cdd.iec.ch/cdd/iec61987/iec61987.nsf/PropertiesAllVersions/0112-2---61987%23ABC711
0112/2///61987#ABB930 | 004 | 01 | 0112/2///61987#ABB930#004 | quality of fluid |  |  |  |  | classification or requirement of pneumatic or hydraulic fluid according to its purity and moisture content | [5 empty] | STRING_TYPE |  |  |  |  | NON_DEPENDENT_P_DET | [5 empty] | 0112/2///61987#ABC519 - Pneumatic/hydraulic supply [1]0112/2///61987#ABC520 - Pneumatic/hydraulic supply [2] | 0112/2///61987#ABA000 |  |  |  | Standard |  |  |  | SC65E – IEC 61987 | - | C00004 |  | 0112-2---61987#ABB930 | https://cdd.iec.ch/cdd/iec61987/iec61987.nsf/PropertiesAllVersions/0112-2---61987%23ABB930
0112/2///61987#ABF200 | 001 | 01 | 0112/2///61987#ABF200#001 | length of extension |  |  |  |  | length of that part of a probe or measuring assembly that is used to increase the distance between the sensing element and transmitter housing in order to avoid overheating of the electronics in high temperature applications |  |  | mm |  |  | REAL_MEASURE_TYPE |  |  |  |  | NON_DEPENDENT_P_DET | [5 empty] | 0112/2///61987#ABF191 - Structural design of a rotary paddle switch0112/2///61987#ABF285 - Structural design of a thermal level switch | 0112/2///61987#ABA000 | 0112/2///62720#UAA862 - millimetre |  | 0112/2///61987#ABT548 - Length short | Standard |  | IEC 61987 | IEC | SC65E | - | C00018 | 001-01 (2018-03-28 07:27:05 by BATCH 00000762) standard | 0112-2---61987#ABF200 | https://cdd.iec.ch/cdd/iec61987/iec61987.nsf/PropertiesAllVersions/0112-2---61987%23ABF200
0112/2///61987#ABF918 | 001 | 01 | 0112/2///61987#ABF918#001 | reference to Device LOP for density transmitter |  |  |  |  | reference to block ABF865 | [5 empty] | CLASS_REFERENCE_TYPE(0112/2///61987#ABF865) 0112/2///61987#ABF865 - Device LOP for density transmitter |  |  |  |  | NON_DEPENDENT_P_DET | [5 empty] | 0112/2///61987#ABH334 - Density transmitter (generic) | 0112/2///61987#ABA000 |  |  |  | Standard |  | IEC 61987 | IEC | SC65E | - | C00017 | 001-01 (2018-03-28 07:27:10 by BATCH 00000762) standard | 0112-2---61987#ABF918 | https://cdd.iec.ch/cdd/iec61987/iec61987.nsf/PropertiesAllVersions/0112-2---61987%23ABF918
0112/2///61987#ABA416 | 001 | 04 | 0112/2///61987#ABA416#001 | minimum assignable pulse value of mass |  |  |  |  | lowest mass quantity assignable to one pulse |  |  | kg |  |  | REAL_MEASURE_TYPE |  |  |  |  | NON_DEPENDENT_P_DET | [5 empty] | 0112/2///61987#ABC110 - Assigned mass pulse value | 0112/2///61987#ABA000 | 0112/2///62720#UAA594 - kilogram |  | 0112/2///61987#ABT546 - Mass | Standard |  |  |  | SC65E – IEC 61987 | - | C00004 |  | 0112-2---61987#ABA416 | https://cdd.iec.ch/cdd/iec61987/iec61987.nsf/PropertiesAllVersions/0112-2---61987%23ABA416
0112/2///61987#ABA468 | 005 | 01 | 0112/2///61987#ABA468#005 | marking of explosion protection standard used |  |  |  |  | characters indicating the standard basis of an explosion protection design | [5 empty] | ENUM_CODE_TYPE(0112/2///61987#ABJ754) |  |  |  |  | DEPENDENT_P_DET |  |  | 0112/2///61987#ABJ754 | 0112/2///61987#ABK705 - AEX0112/2///61987#ABK706 - Ex0112/2///61987#ABI407 - others |  | 0112/2///61987#ABC232 - Explosion protection design approval0112/2///61987#ABD868 - Explosion protection design approval [2] | 0112/2///61987#ABA000 |  |  |  | Standard |  |  |  | SC65E – IEC 61987 | 0112/2///61987#ABI406 - empty_property | C00091 |  | 0112-2---61987#ABA468 | https://cdd.iec.ch/cdd/iec61987/iec61987.nsf/PropertiesAllVersions/0112-2---61987%23ABA468
0112/2///61987#ABB875 | 001 | 04 | 0112/2///61987#ABB875#001 | frequency for upper signal on alarm |  |  |  |  | value of a frequency signal on alarm when the signal on alarm function is configured to the upper signal value |  |  | Hz |  |  | REAL_MEASURE_TYPE |  |  |  |  | NON_DEPENDENT_P_DET | [5 empty] | 0112/2///61987#ABC254 - Frequency signal on alarm | 0112/2///61987#ABA000 | 0112/2///62720#UAA170 - hertz |  | 0112/2///61987#ABT561 - Frequency | Standard |  |  |  | SC65E – IEC 61987 | - | C00018 |  | 0112-2---61987#ABB875 | https://cdd.iec.ch/cdd/iec61987/iec61987.nsf/PropertiesAllVersions/0112-2---61987%23ABB875
0112/2///61987#ABH689 | 001 | 01 | 0112/2///61987#ABH689#001 | designation of input variable |  |  |  |  | alphanumeric character sequence identifying an input variable | [5 empty] | STRING_TYPE |  |  |  |  | NON_DEPENDENT_P_DET | [5 empty] | 0112/2///61987#ABH532 - Input variable | 0112/2///61987#ABA000 |  |  |  | Standard |  | IEC 61987 |  | SC65E – IEC 61987 | - | C00018 | 001-01 (2019-03-08 15:35:29 by BATCH 00000766) standard | 0112-2---61987#ABH689 | https://cdd.iec.ch/cdd/iec61987/iec61987.nsf/PropertiesAllVersions/0112-2---61987%23ABH689
0112/2///61987#ABN656 | 001 | 02 | 0112/2///61987#ABN656#001 | overall vibration velocity rms |  |  |  |  | root mean square of the oscillation displacement expressed as velocity |  |  | mm/s |  |  | REAL_MEASURE_TYPE |  |  |  |  | NON_DEPENDENT_P_DET | [5 empty] | 0112/2///61987#ABN694 - Specific machine vibration measurement variables | 0112/2///61987#ABA000 | 0112/2///62720#UAA867 - millimetre per second |  | 0112/2///61987#ABT509 - Velocity | Standard |  | IEC 61987 | IEC | IEC SC65E | - | C00112 |  | 0112-2---61987#ABN656 | https://cdd.iec.ch/cdd/iec61987/iec61987.nsf/PropertiesAllVersions/0112-2---61987%23ABN656
0112/2///61987#ABP097 | 001 | 01 | 0112/2///61987#ABP097#001 | assigned lower range-value of mV |  |  |  |  | mV value assigned to the lower range end-value of the input signal |  |  | mV |  |  | REAL_MEASURE_TYPE |  |  |  |  | NON_DEPENDENT_P_DET | [5 empty] | 0112/2///61987#ABP050 - mV input [I/O module] | 0112/2///61987#ABA000 | 0112/2///62720#UAA804 - millivolt |  | 0112/2///61987#ABT506 - Voltage | Standard |  | IEC 61987 | IEC | IEC/SC 65E | - | C00128 | 001-01 (2023-01-23 14:53:52 by BATCH 00000807) standard | 0112-2---61987#ABP097 | https://cdd.iec.ch/cdd/iec61987/iec61987.nsf/PropertiesAllVersions/0112-2---61987%23ABP097
0112/2///61987#ABE902 | 001 | 01 | 0112/2///61987#ABE902#001 | lower range-limit of ullage |  |  |  |  | lowest value of ullage that a device can be adjusted to measure within its specified accuracy limits |  |  | m |  |  | REAL_MEASURE_TYPE |  |  |  |  | NON_DEPENDENT_P_DET | [5 empty] | 0112/2///61987#ABE901 - Measuring range for ullage | 0112/2///61987#ABA000 | 0112/2///62720#UAA726 - metre |  | 0112/2///61987#ABT548 - Length short | Standard |  | IEC 61987 | IEC | SC65E | - | C00018 | 001-01 (2018-03-28 07:27:02 by BATCH 00000762) standard | 0112-2---61987#ABE902 | https://cdd.iec.ch/cdd/iec61987/iec61987.nsf/PropertiesAllVersions/0112-2---61987%23ABE902
0112/2///61987#ABF247 | 002 | 01 | 0112/2///61987#ABF247#002 | type of target marking function |  |  |  |  | classification of an optical sighting mechanism according to its time behaviour | [5 empty] | ENUM_CODE_TYPE(0112/2///61987#ABL346) |  |  |  |  | DEPENDENT_P_DET |  |  | 0112/2///61987#ABL346 | 0112/2///61987#ABM115 - continuous0112/2///61987#ABM084 - flashing0112/2///61987#ABM117 - automatic off0112/2///61987#ABI407 - others |  | 0112/2///61987#ABF226 - Structural design of a radiation thermometer | 0112/2///61987#ABA000 |  |  |  | Standard |  | IEC 61987 | IEC | SC65E | 0112/2///61987#ABI406 - empty_property | C00091 |  | 0112-2---61987#ABF247 | https://cdd.iec.ch/cdd/iec61987/iec61987.nsf/PropertiesAllVersions/0112-2---61987%23ABF247
0112/2///61987#ABG806 | 001 | 01 | 0112/2///61987#ABG806#001 | reference to Reference process conditions [2] |  |  |  |  | reference to block ABG246 | [5 empty] | CLASS_REFERENCE_TYPE(0112/2///61987#ABG246) 0112/2///61987#ABG246 - Reference process conditions [2] |  |  |  |  | NON_DEPENDENT_P_DET | [5 empty] | 0112/2///61987#ABG234 - Reference conditions of the device [5]0112/2///61987#ABG266 - Reference conditions for the performance variable [5] | 0112/2///61987#ABA000 |  |  |  | Standard |  | IEC 61987 | IEC | SC65E | - | C00018 | 001-01 (2018-03-28 07:27:11 by BATCH 00000762) standard | 0112-2---61987#ABG806 | https://cdd.iec.ch/cdd/iec61987/iec61987.nsf/PropertiesAllVersions/0112-2---61987%23ABG806
0112/2///61987#ABG899 | 001 | 01 | 0112/2///61987#ABG899#001 | reference to Process design ratings [11] |  |  |  |  | reference to block ABG339 | [5 empty] | CLASS_REFERENCE_TYPE(0112/2///61987#ABG339) 0112/2///61987#ABG339 - Process design ratings [11] |  |  |  |  | NON_DEPENDENT_P_DET | [5 empty] | 0112/2///61987#ABG322 - Rated operating conditions [17] | 0112/2///61987#ABA000 |  |  |  | Standard |  | IEC 61987 | IEC | SC65E | - | C00017 | 001-01 (2018-03-28 07:27:11 by BATCH 00000762) standard | 0112-2---61987#ABG899 | https://cdd.iec.ch/cdd/iec61987/iec61987.nsf/PropertiesAllVersions/0112-2---61987%23ABG899
0112/2///61987#ABA397 | 007 | 01 | 0112/2///61987#ABA397#007 | minimum core cross-section AWG |  |  |  |  | smallest core cross-section expressed as AWG that can be accommodated by a terminal | [5 empty] | ENUM_CODE_TYPE(0112/2///61987#ABN524) |  |  |  |  | DEPENDENT_P_DET |  |  | 0112/2///61987#ABN524 | 0112/2///61987#ABN525 - 4/0 AWG0112/2///61987#ABN526 - 3/0 AWG0112/2///61987#ABN527 - 2/0 AWG0112/2///61987#ABN528 - 1/0 AWG0112/2///61987#ABN529 - 1 AWG0112/2///61987#ABN530 - 2 AWG0112/2///61987#ABN531 - 3 AWG0112/2///61987#ABN532 - 4 AWG0112/2///61987#ABN533 - 5 AWG0112/2///61987#ABN534 - 6 AWG0112/2///61987#ABN535 - 7 AWG0112/2///61987#ABN536 - 8 AWG0112/2///61987#ABN537 - 9 AWG0112/2///61987#ABN538 - 10 AWG0112/2///61987#ABN539 - 11 AWG0112/2///61987#ABN540 - 12 AWG0112/2///61987#ABN541 - 13 AWG0112/2///61987#ABN542 - 14 AWG0112/2///61987#ABN543 - 15 AWG0112/2///61987#ABN544 - 16 AWG0112/2///61987#ABN545 - 17 AWG0112/2///61987#ABN546 - 18 AWG0112/2///61987#ABN547 - 19 AWG0112/2///61987#ABN548 - 20 AWG0112/2///61987#ABN549 - 21 AWG0112/2///61987#ABN550 - 22 AWG0112/2///61987#ABN551 - 23 AWG0112/2///61987#ABN552 - 24 AWG0112/2///61987#ABN553 - 25 AWG0112/2///61987#ABN554 - 26 AWG0112/2///61987#ABN555 - 27 AWG0112/2///61987#ABN556 - 28 AWG0112/2///61987#ABN557 - 29 AWG0112/2///61987#ABN558 - 30 AWG0112/2///61987#ABN559 - 31 AWG0112/2///61987#ABN560 - 32 AWG0112/2///61987#ABN561 - 33 AWG0112/2///61987#ABN562 - 34 AWG0112/2///61987#ABN563 - 35 AWG0112/2///61987#ABN564 - 36 AWG0112/2///61987#ABN565 - 37 AWG0112/2///61987#ABN566 - 38 AWG0112/2///61987#ABN567 - 39 AWG0112/2///61987#ABN568 - 40 AWG0112/2///61987#ABN569 - 41 AWG0112/2///61987#ABN570 - 42 AWG0112/2///61987#ABN571 - 43 AWG0112/2///61987#ABN572 - 44 AWG0112/2///61987#ABN573 - 45 AWG0112/2///61987#ABN574 - 46 AWG0112/2///61987#ABN575 - 47 AWG0112/2///61987#ABN576 - 48 AWG0112/2///61987#ABN577 - 49 AWG0112/2///61987#ABN578 - 50 AWG0112/2///61987#ABN579 - 51 AWG0112/2///61987#ABN580 - 52 AWG0112/2///61987#ABN581 - 53 AWG0112/2///61987#ABN582 - 54 AWG0112/2///61987#ABN583 - 55 AWG0112/2///61987#ABN584 - 56 AWG0112/2///61987#ABI407 - others |  | 0112/2///61987#ABC171 - Connection compartment0112/2///61987#ABC220 - Electrical terminal | 0112/2///61987#ABA000 |  |  |  | Standard |  |  |  | SC65E – IEC 61987 | 0112/2///61987#ABI406 - empty_property | C00091 |  | 0112-2---61987#ABA397 | https://cdd.iec.ch/cdd/iec61987/iec61987.nsf/PropertiesAllVersions/0112-2---61987%23ABA397
0112/2///61987#ABA484 | 001 | 03 | 0112/2///61987#ABA484#001 | number of subfunctions of DIP switch |  |  |  |  | @number of subfunctions of DIP switch |  | cardinality property |  |  |  | INT_TYPE |  |  |  |  | CONDITION_DET | [5 empty] | 0112/2///61987#ABC203 - DIP switch | 0112/2///61987#ABA000 |  |  |  | Standard |  |  |  | SC65E – IEC 61987 | - | C00004 |  | 0112-2---61987#ABA484 | https://cdd.iec.ch/cdd/iec61987/iec61987.nsf/PropertiesAllVersions/0112-2---61987%23ABA484
0112/2///61987#ABA893 | 005 | 01 | 0112/2///61987#ABA893#005 | style of sealing surface |  |  |  |  | classification of the sealing surface of a flange according to its design code or characteristics | [5 empty] | ENUM_CODE_TYPE(0112/2///61987#ABJ733) |  |  |  |  | DEPENDENT_P_DET |  |  | 0112/2///61987#ABJ733 | 0112/2///61987#ABK302 - type A (flat face)0112/2///61987#ABK303 - type B (raised face)0112/2///61987#ABK304 - type B1 (raised face)0112/2///61987#ABK305 - type B2 (raised face)0112/2///61987#ABK306 - type C (tongue)0112/2///61987#ABK307 - type D (groove)0112/2///61987#ABK308 - type E (spigot)0112/2///61987#ABK309 - type F (recess)0112/2///61987#ABK310 - type G (O-ring spigot)0112/2///61987#ABK311 - type H O-ring groove)0112/2///61987#ABK312 - large female face0112/2///61987#ABK313 - large groove face0112/2///61987#ABK314 - large male face0112/2///61987#ABK315 - large tongue face0112/2///61987#ABK316 - small female face0112/2///61987#ABK317 - small groove face0112/2///61987#ABK318 - small male face0112/2///61987#ABK319 - small tongue face0112/2///61987#ABK320 - flat face (FF)0112/2///61987#ABK321 - raised face (RF)0112/2///61987#ABK322 - ring joint face (RJF)0112/2///61987#ABK323 - raised face smooth finish (RFSF)0112/2///61987#ABK324 - threaded flange0112/2///61987#ABK325 - socket welding flange0112/2///61987#ABK326 - lapped flange0112/2///61987#ABK327 - slip-on welding flange0112/2///61987#ABK328 - groove face (TG-G)0112/2///61987#ABK329 - tongue face (TG-T)0112/2///61987#ABK330 - male face (MF)0112/2///61987#ABK331 - female face (MF)0112/2///61987#ABI407 - others |  | 0112/2///61987#ABC244 - Flow nozzle0112/2///61987#ABD863 - End connection0112/2///61987#ABU455 - End connection0112/2///61987#ABU458 - Process connection | 0112/2///61987#ABA000 |  |  |  | Standard |  |  |  | SC65E – IEC 61987 | 0112/2///61987#ABI406 - empty_property | C00091 |  | 0112-2---61987#ABA893 | https://cdd.iec.ch/cdd/iec61987/iec61987.nsf/PropertiesAllVersions/0112-2---61987%23ABA893
0112/2///61987#ABH443 | 001 | 01 | 0112/2///61987#ABH443#001 | style of manufacturer-specific input |  |  |  |  | classification of a manufacturer-specific input according to details of its information parameter | [5 empty] | STRING_TYPE |  |  |  |  | NON_DEPENDENT_P_DET | [5 empty] | 0112/2///61987#ABC331 - Manufacturer-specific input [1]0112/2///61987#ABC332 - Manufacturer-specific input [2]0112/2///61987#ABD898 - Manufacturer-specific input [3]0112/2///61987#ABG124 - Manufacturer-specific input [4]0112/2///61987#ABG125 - Manufacturer-specific input [5]0112/2///61987#ABG126 - Manufacturer-specific input [6]0112/2///61987#ABH050 - Manufacturer-specific input [7]0112/2///61987#ABP047 - Manufacturer-specific input [I/O module] | 0112/2///61987#ABA000 |  |  |  | Standard |  |  |  | SC65E – IEC 61987 | - | C00019 | 001-01 (2018-03-28 07:27:15 by BATCH 00000762) standard | 0112-2---61987#ABH443 | https://cdd.iec.ch/cdd/iec61987/iec61987.nsf/PropertiesAllVersions/0112-2---61987%23ABH443
0112/2///61987#ABH224 | 001 | 01 | 0112/2///61987#ABH224#001 | temperature of material between detector and target |  |  |  |  | temperature value of a material to be found between a radiation detector and its target |  |  | °C |  |  | REAL_MEASURE_TYPE |  |  |  |  | NON_DEPENDENT_P_DET | [5 empty] | 0112/2///61987#ABH220 - Material between detector and target | 0112/2///61987#ABA000 | 0112/2///62720#UAA033 - degree Celsius |  | 0112/2///61987#ABT514 - Temperature | Standard |  | IEC 61987 | IEC | SC65E | - | C00019 | 001-01 (2018-03-28 07:27:14 by BATCH 00000762) standard | 0112-2---61987#ABH224 | https://cdd.iec.ch/cdd/iec61987/iec61987.nsf/PropertiesAllVersions/0112-2---61987%23ABH224
0112/2///61987#ABD100 | 004 | 02 | 0112/2///61987#ABD100#004 | reference to Other operating element |  |  |  |  | reference to block ABC470 | [5 empty] | CLASS_REFERENCE_TYPE(0112/2///61987#ABC470) 0112/2///61987#ABC470 - Other operating element |  |  |  |  | DEPENDENT_P_DET | [5 empty] | 0112/2///61987#ABC329 - Manual controls | 0112/2///61987#ABA000 |  |  |  | Standard |  | IEC 61987 | IEC | IEC SC65E | 0112/2///61987#ABA539 - number of other operating elements | C00112 |  | 0112-2---61987#ABD100 | https://cdd.iec.ch/cdd/iec61987/iec61987.nsf/PropertiesAllVersions/0112-2---61987%23ABD100
0112/2///61987#ABC822 | 001 | 05 | 0112/2///61987#ABC822#001 | reference to Device pipe tap |  |  |  |  | reference to block ABC192 | [5 empty] | CLASS_REFERENCE_TYPE(0112/2///61987#ABC192) 0112/2///61987#ABC192 - Device pipe tap |  |  |  |  | DEPENDENT_P_DET | [5 empty] | 0112/2///61987#ABC445 - Meter run | 0112/2///61987#ABA000 |  |  |  | Standard |  | IEC 61987 | IEC | IEC SC65E | 0112/2///61987#ABB424 - number of device pipe taps | C00112 |  | 0112-2---61987#ABC822 | https://cdd.iec.ch/cdd/iec61987/iec61987.nsf/PropertiesAllVersions/0112-2---61987%23ABC822
0112/2///61987#ABE286 | 001 | 02 | 0112/2///61987#ABE286#001 | reference to Structural design of a globe valve |  |  |  |  | reference to block ABE030 | [5 empty] | CLASS_REFERENCE_TYPE(0112/2///61987#ABE030) 0112/2///61987#ABE030 - Structural design of a globe valve |  |  |  |  | NON_DEPENDENT_P_DET | [5 empty] | 0112/2///61987#ABE014 - Structural design [globe valve] | 0112/2///61987#ABA000 |  |  |  | Standard |  |  |  |  | - | C00004 |  | 0112-2---61987#ABE286 | https://cdd.iec.ch/cdd/iec61987/iec61987.nsf/PropertiesAllVersions/0112-2---61987%23ABE286
0112/2///61987#ABF022 | 002 | 01 | 0112/2///61987#ABF022#002 | style of pipe |  |  |  |  | classification of a pipe according to its mechanical design | [5 empty] | ENUM_CODE_TYPE(0112/2///61987#ABL496) |  |  |  |  | DEPENDENT_P_DET |  |  | 0112/2///61987#ABL496 | 0112/2///61987#ABM613 - longitudinally welded0112/2///61987#ABM614 - seamless drawn0112/2///61987#ABM615 - helically welded0112/2///61987#ABI407 - others |  | 0112/2///61987#ABF023 - Structural design of a bypass/measuring chamber | 0112/2///61987#ABA000 |  |  |  | Standard |  | IEC 61987 | IEC | SC65E | 0112/2///61987#ABI406 - empty_property | C00091 |  | 0112-2---61987#ABF022 | https://cdd.iec.ch/cdd/iec61987/iec61987.nsf/PropertiesAllVersions/0112-2---61987%23ABF022
0112/2///61987#ABD069 | 001 | 02 | 0112/2///61987#ABD069#001 | reference to Mechanical and electrical construction [differential pressure transmitter] |  |  |  |  | reference to block ABC439 | [5 empty] | CLASS_REFERENCE_TYPE(0112/2///61987#ABC439) 0112/2///61987#ABC439 - Mechanical and electrical construction [differential pressure transmitter] |  |  |  |  | NON_DEPENDENT_P_DET | [5 empty] | 0112/2///61987#ABA031 - Device LOP for differential pressure transmitter | 0112/2///61987#ABA000 |  |  |  | Standard |  |  |  | SC65E – IEC 61987 | - | C00004 |  | 0112-2---61987#ABD069 | https://cdd.iec.ch/cdd/iec61987/iec61987.nsf/PropertiesAllVersions/0112-2---61987%23ABD069
0112/2///61987#ABB652 | 001 | 04 | 0112/2///61987#ABB652#001 | measured error expressed as percentage |  |  |  |  | largest positive or negative value of error of the average upscale or downscale value at each point of measurement expressed as a percentage of range, span or measured value |  |  | % |  |  | REAL_MEASURE_TYPE |  |  | IEC 61298 and IEC 60770-2 |  | NON_DEPENDENT_P_DET | [5 empty] | 0112/2///61987#ABC077 - Accuracy for a subrange of span0112/2///61987#ABC067 - Accuracy expressed as a percentage [1]0112/2///61987#ABC068 - Accuracy expressed as a percentage [2]0112/2///61987#ABE365 - Accuracy expressed as a percentage [3]0112/2///61987#ABE702 - Accuracy expressed as a percentage [4]0112/2///61987#ABG353 - Accuracy expressed as a percentage [5]0112/2///61987#ABJ595 - Accuracy expressed as a percentage [6]0112/2///61987#ABG352 - Accuracy expressed as a percentage [7] | 0112/2///61987#ABA000 | 0112/2///62720#UAA000 - percent |  | 0112/2///61987#ABT533 - Percentage | Standard |  |  |  | SC65E – IEC 61987 | - | C00004 |  | 0112-2---61987#ABB652 | https://cdd.iec.ch/cdd/iec61987/iec61987.nsf/PropertiesAllVersions/0112-2---61987%23ABB652
0112/2///61987#ABB803 | 001 | 04 | 0112/2///61987#ABB803#001 | non-linearity (independent) |  |  |  |  | non-linearity determined by drawing a straight line through the average, curve in such a way as to minimize the maximum deviation | It is not necessary that the, straight line be horizontal, or pass through the end points of the average calibration curve. |  | % |  |  | REAL_MEASURE_TYPE |  |  | IEC 61298-2 |  | NON_DEPENDENT_P_DET | [5 empty] | 0112/2///61987#ABC067 - Accuracy expressed as a percentage [1]0112/2///61987#ABC068 - Accuracy expressed as a percentage [2]0112/2///61987#ABE365 - Accuracy expressed as a percentage [3]0112/2///61987#ABE702 - Accuracy expressed as a percentage [4]0112/2///61987#ABG353 - Accuracy expressed as a percentage [5]0112/2///61987#ABJ595 - Accuracy expressed as a percentage [6]0112/2///61987#ABG352 - Accuracy expressed as a percentage [7]0112/2///61987#ABP013 - Accuracy expressed as a percentage [I/O module] | 0112/2///61987#ABA000 | 0112/2///62720#UAA000 - percent |  | 0112/2///61987#ABT533 - Percentage | Standard |  |  |  | SC65E – IEC 61987 | - | C00004 |  | 0112-2---61987#ABB803 | https://cdd.iec.ch/cdd/iec61987/iec61987.nsf/PropertiesAllVersions/0112-2---61987%23ABB803
0112/2///61987#ABU420 | 001 | 03 | 0112/2///61987#ABU420#001 | reference to Assigned other variable range |  |  |  |  | reference to block ABC114 |  | Id specified in IEC61987-12/-13: ABC744 |  |  |  | CLASS_REFERENCE_TYPE(0112/2///61987#ABC114) 0112/2///61987#ABC114 - Assigned other variable range |  |  |  |  | DEPENDENT_P_DET | [5 empty] | 0112/2///61987#ABC122 - Assigned variable [5] | 0112/2///61987#ABA000 |  |  |  | Standard |  |  |  | SC65E – IEC 61987 | 0112/2///61987#ABU393 - assigned variable type [5] | C00004 |  | 0112-2---61987#ABU420 | https://cdd.iec.ch/cdd/iec61987/iec61987.nsf/PropertiesAllVersions/0112-2---61987%23ABU420
0112/2///61987#ABF269 | 002 | 01 | 0112/2///61987#ABF269#002 | minimum temperature of cooling system |  |  |  |  | lowest temperature that a cooling system can attain in normal operation |  |  | °C |  |  | REAL_MEASURE_TYPE |  |  |  |  | NON_DEPENDENT_P_DET | [5 empty] | 0112/2///61987#ABF268 - Cooling system | 0112/2///61987#ABA000 | 0112/2///62720#UAA033 - degree Celsius |  | 0112/2///61987#ABT514 - Temperature | Standard |  | IEC 61987 | IEC | SC65E | - | C00019 |  | 0112-2---61987#ABF269 | https://cdd.iec.ch/cdd/iec61987/iec61987.nsf/PropertiesAllVersions/0112-2---61987%23ABF269
0112/2///61987#ABF568 | 001 | 01 | 0112/2///61987#ABF568#001 | minimum span for mass fraction |  |  |  |  | lowest span to which a mass fraction measurement instrument can be adjusted |  |  | % |  |  | REAL_MEASURE_TYPE |  |  |  |  | NON_DEPENDENT_P_DET | [5 empty] | 0112/2///61987#ABF569 - Measuring range for mass fraction | 0112/2///61987#ABA000 | 0112/2///62720#UAA000 - percent |  | 0112/2///61987#ABT533 - Percentage | Standard |  | IEC 61987 | IEC | SC65E | - | C00017 | 001-01 (2018-03-28 07:27:07 by BATCH 00000762) standard | 0112-2---61987#ABF568 | https://cdd.iec.ch/cdd/iec61987/iec61987.nsf/PropertiesAllVersions/0112-2---61987%23ABF568
0112/2///61987#ABA082 | 001 | 01 | 0112/2///61987#ABA082#001 | number of faxes |  |  |  |  | cardinality property for fax | [5 empty] | INT_TYPE |  |  |  |  | CONDITION_DET | [5 empty] | 0112/2///61987#ABI571 - Address0112/2///61987#ABI572 - Contact information | 0112/2///61987#ABA000 |  |  |  | Standard |  | IEC 61987 |  | SC65E – IEC 61987 | - | C00018 | 001-01 (2019-03-08 15:35:27 by BATCH 00000766) standard | 0112-2---61987#ABA082 | https://cdd.iec.ch/cdd/iec61987/iec61987.nsf/PropertiesAllVersions/0112-2---61987%23ABA082
0112/2///61987#ABJ715 | 001 | 01 | 0112/2///61987#ABJ715#001 | reference to TRACK_IN_SCALE |  |  |  |  | reference to block ABJ623 | [5 empty] | CLASS_REFERENCE_TYPE(0112/2///61987#ABJ623) 0112/2///61987#ABJ623 - TRACK_IN_SCALE |  |  |  |  | NON_DEPENDENT_P_DET | [5 empty] | 0112/2///61987#ABJ620 - INPUT | 0112/2///61987#ABA000 |  |  |  | Standard |  |  |  | SC65E – IEC 61987 | - | C00018 | 001-01 (2019-03-08 15:35:34 by BATCH 00000766) standard | 0112-2---61987#ABJ715 | https://cdd.iec.ch/cdd/iec61987/iec61987.nsf/PropertiesAllVersions/0112-2---61987%23ABJ715
0112/2///61987#ABB288 | 004 | 01 | 0112/2///61987#ABB288#004 | description of stream |  |  |  |  | plain text characterizing a process stream | [5 empty] | STRING_TYPE |  |  |  |  | NON_DEPENDENT_P_DET | [5 empty] | 0112/2///61987#ABC534 - Process case [flow]0112/2///61987#ABC535 - Process case [pressure]0112/2///61987#ABD988 - Process conditions at the inlet0112/2///61987#ABD989 - Process conditions at the outlet0112/2///61987#ABG450 - Process case [level]0112/2///61987#ABG451 - Process case [temperature]0112/2///61987#ABG452 - Process case [density] | 0112/2///61987#ABA000 |  |  |  | Standard |  |  |  | SC65E – IEC 61987 | - | C00004 |  | 0112-2---61987#ABB288 | https://cdd.iec.ch/cdd/iec61987/iec61987.nsf/PropertiesAllVersions/0112-2---61987%23ABB288
0112/2///61987#ABB289 | 003 | 01 | 0112/2///61987#ABB289#003 | designation of fluid |  |  |  |  | name of the total fluid | [5 empty] | STRING_TYPE |  |  |  |  | NON_DEPENDENT_P_DET | [5 empty] | 0112/2///61987#ABC653 - Total fluid [pressure]0112/2///61987#ABC654 - Total fluid [flow]0112/2///61987#ABG455 - Total fluid [temperature]0112/2///61987#ABG456 - Total fluid [density] | 0112/2///61987#ABA000 |  |  |  | Standard |  |  |  | SC65E – IEC 61987 | - | C00004 |  | 0112-2---61987#ABB289 | https://cdd.iec.ch/cdd/iec61987/iec61987.nsf/PropertiesAllVersions/0112-2---61987%23ABB289
0112/2///61987#ABA170 | 002 | 01 | 0112/2///61987#ABA170#002 | cable gland |  |  |  |  | designation of a cable gland which provides the appropriate degree and type of protection | [5 empty] | ENUM_CODE_TYPE(0112/2///61987#ABJ789) |  |  |  |  | DEPENDENT_P_DET |  |  | 0112/2///61987#ABJ789 | 0112/2///61987#ABL196 - 1/2 NPT0112/2///61987#ABL197 - 3/8 NPT0112/2///61987#ABL198 - 3/4 NPT0112/2///61987#ABL199 - M 110112/2///61987#ABL200 - M 120112/2///61987#ABL201 - M 150112/2///61987#ABL202 - M 160112/2///61987#ABL203 - M 200112/2///61987#ABL204 - M 250112/2///61987#ABL205 - M 320112/2///61987#ABL206 - PG 120112/2///61987#ABL207 - PG 13.50112/2///61987#ABL208 - PG 160112/2///61987#ABI407 - others |  | 0112/2///61987#ABC149 - Cable/conduit entry0112/2///61987#ABF468 - Modulator | 0112/2///61987#ABA000 |  |  |  | Standard |  |  |  | SC65E – IEC 61987 | 0112/2///61987#ABI406 - empty_property | C00091 |  | 0112-2---61987#ABA170 | https://cdd.iec.ch/cdd/iec61987/iec61987.nsf/PropertiesAllVersions/0112-2---61987%23ABA170
0112/2///61987#ABB425 | 001 | 04 | 0112/2///61987#ABB425#001 | rated pressure of coupling |  |  |  |  | nominal rating of a measuring connection at an orifice plate flowmeter measuring tube to determine the differential pressure caused by the orifice |  |  | bar |  |  | REAL_MEASURE_TYPE |  |  |  |  | NON_DEPENDENT_P_DET | [5 empty] | 0112/2///61987#ABC192 - Device pipe tap | 0112/2///61987#ABA000 | 0112/2///62720#UAA323 - bar |  | 0112/2///61987#ABT524 - Pressure | Standard |  |  |  | SC65E – IEC 61987 | - | C00004 |  | 0112-2---61987#ABB425 | https://cdd.iec.ch/cdd/iec61987/iec61987.nsf/PropertiesAllVersions/0112-2---61987%23ABB425
0112/2///61987#ABP194 | 001 | 01 | 0112/2///61987#ABP194#001 | second test point |  |  |  |  | second of two test points between which a galvanic isolation is stated | [5 empty] | ENUM_CODE_TYPE(0112/2///61987#ABP318) |  |  |  |  | DEPENDENT_P_DET |  |  | 0112/2///61987#ABP318 | 0112/2///61987#ABP369 - channel0112/2///61987#ABP370 - input channel0112/2///61987#ABP371 - output channel0112/2///61987#ABP372 - common0112/2///61987#ABP373 - earth/ground0112/2///61987#ABM219 - power supply0112/2///61987#ABP375 - external power supply0112/2///61987#ABP376 - communication interface0112/2///61987#ABI407 - others |  | 0112/2///61987#ABC261 - Galvanic isolation | 0112/2///61987#ABA000 |  |  |  | Standard |  | IEC 61987 | IEC | IEC/SC 65E | 0112/2///61987#ABI406 - empty_property | C00128 | 001-01 (2023-01-23 14:53:53 by BATCH 00000807) standard | 0112-2---61987#ABP194 | https://cdd.iec.ch/cdd/iec61987/iec61987.nsf/PropertiesAllVersions/0112-2---61987%23ABP194
0112/2///61987#ABD643 | 002 | 01 | 0112/2///61987#ABD643#002 | maximum stem leakage rate |  |  |  |  | greatest amount of fluid leaking at the stem under operating conditions, expressed as normal volume flow rate |  |  | m³/h |  |  | REAL_MEASURE_TYPE |  |  |  |  | NON_DEPENDENT_P_DET | [5 empty] | 0112/2///61987#ABD844 - Design conditions for valve body assembly | 0112/2///61987#ABA000 | 0112/2///62720#UAA763 - metre cubed per hour |  | 0112/2///61987#ABT504 - Volume flow rate | Standard |  |  |  |  | - | C00004 |  | 0112-2---61987#ABD643 | https://cdd.iec.ch/cdd/iec61987/iec61987.nsf/PropertiesAllVersions/0112-2---61987%23ABD643
0112/2///61987#ABU255 | 001 | 02 | 0112/2///61987#ABU255#001 | reference to Device LOP for swirl flow transmitter |  |  |  |  | reference to block ABA007 | [5 empty] | CLASS_REFERENCE_TYPE(0112/2///61987#ABA007) 0112/2///61987#ABA007 - Device LOP for swirl flow transmitter |  |  |  |  | NON_DEPENDENT_P_DET | [5 empty] | 0112/2///61987#ABA800 - Swirl flow transmitter | 0112/2///61987#ABA000 |  |  |  | Standard |  |  |  | SC65E – IEC 61987 | - | C00004 |  | 0112-2---61987#ABU255 | https://cdd.iec.ch/cdd/iec61987/iec61987.nsf/PropertiesAllVersions/0112-2---61987%23ABU255
0112/2///61987#ABI492 | 001 | 01 | 0112/2///61987#ABI492#001 | number of consumables |  |  |  |  | cardinality property for spare part | [5 empty] | INT_TYPE |  |  |  |  | CONDITION_DET | [5 empty] | 0112/2///61987#ABI467 - Accessories and spare parts | 0112/2///61987#ABA000 |  |  |  | Standard |  |  |  | SC65E – IEC 61987 | - | C00018 | 001-01 (2019-03-08 15:35:32 by BATCH 00000766) standard | 0112-2---61987#ABI492 | https://cdd.iec.ch/cdd/iec61987/iec61987.nsf/PropertiesAllVersions/0112-2---61987%23ABI492
0112/2///61987#ABB750 | 001 | 04 | 0112/2///61987#ABB750#001 | inaccuracy of dynamic viscosity |  |  |  |  | for a dynamic viscosity measurement, the maximum positive and negative deviation from the specified characteristic curve observed in testing a device under specified conditions and by a specified procedure |  |  | mPa·s |  |  | REAL_MEASURE_TYPE |  |  | IEC 61298-1, Ed. 2.0, 3.5 |  | NON_DEPENDENT_P_DET | [5 empty] | 0112/2///61987#ABC059 - Absolute performance for dynamic viscosity0112/2///61987#ABC071 - Accuracy for a subrange of dynamic viscosity | 0112/2///61987#ABA000 | 0112/2///62720#UAA797 - millipascal second |  | 0112/2///61987#ABT571 - Dynamic viscosity | Standard |  |  |  | SC65E – IEC 61987 | - | C00018 |  | 0112-2---61987#ABB750 | https://cdd.iec.ch/cdd/iec61987/iec61987.nsf/PropertiesAllVersions/0112-2---61987%23ABB750
0112/2///61987#ABA361 | 001 | 04 | 0112/2///61987#ABA361#001 | upper range-value of dynamic viscosity | upper range-value |  |  |  | dynamic viscosity value assigned to the upper range end-value of the input or output signal |  |  | mPa·s |  |  | REAL_MEASURE_TYPE |  |  |  |  | NON_DEPENDENT_P_DET | [5 empty] | 0112/2///61987#ABC108 - Assigned dynamic viscosity range | 0112/2///61987#ABA000 | 0112/2///62720#UAA797 - millipascal second |  | 0112/2///61987#ABT571 - Dynamic viscosity | Standard |  |  |  | SC65E – IEC 61987 | - | C00018 |  | 0112-2---61987#ABA361 | https://cdd.iec.ch/cdd/iec61987/iec61987.nsf/PropertiesAllVersions/0112-2---61987%23ABA361
0112/2///61987#ABF741 | 001 | 01 | 0112/2///61987#ABF741#001 | reference to Material of adjusting mechanism |  |  |  |  | reference to block ABF174 | [5 empty] | CLASS_REFERENCE_TYPE(0112/2///61987#ABF174) 0112/2///61987#ABF174 - Material of adjusting mechanism |  |  |  |  | NON_DEPENDENT_P_DET | [5 empty] | 0112/2///61987#ABF168 - Sonic probe0112/2///61987#ABF518 - Structural design of a laser level transmitter0112/2///61987#ABF018 - Structural design of a free-space radar level transmitter | 0112/2///61987#ABA000 |  |  |  | Standard |  | IEC 61987 | IEC | SC65E | - | C00018 | 001-01 (2018-03-28 07:27:09 by BATCH 00000762) standard | 0112-2---61987#ABF741 | https://cdd.iec.ch/cdd/iec61987/iec61987.nsf/PropertiesAllVersions/0112-2---61987%23ABF741
0112/2///61987#ABF181 | 001 | 01 | 0112/2///61987#ABF181#001 | minimum blocking distance |  |  |  |  | smallest extent of a zone that exists immediately below a probe, within which measurement is not possible |  |  | mm |  |  | REAL_MEASURE_TYPE |  |  |  |  | NON_DEPENDENT_P_DET | [5 empty] | 0112/2///61987#ABF182 - Structural design of an ultrasonic level transmitter0112/2///61987#ABF431 - Structural design of a plumb bob level transmitter | 0112/2///61987#ABA000 | 0112/2///62720#UAA862 - millimetre |  | 0112/2///61987#ABT548 - Length short | Standard |  | IEC 61987 | IEC | SC65E | - | C00018 | 001-01 (2018-03-28 07:27:04 by BATCH 00000762) standard | 0112-2---61987#ABF181 | https://cdd.iec.ch/cdd/iec61987/iec61987.nsf/PropertiesAllVersions/0112-2---61987%23ABF181
0112/2///61987#ABG992 | 001 | 01 | 0112/2///61987#ABG992#001 | reference to Structural design [temperature transmitter] |  |  |  |  | reference to block ABG432 | [5 empty] | CLASS_REFERENCE_TYPE(0112/2///61987#ABG432) 0112/2///61987#ABG432 - Structural design [temperature transmitter] |  |  |  |  | NON_DEPENDENT_P_DET | [5 empty] | 0112/2///61987#ABG387 - Mechanical and electrical construction [temperature transmitter] | 0112/2///61987#ABA000 |  |  |  | Standard |  | IEC 61987 | IEC | SC65E | - | C00019 | 001-01 (2018-03-28 07:27:12 by BATCH 00000762) standard | 0112-2---61987#ABG992 | https://cdd.iec.ch/cdd/iec61987/iec61987.nsf/PropertiesAllVersions/0112-2---61987%23ABG992
0112/2///61987#ABI990 | 001 | 01 | 0112/2///61987#ABI990#001 | TRAVEL_COUNT |  |  |  |  | parameter indicating the sum of cycles from OPEN to CLOSE and CLOSE to OPEN | [5 empty] | INT_TYPE |  |  | IEC 61804-2 MOD |  | NON_DEPENDENT_P_DET | [5 empty] | 0112/2///61987#ABI752 - On-off actuation technology block | 0112/2///61987#ABA000 |  |  |  | Standard |  |  |  | SC65E – IEC 61987 | - | C00018 | 001-01 (2019-03-08 15:35:33 by BATCH 00000766) standard | 0112-2---61987#ABI990 | https://cdd.iec.ch/cdd/iec61987/iec61987.nsf/PropertiesAllVersions/0112-2---61987%23ABI990
0112/2///61987#ABD517 | 001 | 02 | 0112/2///61987#ABD517#001 | reference to Rated Operating Conditions [8] |  |  |  |  | reference to block ABD516 | [5 empty] | CLASS_REFERENCE_TYPE(0112/2///61987#ABD516) 0112/2///61987#ABD516 - Rated operating conditions [8] |  |  |  |  | NON_DEPENDENT_P_DET | [5 empty] | 0112/2///61987#ABA034 - Device LOP for differential pressure gauge | 0112/2///61987#ABA000 |  |  |  | Standard |  |  |  | SC65E – IEC 61987 | - | C00004 |  | 0112-2---61987#ABD517 | https://cdd.iec.ch/cdd/iec61987/iec61987.nsf/PropertiesAllVersions/0112-2---61987%23ABD517
0112/2///61987#ABB788 | 001 | 03 | 0112/2///61987#ABB788#001 | measured error of other variable |  |  |  |  | largest positive or negative value of error of the average upscale or downscale value at each point of other variable measurement expressed as an absolute value | [5 empty] | REAL_TYPE |  |  |  |  | NON_DEPENDENT_P_DET | [5 empty] | 0112/2///61987#ABC063 - Absolute performance for other variable0112/2///61987#ABC075 - Accuracy for a subrange of other variable0112/2///61987#ABP007 - Absolute performance for other variable [I/O module] | 0112/2///61987#ABA000 |  |  |  | Standard |  |  |  | SC65E – IEC 61987 | - | C00019 |  | 0112-2---61987#ABB788 | https://cdd.iec.ch/cdd/iec61987/iec61987.nsf/PropertiesAllVersions/0112-2---61987%23ABB788
0112/2///61987#ABB859 | 001 | 02 | 0112/2///61987#ABB859#001 | unit of measure for maximum influence of process pressure on other variable |  |  |  |  | standardized unit of measure for maximum influence of process pressure on other variable | [5 empty] | STRING_TYPE |  |  |  |  | NON_DEPENDENT_P_DET | [5 empty] | 0112/2///61987#ABC283 - Influence of external quantities expressed for other variable | 0112/2///61987#ABA000 |  |  |  | Standard |  |  |  | SC65E – IEC 61987 | - | C00004 |  | 0112-2---61987#ABB859 | https://cdd.iec.ch/cdd/iec61987/iec61987.nsf/PropertiesAllVersions/0112-2---61987%23ABB859
0112/2///61987#ABU139 | 001 | 03 | 0112/2///61987#ABU139#001 | reference to Vapor phase [pressure] |  |  |  |  | reference to block ABC679 |  | Id specified in IEC61987-12/-13: ABD322 |  |  |  | CLASS_REFERENCE_TYPE(0112/2///61987#ABC679) 0112/2///61987#ABC679 - Gas/vapor phase [pressure] |  |  |  |  | DEPENDENT_P_DET | [5 empty] | 0112/2///61987#ABC509 - Phase [pressure] | 0112/2///61987#ABA000 |  |  |  | Standard |  |  |  | SC65E – IEC 61987 | 0112/2///61987#ABU136 - phase type | C00004 |  | 0112-2---61987#ABU139 | https://cdd.iec.ch/cdd/iec61987/iec61987.nsf/PropertiesAllVersions/0112-2---61987%23ABU139
0112/2///61987#ABE481 | 001 | 01 | 0112/2///61987#ABE481#001 | designation of binary input |  |  |  |  | alphanumeric character sequence identifying a binary input | [5 empty] | STRING_TYPE |  |  |  |  | NON_DEPENDENT_P_DET | [5 empty] | 0112/2///61987#ABE570 - Solenoid valve binary input | 0112/2///61987#ABA000 |  |  |  | Standard |  | IEC 61987 | IEC | SC65E | - | C00016 | 001-01 (2018-03-28 07:27:00 by BATCH 00000762) standard | 0112-2---61987#ABE481 | https://cdd.iec.ch/cdd/iec61987/iec61987.nsf/PropertiesAllVersions/0112-2---61987%23ABE481
0112/2///61987#ABJ706 | 001 | 02 | 0112/2///61987#ABJ706#001 | reference to SENSOR_INPUT |  |  |  |  | reference to block ABJ614 | [5 empty] | CLASS_REFERENCE_TYPE(0112/2///61987#ABJ614) 0112/2///61987#ABJ614 - SENSOR_INPUT |  |  |  |  | DEPENDENT_P_DET | [5 empty] | 0112/2///61987#ABH869 - Temperature technology block | 0112/2///61987#ABA000 |  |  |  | Standard |  | IEC 61987 | IEC | IEC SC65E | 0112/2///61987#ABJ670 - number of SENSOR_INPUTs | C00112 |  | 0112-2---61987#ABJ706 | https://cdd.iec.ch/cdd/iec61987/iec61987.nsf/PropertiesAllVersions/0112-2---61987%23ABJ706
0112/2///61987#ABJ353 | 001 | 01 | 0112/2///61987#ABJ353#001 | reference to ALARM_SUMMARY |  |  |  |  | reference to block ABI715 | [5 empty] | CLASS_REFERENCE_TYPE(0112/2///61987#ABI715) 0112/2///61987#ABI715 - ALARM_SUMMARY |  |  |  |  | NON_DEPENDENT_P_DET | [5 empty] | 0112/2///61987#ABI711 - Standard parameters | 0112/2///61987#ABA000 |  |  |  | Standard |  |  |  | SC65E – IEC 61987 | - | C00018 | 001-01 (2019-03-08 15:35:33 by BATCH 00000766) standard | 0112-2---61987#ABJ353 | https://cdd.iec.ch/cdd/iec61987/iec61987.nsf/PropertiesAllVersions/0112-2---61987%23ABJ353
0112/2///61987#ABF037 | 001 | 01 | 0112/2///61987#ABF037#001 | density of lower phase |  |  |  |  | actual density of the lower phase of a two phase system |  |  | kg/m³ |  |  | REAL_MEASURE_TYPE |  |  |  |  | NON_DEPENDENT_P_DET | [5 empty] | 0112/2///61987#ABF035 - Design conditions of float0112/2///61987#ABF366 - Design conditions of displacer | 0112/2///61987#ABA000 | 0112/2///62720#UAA619 - kilogram per metre cubed |  | 0112/2///61987#ABT573 - Density | Standard |  | IEC 61987 | IEC | SC65E | - | C00018 | 001-01 (2018-03-28 07:27:03 by BATCH 00000762) standard | 0112-2---61987#ABF037 | https://cdd.iec.ch/cdd/iec61987/iec61987.nsf/PropertiesAllVersions/0112-2---61987%23ABF037
0112/2///61987#ABV163 | 001 | 01 | 0112/2///61987#ABV163#001 | reference to Assigned variable [14] |  |  |  |  | reference to block ABG094 | [5 empty] | CLASS_REFERENCE_TYPE(0112/2///61987#ABG094) 0112/2///61987#ABG094 - Assigned variable [14] |  |  |  |  | NON_DEPENDENT_P_DET | [5 empty] | 0112/2///61987#ABG178 - Analog current output [14]0112/2///61987#ABG187 - Analog voltage output [14]0112/2///61987#ABG196 - Frequency output [14]0112/2///61987#ABG207 - Manufacturer-specific output [14] | 0112/2///61987#ABA000 |  |  |  | Standard |  | IEC 61987 | IEC | SC65E | - | C00019 | 001-01 (2018-03-28 07:27:23 by BATCH 00000762) standard | 0112-2---61987#ABV163 | https://cdd.iec.ch/cdd/iec61987/iec61987.nsf/PropertiesAllVersions/0112-2---61987%23ABV163
0112/2///61987#ABN655 | 001 | 02 | 0112/2///61987#ABN655#001 | overall vibration acceleration per g rms |  |  |  |  | root mean square of the oscillation displacement, expressed as acceleration in units of the acceleration of gravity g | [5 empty] | REAL_TYPE |  |  |  |  | NON_DEPENDENT_P_DET | [5 empty] | 0112/2///61987#ABN694 - Specific machine vibration measurement variables | 0112/2///61987#ABA000 |  |  |  | Standard |  | IEC 61987 | IEC | IEC SC65E | - | C00112 |  | 0112-2---61987#ABN655 | https://cdd.iec.ch/cdd/iec61987/iec61987.nsf/PropertiesAllVersions/0112-2---61987%23ABN655
0112/2///61987#ABC909 | 001 | 02 | 0112/2///61987#ABC909#001 | reference to Influence of external quantities expressed for mass flow |  |  |  |  | reference to block ABC279 | [5 empty] | CLASS_REFERENCE_TYPE(0112/2///61987#ABC279) 0112/2///61987#ABC279 - Influence of external quantities expressed for mass flow |  |  |  |  | NON_DEPENDENT_P_DET | [5 empty] | 0112/2///61987#ABC061 - Absolute performance for mass flow | 0112/2///61987#ABA000 |  |  |  | Standard |  |  |  | SC65E – IEC 61987 | - | C00004 |  | 0112-2---61987#ABC909 | https://cdd.iec.ch/cdd/iec61987/iec61987.nsf/PropertiesAllVersions/0112-2---61987%23ABC909
0112/2///61987#ABA424 | 001 | 04 | 0112/2///61987#ABA424#001 | pulse value of actual volume |  |  |  |  | actual volume quantity assigned to one pulse |  |  | l |  |  | REAL_MEASURE_TYPE |  |  |  |  | NON_DEPENDENT_P_DET | [5 empty] | 0112/2///61987#ABC106 - Assigned actual volume pulse value | 0112/2///61987#ABA000 | 0112/2///62720#UAA649 - litre |  | 0112/2///61987#ABT505 - Volume | Standard |  |  |  | SC65E – IEC 61987 | - | C00004 |  | 0112-2---61987#ABA424 | https://cdd.iec.ch/cdd/iec61987/iec61987.nsf/PropertiesAllVersions/0112-2---61987%23ABA424
0112/2///61987#ABA275 | 008 | 01 | 0112/2///61987#ABA275#008 | type of material test certificate |  |  |  |  | classification of a materials test certificate according the relevant standard | [5 empty] | ENUM_CODE_TYPE(0112/2///61987#ABL389) |  |  |  |  | DEPENDENT_P_DET |  |  | 0112/2///61987#ABL389 | 0112/2///61987#ABM271 - EN 102040112/2///61987#ABM272 - NACE0112/2///61987#ABL141 - ANSI0112/2///61987#ABI407 - others |  | 0112/2///61987#ABC404 - Material test certificate | 0112/2///61987#ABA000 |  |  |  | Standard |  |  |  | SC65E – IEC 61987 | 0112/2///61987#ABI406 - empty_property | C00091 |  | 0112-2---61987#ABA275 | https://cdd.iec.ch/cdd/iec61987/iec61987.nsf/PropertiesAllVersions/0112-2---61987%23ABA275
0112/2///61987#ABU535 | 002 | 01 | 0112/2///61987#ABU535#002 | reference to Analog voltage output [5] |  |  |  |  | reference to block ABD802 |  | Id specified in IEC61987-22: ABE058 |  |  |  | CLASS_REFERENCE_TYPE(0112/2///61987#ABD802) 0112/2///61987#ABD802 - Analog voltage output [5] |  |  |  |  | DEPENDENT_P_DET | [5 empty] | 0112/2///61987#ABE042 - Type of output [8]0112/2///61987#ABE692 - Type of output [22] | 0112/2///61987#ABA000 |  |  |  | Standard |  |  |  |  | 0112/2///61987#ABU529 - output type [8] | C00004 |  | 0112-2---61987#ABU535 | https://cdd.iec.ch/cdd/iec61987/iec61987.nsf/PropertiesAllVersions/0112-2---61987%23ABU535
0112/2///61987#ABB473 | 005 | 01 | 0112/2///61987#ABB473#005 | reference standard for accuracy class |  |  |  |  | standard on which the accuracy class of a set of instruments is based | [5 empty] | STRING_TYPE |  |  |  |  | NON_DEPENDENT_P_DET | [5 empty] | 0112/2///61987#ABC501 - Performance of indicator0112/2///61987#ABC638 - Structural design of a variable area flow transmitter or gauge0112/2///61987#ABF492 - Performance of temperature measuring devices | 0112/2///61987#ABA000 |  |  |  | Standard |  |  |  | SC65E – IEC 61987 | - | C00019 |  | 0112-2---61987#ABB473 | https://cdd.iec.ch/cdd/iec61987/iec61987.nsf/PropertiesAllVersions/0112-2---61987%23ABB473
0112/2///61987#ABF381 | 002 | 01 | 0112/2///61987#ABF381#002 | type of connection head |  |  |  |  | classification of a connection head according to its constructional design or standardized form | [5 empty] | ENUM_CODE_TYPE(0112/2///61987#ABL317) |  |  |  |  | DEPENDENT_P_DET |  |  | 0112/2///61987#ABL317 | 0112/2///61987#ABM002 - BSS0112/2///61987#ABM003 - BSS-H0112/2///61987#ABM004 - BSZ0112/2///61987#ABM005 - BSZ-H0112/2///61987#ABM006 - BSZ-HK0112/2///61987#ABM007 - BSZ-K0112/2///61987#ABM008 - BUK0112/2///61987#ABM009 - BUS0112/2///61987#ABM010 - BUZ H0112/2///61987#ABM011 - Form A0112/2///61987#ABM012 - Form B0112/2///61987#ABM013 - Form B standard0112/2///61987#ABM014 - JS0112/2///61987#ABM015 - JVA0112/2///61987#ABI407 - others |  | 0112/2///61987#ABF380 - Structural design of a connection head | 0112/2///61987#ABA000 |  |  |  | Standard |  | IEC 61987 | IEC | SC65E | 0112/2///61987#ABI406 - empty_property | C00091 |  | 0112-2---61987#ABF381 | https://cdd.iec.ch/cdd/iec61987/iec61987.nsf/PropertiesAllVersions/0112-2---61987%23ABF381
0112/2///61987#ABP092 | 001 | 01 | 0112/2///61987#ABP092#001 | accuracy of apparent power measuring instrument |  |  |  |  | quality which characterizes the ability of an apparent power measuring instrument to provide an indicated value close to a true value of the measurand under reference conditions | The accuracy is based on a statistical sample of test devices. |  | V·A |  |  | REAL_MEASURE_TYPE |  |  | IEV 311-06-08 (modified) |  | NON_DEPENDENT_P_DET | [5 empty] | 0112/2///61987#ABP005 - Absolute performance for apparent power [I/O module] | 0112/2///61987#ABA000 | 0112/2///62720#UAA298 - volt ampere |  |  | Standard |  | IEC 61987 | IEC | IEC/SC 65E | - | C00128 | 001-01 (2023-01-23 14:53:52 by BATCH 00000807) standard | 0112-2---61987#ABP092 | https://cdd.iec.ch/cdd/iec61987/iec61987.nsf/PropertiesAllVersions/0112-2---61987%23ABP092
0112/2///61987#ABP167 | 001 | 01 | 0112/2///61987#ABP167#001 | reference to Resistance to earth |  |  |  |  | reference to block ABP283 | [5 empty] | CLASS_REFERENCE_TYPE(0112/2///61987#ABP283) 0112/2///61987#ABP283 - Resistance to earth |  |  |  |  | NON_DEPENDENT_P_DET | [5 empty] | 0112/2///61987#ABP044 - Input [I/O module] | 0112/2///61987#ABA000 |  |  |  | Standard |  | IEC 61987 | IEC | IEC/SC 65E | - | C00128 | 001-01 (2023-01-23 14:53:52 by BATCH 00000807) standard | 0112-2---61987#ABP167 | https://cdd.iec.ch/cdd/iec61987/iec61987.nsf/PropertiesAllVersions/0112-2---61987%23ABP167
0112/2///61987#ABH809 | 002 | 01 | 0112/2///61987#ABH809#002 | reference standard for environmental condition class |  |  |  |  | standard to which statements on environmental condition class refer | [5 empty] | ENUM_CODE_TYPE(0112/2///61987#ABL453) |  |  |  |  | DEPENDENT_P_DET |  |  | 0112/2///61987#ABL453 | 0112/2///61987#ABM497 - IEC 607210112/2///61987#ABI407 - others |  | 0112/2///61987#ABH806 - Storage | 0112/2///61987#ABA000 |  |  |  | Standard |  |  |  | SC65E – IEC 61987 | 0112/2///61987#ABI406 - empty_property | C00091 |  | 0112-2---61987#ABH809 | https://cdd.iec.ch/cdd/iec61987/iec61987.nsf/PropertiesAllVersions/0112-2---61987%23ABH809
0112/2///61987#ABA560 | 001 | 04 | 0112/2///61987#ABA560#001 | electrical conductivity |  |  |  |  | scalar or tensor quantity the product of which by the electric field strength in a medium is equal to the electric current density | For an isotropic medium the conductivity is a scalar quantity; for an anisotropic medium it is a tensor quantity |  | µS/cm |  |  | REAL_MEASURE_TYPE |  |  | IEV 121-12-03 |  | NON_DEPENDENT_P_DET | [5 empty] | 0112/2///61987#ABC103 - Aqueous phase0112/2///61987#ABC447 - Non-aqueous liquid phase0112/2///61987#ABG459 - Aqueous phase [level]0112/2///61987#ABG460 - Aqueous phase [density]0112/2///61987#ABG461 - Non-aqueous liquid phase [level]0112/2///61987#ABG462 - Non-aqueous liquid phase [density]0112/2///61987#ABG465 - Solid/particle phase [level]0112/2///61987#ABH067 - Intermediate phase [level]0112/2///61987#ABH190 - Foam phase [level]0112/2///61987#ABN682 - Continuous measurement variables0112/2///61987#ABN689 - Liquid analysis measurement variables | 0112/2///61987#ABA000 | 0112/2///62720#UAA075 - microsiemens per centimetre |  | 0112/2///61987#ABT568 - Electrical conductivity | Standard |  |  |  | SC65E – IEC 61987 | - | C00004 |  | 0112-2---61987#ABA560 | https://cdd.iec.ch/cdd/iec61987/iec61987.nsf/PropertiesAllVersions/0112-2---61987%23ABA560
0112/2///61987#ABU393 | 001 | 03 | 0112/2///61987#ABU393#001 | assigned variable type [5] |  |  |  |  | process variable assigned to an input or output |  | polymorphic control property; Id specified in IEC61987-12/-13: ABA344 |  |  |  | ENUM_STRING_TYPE(0112/2///61987#ABU120(Assigned pressure range,Assigned temperature range,Assigned other variable range)) |  | 0112/2///61987#ABU120 |  |  | CONDITION_DET |  |  | 0112/2///61987#ABU120 | 0112/2///61987#ABU082 - IEC61987-11 Name of Assigned pressure range0112/2///61987#ABU083 - IEC61987-11 Name of Assigned temperature range0112/2///61987#ABU086 - IEC61987-11 Name of Assigned other variable range |  | 0112/2///61987#ABC122 - Assigned variable [5] | 0112/2///61987#ABA000 |  |  |  | Standard |  | IEC 61987 | IEC | IEC/SC 65E | - | C00112 |  | 0112-2---61987#ABU393 | https://cdd.iec.ch/cdd/iec61987/iec61987.nsf/PropertiesAllVersions/0112-2---61987%23ABU393
0112/2///61987#ABE364 | 004 | 01 | 0112/2///61987#ABE364#004 | colour of electrical terminal |  |  |  |  | colour of an electrical terminal | [5 empty] | STRING_TYPE |  |  |  |  | NON_DEPENDENT_P_DET | [5 empty] | 0112/2///61987#ABC220 - Electrical terminal | 0112/2///61987#ABA000 |  |  |  | Standard |  |  |  | SC65E – IEC 61987 | - | C00004 |  | 0112-2---61987#ABE364 | https://cdd.iec.ch/cdd/iec61987/iec61987.nsf/PropertiesAllVersions/0112-2---61987%23ABE364
0112/2///61987#ABF799 | 001 | 01 | 0112/2///61987#ABF799#001 | reference to Structural design of a connection head |  |  |  |  | reference to block ABF380 | [5 empty] | CLASS_REFERENCE_TYPE(0112/2///61987#ABF380) 0112/2///61987#ABF380 - Structural design of a connection head |  |  |  |  | NON_DEPENDENT_P_DET | [5 empty] | 0112/2///61987#ABG433 - Structural design [contact temperature transmitter]0112/2///61987#ABG437 - Structural design [temperature connection head] | 0112/2///61987#ABA000 |  |  |  | Standard |  | IEC 61987 | IEC | SC65E | - | C00019 | 001-01 (2018-03-28 07:27:09 by BATCH 00000762) standard | 0112-2---61987#ABF799 | https://cdd.iec.ch/cdd/iec61987/iec61987.nsf/PropertiesAllVersions/0112-2---61987%23ABF799
0112/2///61987#ABH291 | 001 | 02 | 0112/2///61987#ABH291#001 | reference to Process equipment connection |  |  |  |  | reference to block ABH128 | [5 empty] | CLASS_REFERENCE_TYPE(0112/2///61987#ABH128) 0112/2///61987#ABH128 - Process equipment connection |  |  |  |  | DEPENDENT_P_DET | [5 empty] | 0112/2///61987#ABG478 - Process equipment [level] | 0112/2///61987#ABA000 |  |  |  | Standard |  | IEC 61987 | IEC | IEC SC65E | 0112/2///61987#ABH127 - number of process equipment connections | C00112 |  | 0112-2---61987#ABH291 | https://cdd.iec.ch/cdd/iec61987/iec61987.nsf/PropertiesAllVersions/0112-2---61987%23ABH291
0112/2///61987#ABC757 | 001 | 05 | 0112/2///61987#ABC757#001 | reference to Auxiliary input [2] |  |  |  |  | reference to block ABC127 | [5 empty] | CLASS_REFERENCE_TYPE(0112/2///61987#ABC127) 0112/2///61987#ABC127 - Auxiliary input [2] |  |  |  |  | DEPENDENT_P_DET | [5 empty] | 0112/2///61987#ABC291 - Input [2] | 0112/2///61987#ABA000 |  |  |  | Standard |  | IEC 61987 | IEC | IEC SC65E | 0112/2///61987#ABA340 - number of auxiliary inputs | C00112 |  | 0112-2---61987#ABC757 | https://cdd.iec.ch/cdd/iec61987/iec61987.nsf/PropertiesAllVersions/0112-2---61987%23ABC757
0112/2///61987#ABF271 | 001 | 01 | 0112/2///61987#ABF271#001 | response time for rising level |  |  |  |  | response time of a level measuring device in the case of rising fluid level |  |  | s |  |  | REAL_MEASURE_TYPE |  |  |  |  | NON_DEPENDENT_P_DET | [5 empty] | 0112/2///61987#ABE995 - Dynamic behaviour of point level | 0112/2///61987#ABA000 | 0112/2///62720#UAA972 - second |  | 0112/2///61987#ABT510 - Time/time duration short | Standard |  | IEC 61987 | IEC | SC65E | - | C00018 | 001-01 (2018-03-28 07:27:05 by BATCH 00000762) standard | 0112-2---61987#ABF271 | https://cdd.iec.ch/cdd/iec61987/iec61987.nsf/PropertiesAllVersions/0112-2---61987%23ABF271
0112/2///61987#ABF462 | 001 | 01 | 0112/2///61987#ABF462#001 | material cooling tube |  |  |  |  | material of which the cooling tube is made | [5 empty] | STRING_TYPE |  |  |  |  | NON_DEPENDENT_P_DET | [5 empty] | 0112/2///61987#ABF468 - Modulator | 0112/2///61987#ABA000 |  |  |  | Standard |  | IEC 61987 | IEC | SC65E | - | C00018 | 001-01 (2018-03-28 07:27:07 by BATCH 00000762) standard | 0112-2---61987#ABF462 | https://cdd.iec.ch/cdd/iec61987/iec61987.nsf/PropertiesAllVersions/0112-2---61987%23ABF462
0112/2///61987#ABV198 | 001 | 02 | 0112/2///61987#ABV198#001 | reference to Analog voltage output [15] |  |  |  |  | reference to block ABG188 | [5 empty] | CLASS_REFERENCE_TYPE(0112/2///61987#ABG188) 0112/2///61987#ABG188 - Analog voltage output [15] |  |  |  |  | DEPENDENT_P_DET | [5 empty] | 0112/2///61987#ABG150 - Type of output [20] | 0112/2///61987#ABA000 |  |  |  | Standard |  | IEC 61987 | IEC | SC65E | 0112/2///61987#ABV191 - output type [20] | C00019 |  | 0112-2---61987#ABV198 | https://cdd.iec.ch/cdd/iec61987/iec61987.nsf/PropertiesAllVersions/0112-2---61987%23ABV198
0112/2///61987#ABU678 | 001 | 01 | 0112/2///61987#ABU678#001 | reference to Frequency input [6] |  |  |  |  | reference to block ABH048 | [5 empty] | CLASS_REFERENCE_TYPE(0112/2///61987#ABH048) 0112/2///61987#ABH048 - Frequency input [6] |  |  |  |  | DEPENDENT_P_DET | [5 empty] | 0112/2///61987#ABG070 - Type of auxiliary input [21] | 0112/2///61987#ABA000 |  |  |  | Standard |  | IEC 61987 | IEC | SC65E | 0112/2///61987#ABU654 - auxiliary input type [21] | C00017 | 001-01 (2018-03-28 07:27:21 by BATCH 00000762) standard | 0112-2---61987#ABU678 | https://cdd.iec.ch/cdd/iec61987/iec61987.nsf/PropertiesAllVersions/0112-2---61987%23ABU678
0112/2///61987#ABU146 | 001 | 02 | 0112/2///61987#ABU146#001 | reference to Type of output [1] |  |  |  |  | reference to block ABC664 |  | Id specified in IEC61987-12/-13: ABD307 |  |  |  | CLASS_REFERENCE_TYPE(0112/2///61987#ABC664) 0112/2///61987#ABC664 - Type of output [1] |  |  |  |  | NON_DEPENDENT_P_DET | [5 empty] | 0112/2///61987#ABC476 - Output [1] | 0112/2///61987#ABA000 |  |  |  | Standard |  |  |  | SC65E – IEC 61987 | - | C00004 |  | 0112-2---61987#ABU146 | https://cdd.iec.ch/cdd/iec61987/iec61987.nsf/PropertiesAllVersions/0112-2---61987%23ABU146
0112/2///61987#ABU348 | 001 | 03 | 0112/2///61987#ABU348#001 | performance variable type [4] |  |  |  |  | polymorphism property specifying the process variable to which the performance applies |  | polymorphic control property; Id specified in IEC61987-12/-13: ABB758 |  |  |  | ENUM_STRING_TYPE(0112/2///61987#ABU113(Percentage performance,Percentage performance for pressure)) |  | 0112/2///61987#ABU113 |  |  | CONDITION_DET |  |  | 0112/2///61987#ABU113 | 0112/2///61987#ABU060 - IEC61987-11 Name of Percentage performance0112/2///61987#ABU076 - IEC61987-11 Name of Percentage performance for pressure |  | 0112/2///61987#ABC674 - Type of performance variable [4] | 0112/2///61987#ABA000 |  |  |  | Standard |  | IEC 61987 | IEC | IEC/SC 65E | - | C00112 |  | 0112-2---61987#ABU348 | https://cdd.iec.ch/cdd/iec61987/iec61987.nsf/PropertiesAllVersions/0112-2---61987%23ABU348
0112/2///61987#ABE976 | 001 | 01 | 0112/2///61987#ABE976#001 | maximum influence of process pressure on mass |  |  |  |  | change in output of a mass measuring device caused by a change in process pressure with respect to reference conditions, expressed as the maximum error across the specified process pressure range |  |  | kg/bar |  |  | REAL_MEASURE_TYPE |  |  |  |  | NON_DEPENDENT_P_DET | [5 empty] | 0112/2///61987#ABE970 - Influence of external quantities expressed for mass | 0112/2///61987#ABA000 | 0112/2///62720#UAA596 - kilogram per bar |  | 0112/2///61987#ABT542 - Mass per pressure | Standard |  | IEC 61987 | IEC | SC65E | - | C00018 | 001-01 (2018-03-28 07:27:03 by BATCH 00000762) standard | 0112-2---61987#ABE976 | https://cdd.iec.ch/cdd/iec61987/iec61987.nsf/PropertiesAllVersions/0112-2---61987%23ABE976
0112/2///61987#ABF412 | 002 | 01 | 0112/2///61987#ABF412#002 | type of insert/element terminal block |  |  |  |  | classification of the terminal block of an insert according to its design or existence | [5 empty] | ENUM_CODE_TYPE(0112/2///61987#ABL703) |  |  |  |  | DEPENDENT_P_DET |  |  | 0112/2///61987#ABL703 | 0112/2///61987#ABN396 - without terminal0112/2///61987#ABN397 - ceramic terminal0112/2///61987#ABI407 - others |  | 0112/2///61987#ABF405 - Structural design of an insert/element | 0112/2///61987#ABA000 |  |  |  | Standard |  | IEC 61987 | IEC | SC65E | 0112/2///61987#ABI406 - empty_property | C00091 |  | 0112-2---61987#ABF412 | https://cdd.iec.ch/cdd/iec61987/iec61987.nsf/PropertiesAllVersions/0112-2---61987%23ABF412
0112/2///61987#ABV006 | 001 | 01 | 0112/2///61987#ABV006#001 | performance variable type [23] |  |  |  |  | polymorphism property specifying the process variable to which the performance applies |  | Polymorphic control property |  |  |  | ENUM_STRING_TYPE(0112/2///61987#ABU846(Percentage performance [3],Absolute performance for flow velocity,Absolute performance for point level,Absolute performance for temperature,Absolute performance for other variable)) |  |  |  |  | CONDITION_DET |  |  | 0112/2///61987#ABU846 | 0112/2///61987#ABU802 - IEC61987-11 Name of Percentage performance [3]0112/2///61987#ABU803 - IEC61987-11 Name of Absolute performance for flow velocity0112/2///61987#ABU804 - IEC61987-11 Name of Absolute performance for point level0112/2///61987#ABU805 - IEC61987-11 Name of Absolute performance for temperature0112/2///61987#ABU806 - IEC61987-11 Name of Absolute performance for other variable |  | 0112/2///61987#ABG289 - Type of performance variable [23] | 0112/2///61987#ABA000 |  |  |  | Standard |  | IEC 61987 | IEC | SC65E | - | C00018 | 001-01 (2018-03-28 07:27:23 by BATCH 00000762) standard | 0112-2---61987#ABV006 | https://cdd.iec.ch/cdd/iec61987/iec61987.nsf/PropertiesAllVersions/0112-2---61987%23ABV006
0112/2///61987#ABF575 | 002 | 01 | 0112/2///61987#ABF575#002 | reference base for average influence of volume flow rate |  |  |  |  | basis for stating an average percentage influence of volume flow rate | [5 empty] | ENUM_CODE_TYPE(0112/2///61987#ABJ764) |  |  |  |  | DEPENDENT_P_DET |  |  | 0112/2///61987#ABJ764 | 0112/2///61987#ABL009 - relative to calibrated span0112/2///61987#ABL010 - relative to full scale0112/2///61987#ABL011 - relative to measured value0112/2///61987#ABL012 - relative to measuring upper range-limit0112/2///61987#ABL013 - relative to span0112/2///61987#ABI407 - others |  | 0112/2///61987#ABG314 - Influence of external quantities expressed as a percentage [4] | 0112/2///61987#ABA000 |  |  |  | Standard |  | IEC 61987 | IEC | SC65E | 0112/2///61987#ABI406 - empty_property | C00091 |  | 0112-2---61987#ABF575 | https://cdd.iec.ch/cdd/iec61987/iec61987.nsf/PropertiesAllVersions/0112-2---61987%23ABF575
0112/2///61987#ABH722 | 001 | 01 | 0112/2///61987#ABH722#001 | reference to Calibration of mass flow |  |  |  |  | reference to block ABH610 | [5 empty] | CLASS_REFERENCE_TYPE(0112/2///61987#ABH610) 0112/2///61987#ABH610 - Calibration of mass flow |  |  |  |  | DEPENDENT_P_DET | [5 empty] | 0112/2///61987#ABH561 - Calibration | 0112/2///61987#ABA000 |  |  |  | Standard |  | IEC 61987 |  | SC65E – IEC 61987 | 0112/2///61987#ABH562 - calibration variable type | C00018 | 001-01 (2019-03-08 15:35:30 by BATCH 00000766) standard | 0112-2---61987#ABH722 | https://cdd.iec.ch/cdd/iec61987/iec61987.nsf/PropertiesAllVersions/0112-2---61987%23ABH722
0112/2///61987#ABA975 | 007 | 01 | 0112/2///61987#ABA975#007 | normal power consumption |  |  |  |  | power that is typically taken from a power supply when the device is operating normally |  |  | W |  |  | REAL_MEASURE_TYPE |  |  |  |  | NON_DEPENDENT_P_DET | [5 empty] | 0112/2///61987#ABC218 - Electrical power input circuit | 0112/2///61987#ABA000 | 0112/2///62720#UAA306 - watt |  | 0112/2///61987#ABT525 - Power | Standard |  | IEC 61987 | IEC | IEC/SC 65E | - | C00112 |  | 0112-2---61987#ABA975 | https://cdd.iec.ch/cdd/iec61987/iec61987.nsf/PropertiesAllVersions/0112-2---61987%23ABA975
0112/2///61987#ABB334 | 001 | 04 | 0112/2///61987#ABB334#001 | maximum diameter ratio (d/D) |  |  |  |  | maximum ratio of the diameter of the throttle of a differential pressure flowmeter to the inner diameter of the pipe in which it is built |  |  | 1 |  |  | REAL_MEASURE_TYPE |  |  |  |  | NON_DEPENDENT_P_DET | [5 empty] | 0112/2///61987#ABC455 - Normal process design conditions [2] | 0112/2///61987#ABA000 | 0112/2///62720#UAA915 - quantity of dimension one |  |  | Standard |  |  |  | SC65E – IEC 61987 | - | C00019 |  | 0112-2---61987#ABB334 | https://cdd.iec.ch/cdd/iec61987/iec61987.nsf/PropertiesAllVersions/0112-2---61987%23ABB334
0112/2///61987#ABF116 | 001 | 01 | 0112/2///61987#ABF116#001 | maximum influence of ambient temperature on analog output |  |  |  |  | change in output of an analog output caused by a change in ambient temperature with respect to reference conditions, expressed as the maximum error across the specified ambient temperature range |  |  | %/K |  |  | REAL_MEASURE_TYPE |  |  |  |  | NON_DEPENDENT_P_DET | [5 empty] | 0112/2///61987#ABF114 - Influence of external quantities expressed as an additional inaccuracy for an analog output | 0112/2///61987#ABA000 | 0112/2///62720#UAA008 - percent per kelvin |  | 0112/2///61987#ABT527 - Percentage per temperature | Standard |  | IEC 61987 | IEC | SC65E | - | C00019 | 001-01 (2018-03-28 07:27:04 by BATCH 00000762) standard | 0112-2---61987#ABF116 | https://cdd.iec.ch/cdd/iec61987/iec61987.nsf/PropertiesAllVersions/0112-2---61987%23ABF116
0112/2///61987#ABU957 | 001 | 01 | 0112/2///61987#ABU957#001 | reference to Binary pneumatic/hydraulic output |  |  |  |  | reference to block ABC146 | [5 empty] | CLASS_REFERENCE_TYPE(0112/2///61987#ABC146) 0112/2///61987#ABC146 - Binary pneumatic/hydraulic output |  |  |  |  | DEPENDENT_P_DET | [5 empty] | 0112/2///61987#ABG155 - Type of output [25]0112/2///61987#ABG156 - Type of output [26] | 0112/2///61987#ABA000 |  |  |  | Standard |  | IEC 61987 | IEC | SC65E | 0112/2///61987#ABU940 - output type [25] | C00018 | 001-01 (2018-03-28 07:27:22 by BATCH 00000762) standard | 0112-2---61987#ABU957 | https://cdd.iec.ch/cdd/iec61987/iec61987.nsf/PropertiesAllVersions/0112-2---61987%23ABU957
0112/2///61987#ABD061 | 001 | 02 | 0112/2///61987#ABD061#001 | reference to Mechanical and electrical construction [rotating element flow transmitter/gauge] |  |  |  |  | reference to block ABC431 | [5 empty] | CLASS_REFERENCE_TYPE(0112/2///61987#ABC431) 0112/2///61987#ABC431 - Mechanical and electrical construction [rotating element flow transmitter/gauge] |  |  |  |  | NON_DEPENDENT_P_DET | [5 empty] | 0112/2///61987#ABA018 - Device LOP for turbine/propeller/Woltmann flow transmitter/gauge | 0112/2///61987#ABA000 |  |  |  | Standard |  |  |  | SC65E – IEC 61987 | - | C00004 |  | 0112-2---61987#ABD061 | https://cdd.iec.ch/cdd/iec61987/iec61987.nsf/PropertiesAllVersions/0112-2---61987%23ABD061
0112/2///61987#ABC031 | 004 | 01 | 0112/2///61987#ABC031#004 | material of gauge ring of dial indicator |  |  |  |  | material from which a gauge ring is made | [5 empty] | STRING_TYPE |  |  |  |  | NON_DEPENDENT_P_DET | [5 empty] | 0112/2///61987#ABC195 - Dial indicator0112/2///61987#ABD480 - Dial indicator [2] | 0112/2///61987#ABA000 |  |  |  | Standard |  |  |  | SC65E – IEC 61987 | - | C00091 |  | 0112-2---61987#ABC031 | https://cdd.iec.ch/cdd/iec61987/iec61987.nsf/PropertiesAllVersions/0112-2---61987%23ABC031
0112/2///61987#ABH445 | 002 | 01 | 0112/2///61987#ABH445#002 | number of normal process conditions |  |  |  |  | @number of normal process conditions |  | cardinality property |  |  |  | INT_TYPE |  |  |  |  | CONDITION_DET | [5 empty] | 0112/2///61987#ABC541 - Process design ratings [1]0112/2///61987#ABC542 - Process design ratings [2]0112/2///61987#ABC543 - Process design ratings [3]0112/2///61987#ABC544 - Process design ratings [4]0112/2///61987#ABG335 - Process design ratings [7]0112/2///61987#ABG339 - Process design ratings [11]0112/2///61987#ABG340 - Process design ratings [12]0112/2///61987#ABH460 - Process design ratings [15] | 0112/2///61987#ABA000 |  |  |  | Standard |  |  |  | SC65E – IEC 61987 | - | C00019 |  | 0112-2---61987#ABH445 | https://cdd.iec.ch/cdd/iec61987/iec61987.nsf/PropertiesAllVersions/0112-2---61987%23ABH445
0112/2///61987#ABE517 | 002 | 01 | 0112/2///61987#ABE517#002 | assembly of switch |  |  |  |  | classification of a switch to its position | [5 empty] | STRING_TYPE |  |  |  |  | NON_DEPENDENT_P_DET | [5 empty] | 0112/2///61987#ABE598 - Structural design of a position transmitter0112/2///61987#ABE601 - Structural design of a limit switch | 0112/2///61987#ABA000 |  |  |  | Standard |  | IEC 61987 | IEC | SC65E | - | C00016 |  | 0112-2---61987#ABE517 | https://cdd.iec.ch/cdd/iec61987/iec61987.nsf/PropertiesAllVersions/0112-2---61987%23ABE517
0112/2///61987#ABE087 | 001 | 02 | 0112/2///61987#ABE087#001 | reference to Design conditions for actuators |  |  |  |  | reference to block ABD843 | [5 empty] | CLASS_REFERENCE_TYPE(0112/2///61987#ABD843) 0112/2///61987#ABD843 - Design conditions for actuators |  |  |  |  | NON_DEPENDENT_P_DET | [5 empty] | 0112/2///61987#ABD951 - Operating conditions for device design [4] | 0112/2///61987#ABA000 |  |  |  | Standard |  |  |  |  | - | C00004 |  | 0112-2---61987#ABE087 | https://cdd.iec.ch/cdd/iec61987/iec61987.nsf/PropertiesAllVersions/0112-2---61987%23ABE087
0112/2///61987#ABH409 | 001 | 01 | 0112/2///61987#ABH409#001 | type of head |  |  |  |  | classification of a head according to its constructional design | [5 empty] | STRING_TYPE |  |  |  |  | NON_DEPENDENT_P_DET | [5 empty] | 0112/2///61987#ABF023 - Structural design of a bypass/measuring chamber0112/2///61987#ABF342 - Structural design of a displacer lever transmitter/switch | 0112/2///61987#ABA000 |  |  |  | Standard |  |  |  | SC65E – IEC 61987 | - | C00018 | 001-01 (2018-03-28 07:27:15 by BATCH 00000762) standard | 0112-2---61987#ABH409 | https://cdd.iec.ch/cdd/iec61987/iec61987.nsf/PropertiesAllVersions/0112-2---61987%23ABH409
0112/2///61987#ABH118 | 001 | 01 | 0112/2///61987#ABH118#001 | length of straight flange |  |  |  |  | length of the straight portion of a head measured from the tangent line to the edge of the head |  |  | mm |  |  | REAL_MEASURE_TYPE |  |  |  |  | NON_DEPENDENT_P_DET | [5 empty] | 0112/2///61987#ABH113 - Head | 0112/2///61987#ABA000 | 0112/2///62720#UAA862 - millimetre |  | 0112/2///61987#ABT548 - Length short | Standard |  | IEC 61987 | IEC | SC65E | - | C00018 | 001-01 (2018-03-28 07:27:13 by BATCH 00000762) standard | 0112-2---61987#ABH118 | https://cdd.iec.ch/cdd/iec61987/iec61987.nsf/PropertiesAllVersions/0112-2---61987%23ABH118
0112/2///61987#ABA272 | 001 | 01 | 0112/2///61987#ABA272#001 | date of generation |  |  |  |  | date when an item was generated | The format for date is the lexical representation allowed by ISO 8601, i. e. "yyyy-mm-dd" with optional time zone. |  |  |  |  | DATE_TYPE |  |  |  |  | NON_DEPENDENT_P_DET | [5 empty] | 0112/2///61987#ABA362 - Document information | 0112/2///61987#ABA000 |  |  |  | Standard |  | IEC 61987 |  | SC65E – IEC 61987 | - | C00018 | 001-01 (2019-03-08 15:35:28 by BATCH 00000766) standard | 0112-2---61987#ABA272 | https://cdd.iec.ch/cdd/iec61987/iec61987.nsf/PropertiesAllVersions/0112-2---61987%23ABA272
0112/2///61987#ABA045 | 001 | 01 | 0112/2///61987#ABA045#001 | e-mail address |  |  |  |  | electronic mail address of a business partner | [5 empty] | STRING_TYPE |  |  |  |  | NON_DEPENDENT_P_DET | [5 empty] | 0112/2///61987#ABA395 - E-mail | 0112/2///61987#ABA000 |  |  |  | Standard |  | IEC 61987 |  | SC65E – IEC 61987 | - | C00018 | 001-01 (2019-03-08 15:35:27 by BATCH 00000766) standard | 0112-2---61987#ABA045 | https://cdd.iec.ch/cdd/iec61987/iec61987.nsf/PropertiesAllVersions/0112-2---61987%23ABA045
0112/2///61987#ABB996 | 002 | 01 | 0112/2///61987#ABB996#002 | zero elevation/suppression |  |  |  |  | for an elevated or suppressed-zero range, amount by which the measured variable is above (zero point elevation) or below (zero point suppression) the lower range value |  |  | mbar |  |  | REAL_MEASURE_TYPE |  |  | ISA dictionary MOD |  | NON_DEPENDENT_P_DET | [5 empty] | 0112/2///61987#ABC411 - Pressure measurement instrument installation0112/2///61987#ABH168 - Parameters of differential pressure level measurement | 0112/2///61987#ABA000 | 0112/2///62720#UAA810 - millibar |  | 0112/2///61987#ABT524 - Pressure | Standard |  |  |  | SC65E – IEC 61987 | - | C00004 |  | 0112-2---61987#ABB996 | https://cdd.iec.ch/cdd/iec61987/iec61987.nsf/PropertiesAllVersions/0112-2---61987%23ABB996
0112/2///61987#ABU243 | 001 | 05 | 0112/2///61987#ABU243#001 | reference to Sensing element of an electromagnetic flow transmitter |  |  |  |  | reference to block ABU457 |  | Id specified in IEC61987-12/-13: ABD215 |  |  |  | CLASS_REFERENCE_TYPE(0112/2///61987#ABU457) 0112/2///61987#ABU457 - Sensing element of an electromagnetic flow transmitter |  |  |  |  | DEPENDENT_P_DET | [5 empty] | 0112/2///61987#ABC643 - Structural design of an electromagnetic insertion flow transmitter | 0112/2///61987#ABA000 |  |  |  | Standard |  | IEC 61987 | IEC | IEC SC65E | 0112/2///61987#ABB460 - number of sensing elements of an electromagnetic flow transmitter | C00112 |  | 0112-2---61987#ABU243 | https://cdd.iec.ch/cdd/iec61987/iec61987.nsf/PropertiesAllVersions/0112-2---61987%23ABU243
0112/2///61987#ABB256 | 004 | 01 | 0112/2///61987#ABB256#004 | style of optical connection |  |  |  |  | classification of an optical connection based on its fabricated form | [5 empty] | STRING_TYPE |  |  |  |  | NON_DEPENDENT_P_DET | [5 empty] | 0112/2///61987#ABC462 - Optical communication interface | 0112/2///61987#ABA000 |  |  |  | Standard |  |  |  | SC65E – IEC 61987 | - | C00004 |  | 0112-2---61987#ABB256 | https://cdd.iec.ch/cdd/iec61987/iec61987.nsf/PropertiesAllVersions/0112-2---61987%23ABB256
0112/2///61987#ABB636 | 004 | 01 | 0112/2///61987#ABB636#004 | number of performance variables |  |  |  |  | @number of performance variables |  | cardinality property |  |  |  | INT_TYPE |  |  |  |  | CONDITION_DET | [5 empty] | 0112/2///61987#ABC491 - Performance [1]0112/2///61987#ABC492 - Performance [2]0112/2///61987#ABC493 - Performance [3]0112/2///61987#ABC494 - Performance [4]0112/2///61987#ABC495 - Performance [5]0112/2///61987#ABC496 - Performance [6]0112/2///61987#ABC497 - Performance [7]0112/2///61987#ABC498 - Performance [8]0112/2///61987#ABD971 - Performance [12]0112/2///61987#ABE582 - Performance [13]0112/2///61987#ABG217 - Performance [14]0112/2///61987#ABG219 - Performance [16]0112/2///61987#ABG220 - Performance [17]0112/2///61987#ABG221 - Performance [18]0112/2///61987#ABG222 - Performance [19]0112/2///61987#ABG223 - Performance [20]0112/2///61987#ABG225 - Performance [22]0112/2///61987#ABG226 - Performance [23]0112/2///61987#ABG227 - Performance [24]0112/2///61987#ABG228 - Performance [25]0112/2///61987#ABG229 - Performance [26]0112/2///61987#ABG232 - Performance [29]0112/2///61987#ABG233 - Performance [30]0112/2///61987#ABH346 - Performance [31]0112/2///61987#ABH348 - Performance [32]0112/2///61987#ABV031 - Performance [21]0112/2///61987#ABV032 - Performance [21]0112/2///61987#ABV040 - Performance [33]0112/2///61987#ABG218 - Performance [15] | 0112/2///61987#ABA000 |  |  |  | Standard |  |  |  | SC65E – IEC 61987 | - | C00004 |  | 0112-2---61987#ABB636 | https://cdd.iec.ch/cdd/iec61987/iec61987.nsf/PropertiesAllVersions/0112-2---61987%23ABB636
0112/2///61987#ABI434 | 001 | 01 | 0112/2///61987#ABI434#001 | type of packing |  |  |  |  | classification of packing according to geometrical form | [5 empty] | STRING_TYPE |  |  | ASTM |  | NON_DEPENDENT_P_DET | [5 empty] | 0112/2///61987#ABI417 - Packing information | 0112/2///61987#ABA000 |  |  |  | Standard |  |  |  | SC65E – IEC 61987 | - | C00018 | 001-01 (2019-03-08 15:35:32 by BATCH 00000766) standard | 0112-2---61987#ABI434 | https://cdd.iec.ch/cdd/iec61987/iec61987.nsf/PropertiesAllVersions/0112-2---61987%23ABI434
0112/2///61987#ABU911 | 001 | 01 | 0112/2///61987#ABU911#001 | reference to Frequency output [8] |  |  |  |  | reference to block ABG190 | [5 empty] | CLASS_REFERENCE_TYPE(0112/2///61987#ABG190) 0112/2///61987#ABG190 - Frequency output [8] |  |  |  |  | DEPENDENT_P_DET | [5 empty] | 0112/2///61987#ABG142 - Type of output [12]0112/2///61987#ABG143 - Type of output [13]0112/2///61987#ABG147 - Type of output [17]0112/2///61987#ABG156 - Type of output [26] | 0112/2///61987#ABA000 |  |  |  | Standard |  | IEC 61987 | IEC | SC65E | 0112/2///61987#ABU903 - output type [12] | C00018 | 001-01 (2018-03-28 07:27:22 by BATCH 00000762) standard | 0112-2---61987#ABU911 | https://cdd.iec.ch/cdd/iec61987/iec61987.nsf/PropertiesAllVersions/0112-2---61987%23ABU911
0112/2///61987#ABA017 | 002 | 01 | 0112/2///61987#ABA017#002 | URL of website |  |  |  | URL of Website | uniform resource locator of the website of a company or business partner | [5 empty] | URI_TYPE |  |  |  |  | NON_DEPENDENT_P_DET | [5 empty] | 0112/2///61987#ABI571 - Address0112/2///61987#ABI572 - Contact information | 0112/2///61987#ABA000 |  |  |  | Standard |  | IEC 61987 | IEC | IEC SC65E | - | C00112 |  | 0112-2---61987#ABA017 | https://cdd.iec.ch/cdd/iec61987/iec61987.nsf/PropertiesAllVersions/0112-2---61987%23ABA017
0112/2///61987#ABP215 | 001 | 01 | 0112/2///61987#ABP215#001 | reference to Absolute performance for temperature [I/O module] |  |  |  |  | reference to block ABP011 | [5 empty] | CLASS_REFERENCE_TYPE(0112/2///61987#ABP011) 0112/2///61987#ABP011 - Absolute performance for temperature [I/O module] |  |  |  |  | NON_DEPENDENT_P_DET | [5 empty] | 0112/2///61987#ABP057 - Performance variable [input module] | 0112/2///61987#ABA000 |  |  |  | Standard |  | IEC 61987 | IEC | IEC/SC 65E | - | C00128 | 001-01 (2023-01-23 14:53:53 by BATCH 00000807) standard | 0112-2---61987#ABP215 | https://cdd.iec.ch/cdd/iec61987/iec61987.nsf/PropertiesAllVersions/0112-2---61987%23ABP215
0112/2///61987#ABA049 | 004 | 01 | 0112/2///61987#ABA049#004 | assigned variable |  |  |  |  | process variable assigned to a digital communication channel | [5 empty] | STRING_TYPE |  |  |  |  | NON_DEPENDENT_P_DET | [5 empty] | 0112/2///61987#ABC163 - Communication variable | 0112/2///61987#ABA000 |  |  |  | Standard |  |  |  | SC65E – IEC 61987 | - | C00004 |  | 0112-2---61987#ABA049 | https://cdd.iec.ch/cdd/iec61987/iec61987.nsf/PropertiesAllVersions/0112-2---61987%23ABA049
0112/2///61987#ABC003 | 002 | 01 | 0112/2///61987#ABC003#002 | vertical distance of transmitter to low pressure process connection |  |  |  |  | vertical distance between the low pressure process connection and the sensing element of the pressure transmitter or pressure gauge |  |  | mm |  |  | REAL_MEASURE_TYPE |  |  |  |  | NON_DEPENDENT_P_DET | [5 empty] | 0112/2///61987#ABC411 - Pressure measurement instrument installation0112/2///61987#ABH168 - Parameters of differential pressure level measurement | 0112/2///61987#ABA000 | 0112/2///62720#UAA862 - millimetre |  | 0112/2///61987#ABT548 - Length short | Standard |  |  |  | SC65E – IEC 61987 | - | C00019 |  | 0112-2---61987#ABC003 | https://cdd.iec.ch/cdd/iec61987/iec61987.nsf/PropertiesAllVersions/0112-2---61987%23ABC003
0112/2///61987#ABD453 | 002 | 01 | 0112/2///61987#ABD453#002 | reference grain size |  |  |  |  | grain size at which the performance of a device was tested |  |  | mm |  |  | LEVEL(MIN,NOM,MAX) OF REAL_MEASURE_TYPE |  |  |  |  | NON_DEPENDENT_P_DET | [5 empty] | 0112/2///61987#ABC574 - Reference process conditions0112/2///61987#ABG246 - Reference process conditions [2] | 0112/2///61987#ABA000 | 0112/2///62720#UAA862 - millimetre |  | 0112/2///61987#ABT548 - Length short | Standard |  |  |  | SC65E – IEC 61987 | - | C00004 |  | 0112-2---61987#ABD453 | https://cdd.iec.ch/cdd/iec61987/iec61987.nsf/PropertiesAllVersions/0112-2---61987%23ABD453
0112/2///61987#ABE795 | 001 | 01 | 0112/2///61987#ABE795#001 | measured error of concentration |  |  |  |  | largest positive or negative value of error of the average upscale or downscale value at each point of concentration measurement expressed as an absolute value |  |  | mg/m³ |  |  | REAL_MEASURE_TYPE |  |  | IEC 61298 and IEC 60770-2 |  | NON_DEPENDENT_P_DET | [5 empty] | 0112/2///61987#ABE792 - Absolute performance for concentration0112/2///61987#ABE800 - Accuracy for a subrange of concentration | 0112/2///61987#ABA000 | 0112/2///62720#UAA830 - milligram per metre cubed |  | 0112/2///61987#ABT575 - Mass concentration (mass per volume) | Standard |  | IEC 61987 | IEC | SC65E | - | C00018 | 001-01 (2018-03-28 07:27:02 by BATCH 00000762) standard | 0112-2---61987#ABE795 | https://cdd.iec.ch/cdd/iec61987/iec61987.nsf/PropertiesAllVersions/0112-2---61987%23ABE795
0112/2///61987#ABA132 | 004 | 01 | 0112/2///61987#ABA132#004 | negative cleaning fluid properties |  |  |  |  | cleaning fluid properties that will damage the device | [5 empty] | STRING_TYPE |  |  |  |  | NON_DEPENDENT_P_DET | [5 empty] | 0112/2///61987#ABC187 - Design conditions for internal cleaning in place0112/2///61987#ABC308 - Internal cleaning in place conditions | 0112/2///61987#ABA000 |  |  |  | Standard |  |  |  | SC65E – IEC 61987 | - | C00004 |  | 0112-2---61987#ABA132 | https://cdd.iec.ch/cdd/iec61987/iec61987.nsf/PropertiesAllVersions/0112-2---61987%23ABA132
0112/2///61987#ABB972 | 002 | 01 | 0112/2///61987#ABB972#002 | display technology |  |  |  |  | technology used by the display of a digital indicator | [5 empty] | ENUM_CODE_TYPE(0112/2///61987#ABL485) |  |  |  |  | DEPENDENT_P_DET |  |  | 0112/2///61987#ABL485 | 0112/2///61987#ABM582 - LCD0112/2///61987#ABM583 - TFT0112/2///61987#ABI407 - others |  | 0112/2///61987#ABC207 - Display of a digital indicator | 0112/2///61987#ABA000 |  |  |  | Standard |  |  |  | SC65E – IEC 61987 | 0112/2///61987#ABI406 - empty_property | C00091 |  | 0112-2---61987#ABB972 | https://cdd.iec.ch/cdd/iec61987/iec61987.nsf/PropertiesAllVersions/0112-2---61987%23ABB972
0112/2///61987#ABA445 | 001 | 04 | 0112/2///61987#ABA445#001 | lower range-limit of dynamic viscosity |  |  |  |  | lowest value of dynamic viscosity that the device can be adjusted to measure within the specified accuracy limits |  |  | mPa·s |  |  | REAL_MEASURE_TYPE |  |  |  |  | NON_DEPENDENT_P_DET | [5 empty] | 0112/2///61987#ABC416 - Measuring range for dynamic viscosity | 0112/2///61987#ABA000 | 0112/2///62720#UAA797 - millipascal second |  | 0112/2///61987#ABT571 - Dynamic viscosity | Standard |  |  |  | SC65E – IEC 61987 | - | C00018 |  | 0112-2---61987#ABA445 | https://cdd.iec.ch/cdd/iec61987/iec61987.nsf/PropertiesAllVersions/0112-2---61987%23ABA445
0112/2///61987#ABH263 | 001 | 01 | 0112/2///61987#ABH263#001 | maximum temperature of fluid |  |  |  |  | highest temperature that a pneumatic or hydraulic fluid of a pneumatic or hydraulic supply may have |  |  | °C |  |  | REAL_MEASURE_TYPE |  |  |  |  | NON_DEPENDENT_P_DET | [5 empty] | 0112/2///61987#ABC520 - Pneumatic/hydraulic supply [2] | 0112/2///61987#ABA000 | 0112/2///62720#UAA033 - degree Celsius |  | 0112/2///61987#ABT514 - Temperature | Standard |  | IEC 61987 | IEC | IEC/SC 65E | - | C00128 | 001-01 (2023-01-23 14:53:51 by BATCH 00000807) standard | 0112-2---61987#ABH263 | https://cdd.iec.ch/cdd/iec61987/iec61987.nsf/PropertiesAllVersions/0112-2---61987%23ABH263
0112/2///61987#ABD177 | 002 | 01 | 0112/2///61987#ABD177#002 | reference to Process equipment [pressure] |  |  |  |  | reference to block ABC547 | [5 empty] | CLASS_REFERENCE_TYPE(0112/2///61987#ABC547) 0112/2///61987#ABC547 - Process equipment [pressure] |  |  |  |  | NON_DEPENDENT_P_DET | [5 empty] | 0112/2///61987#ABA026 - Operating LOP for pressure measuring equipment | 0112/2///61987#ABA000 |  |  |  | Standard |  |  |  | SC65E – IEC 61987 | - | C00004 |  | 0112-2---61987#ABD177 | https://cdd.iec.ch/cdd/iec61987/iec61987.nsf/PropertiesAllVersions/0112-2---61987%23ABD177
0112/2///61987#ABB358 | 004 | 01 | 0112/2///61987#ABB358#004 | number of loop power supplies |  |  |  |  | @number of loop power supplies |  | cardinality property |  |  |  | INT_TYPE |  |  |  |  | CONDITION_DET | [5 empty] | 0112/2///61987#ABC135 - Available power supply | 0112/2///61987#ABA000 |  |  |  | Standard |  |  |  | SC65E – IEC 61987 | - | C00004 |  | 0112-2---61987#ABB358 | https://cdd.iec.ch/cdd/iec61987/iec61987.nsf/PropertiesAllVersions/0112-2---61987%23ABB358
0112/2///61987#ABB022 | 004 | 01 | 0112/2///61987#ABB022#004 | access authorization |  |  |  |  | measures or conformance to recognized standards or regulatory guidelines regarding access authorization to and protection of device data | [5 empty] | STRING_TYPE |  |  |  |  | NON_DEPENDENT_P_DET | [5 empty] | 0112/2///61987#ABC181 - Dependability | 0112/2///61987#ABA000 |  |  |  | Standard |  |  |  | SC65E – IEC 61987 | - | C00004 |  | 0112-2---61987#ABB022 | https://cdd.iec.ch/cdd/iec61987/iec61987.nsf/PropertiesAllVersions/0112-2---61987%23ABB022
0112/2///61987#ABJ599 | 003 | 01 | 0112/2///61987#ABJ599#003 | set password |  |  |  | Password | value of the password or secret key to log into a device or system | This is the default password or the individually chosen and stored password. |  |  |  |  | STRING_TYPE |  |  |  |  | NON_DEPENDENT_P_DET | [5 empty] | 0112/2///61987#ABC181 - Dependability | 0112/2///61987#ABA000 |  |  |  | Standard |  | IEC 61987 | IEC | IEC SC65E | - | C00112 |  | 0112-2---61987#ABJ599 | https://cdd.iec.ch/cdd/iec61987/iec61987.nsf/PropertiesAllVersions/0112-2---61987%23ABJ599
0112/2///61987#ABH713 | 001 | 01 | 0112/2///61987#ABH713#001 | reference to Output variable |  |  |  |  | reference to block ABH533 | [5 empty] | CLASS_REFERENCE_TYPE(0112/2///61987#ABH533) 0112/2///61987#ABH533 - Output variable |  |  |  |  | NON_DEPENDENT_P_DET | [5 empty] | 0112/2///61987#ABH531 - Output signal processing variable | 0112/2///61987#ABA000 |  |  |  | Standard |  | IEC 61987 |  | SC65E – IEC 61987 | - | C00018 | 001-01 (2019-03-08 15:35:30 by BATCH 00000766) standard | 0112-2---61987#ABH713 | https://cdd.iec.ch/cdd/iec61987/iec61987.nsf/PropertiesAllVersions/0112-2---61987%23ABH713
0112/2///61987#ABI216 | 001 | 01 | 0112/2///61987#ABI216#001 | QV upper range value |  |  |  |  | value assigned to the upper range value of the quaternary variable of a CPF 9 device | CPF 9 is the IEC 61784 acronym for HART. |  |  |  |  | REAL_TYPE |  |  |  |  | NON_DEPENDENT_P_DET | [5 empty] | 0112/2///61987#ABH917 - HART common practice parameters | 0112/2///61987#ABA000 |  |  |  | Standard |  |  |  | SC65E – IEC 61987 | - | C00019 | 001-01 (2018-03-28 07:27:16 by BATCH 00000762) standard | 0112-2---61987#ABI216 | https://cdd.iec.ch/cdd/iec61987/iec61987.nsf/PropertiesAllVersions/0112-2---61987%23ABI216
0112/2///61987#ABP209 | 001 | 01 | 0112/2///61987#ABP209#001 | reference to Absolute performance for apparent power [I/O module] |  |  |  |  | reference to block ABP005 | [5 empty] | CLASS_REFERENCE_TYPE(0112/2///61987#ABP005) 0112/2///61987#ABP005 - Absolute performance for apparent power [I/O module] |  |  |  |  | NON_DEPENDENT_P_DET | [5 empty] | 0112/2///61987#ABP057 - Performance variable [input module] | 0112/2///61987#ABA000 |  |  |  | Standard |  | IEC 61987 | IEC | IEC/SC 65E | - | C00128 | 001-01 (2023-01-23 14:53:53 by BATCH 00000807) standard | 0112-2---61987#ABP209 | https://cdd.iec.ch/cdd/iec61987/iec61987.nsf/PropertiesAllVersions/0112-2---61987%23ABP209
0112/2///61987#ABA982 | 001 | 04 | 0112/2///61987#ABA982#001 | maximum input voltage (Ui) |  |  |  |  | maximum voltage (peak a.c. or d.c.) that can be applied to the connection facilities of the apparatus without invalidating the type of protection |  |  | V |  |  | REAL_MEASURE_TYPE |  |  | IEC 60050, part 426-11-15 (Draft) |  | NON_DEPENDENT_P_DET | [5 empty] | 0112/2///61987#ABC586 - Safety related properties for passive behaviour | 0112/2///61987#ABA000 | 0112/2///62720#UAA296 - volt |  | 0112/2///61987#ABT506 - Voltage | Standard |  |  |  | SC65E – IEC 61987 | - | C00004 |  | 0112-2---61987#ABA982 | https://cdd.iec.ch/cdd/iec61987/iec61987.nsf/PropertiesAllVersions/0112-2---61987%23ABA982
0112/2///61987#ABH453 | 001 | 01 | 0112/2///61987#ABH453#001 | style of rotary paddle switch motor |  |  |  |  | classification of a rotary paddle switch motor according to its mode of operation | [5 empty] | STRING_TYPE |  |  |  |  | NON_DEPENDENT_P_DET | [5 empty] | 0112/2///61987#ABF191 - Structural design of a rotary paddle switch | 0112/2///61987#ABA000 |  |  |  | Standard |  |  |  | SC65E – IEC 61987 | - | C00019 | 001-01 (2018-03-28 07:27:15 by BATCH 00000762) standard | 0112-2---61987#ABH453 | https://cdd.iec.ch/cdd/iec61987/iec61987.nsf/PropertiesAllVersions/0112-2---61987%23ABH453
0112/2///61987#ABF489 | 002 | 01 | 0112/2///61987#ABF489#002 | style of detector |  |  |  |  | classification of a detector according to its measuring architecture | [5 empty] | ENUM_CODE_TYPE(0112/2///61987#ABL475) |  |  |  |  | DEPENDENT_P_DET |  |  | 0112/2///61987#ABL475 | 0112/2///61987#ABL234 - integrated0112/2///61987#ABM553 - separated0112/2///61987#ABI407 - others |  | 0112/2///61987#ABF467 - Detector | 0112/2///61987#ABA000 |  |  |  | Standard |  | IEC 61987 | IEC | SC65E | 0112/2///61987#ABI406 - empty_property | C00091 |  | 0112-2---61987#ABF489 | https://cdd.iec.ch/cdd/iec61987/iec61987.nsf/PropertiesAllVersions/0112-2---61987%23ABF489
0112/2///61987#ABG513 | 002 | 05 | 0112/2///61987#ABG513#002 | reference to Measured variable [17] |  |  |  |  | reference to block ABF953 | [5 empty] | CLASS_REFERENCE_TYPE(0112/2///61987#ABF953) 0112/2///61987#ABF953 - Measured variable [17] |  |  |  |  | DEPENDENT_P_DET | [5 empty] | 0112/2///61987#ABF936 - Input [29] | 0112/2///61987#ABA000 |  |  |  | Standard |  | IEC 61987 | IEC | IEC SC65E | 0112/2///61987#ABB065 - number of measured variables | C00112 |  | 0112-2---61987#ABG513 | https://cdd.iec.ch/cdd/iec61987/iec61987.nsf/PropertiesAllVersions/0112-2---61987%23ABG513
0112/2///61987#ABH015 | 001 | 01 | 0112/2///61987#ABH015#001 | reference to Total fluid [temperature] |  |  |  |  | reference to block ABG455 | [5 empty] | CLASS_REFERENCE_TYPE(0112/2///61987#ABG455) 0112/2///61987#ABG455 - Total fluid [temperature] |  |  |  |  | NON_DEPENDENT_P_DET | [5 empty] | 0112/2///61987#ABG454 - Process case variables [temperature] | 0112/2///61987#ABA000 |  |  |  | Standard |  | IEC 61987 | IEC | SC65E | - | C00019 | 001-01 (2018-03-28 07:27:12 by BATCH 00000762) standard | 0112-2---61987#ABH015 | https://cdd.iec.ch/cdd/iec61987/iec61987.nsf/PropertiesAllVersions/0112-2---61987%23ABH015
0112/2///61987#ABI439 | 001 | 01 | 0112/2///61987#ABI439#001 | transportation regulations |  |  |  |  | national or regional applicable standards or guides concerning health and safety applicable during transportation of a specific product type | Depending on the type of transportation different regulations apply, such as ADR/RID/ADN, IMDG and ICAO/IATA. The relevant regulation to be applied may differ from country to country. |  |  |  |  | STRING_TYPE |  |  |  |  | NON_DEPENDENT_P_DET | [5 empty] | 0112/2///61987#ABI415 - Type of transportation | 0112/2///61987#ABA000 |  |  |  | Standard |  |  |  | SC65E – IEC 61987 | - | C00018 | 001-01 (2019-03-08 15:35:32 by BATCH 00000766) standard | 0112-2---61987#ABI439 | https://cdd.iec.ch/cdd/iec61987/iec61987.nsf/PropertiesAllVersions/0112-2---61987%23ABI439
0112/2///61987#ABE721 | 001 | 01 | 0112/2///61987#ABE721#001 | reference to Certificates and approvals [4] |  |  |  |  | reference to block ABE720 | [5 empty] | CLASS_REFERENCE_TYPE(0112/2///61987#ABE720) 0112/2///61987#ABE720 - Certificates and approvals [5] |  |  |  |  | NON_DEPENDENT_P_DET | [5 empty] | 0112/2///61987#ABE631 - Device LOP for solenoid valve | 0112/2///61987#ABA000 |  |  |  | Standard |  |  |  | SC65E – IEC 61987 | - | C00016 | 001-01 (2018-03-28 07:27:01 by BATCH 00000762) standard | 0112-2---61987#ABE721 | https://cdd.iec.ch/cdd/iec61987/iec61987.nsf/PropertiesAllVersions/0112-2---61987%23ABE721
0112/2///61987#ABA972 | 006 | 01 | 0112/2///61987#ABA972#006 | maximum supply frequency |  |  |  |  | highest frequency of a power supply with which the device can be operated |  |  | Hz |  |  | REAL_MEASURE_TYPE |  |  |  |  | NON_DEPENDENT_P_DET | [5 empty] | 0112/2///61987#ABC218 - Electrical power input circuit | 0112/2///61987#ABA000 | 0112/2///62720#UAA170 - hertz |  | 0112/2///61987#ABT561 - Frequency | Standard |  | IEC 61987 | IEC | IEC/SC 65E | - | C00112 |  | 0112-2---61987#ABA972 | https://cdd.iec.ch/cdd/iec61987/iec61987.nsf/PropertiesAllVersions/0112-2---61987%23ABA972
0112/2///61987#ABB090 | 001 | 04 | 0112/2///61987#ABB090#001 | maximum sensor line resistance |  |  |  |  | greatest resistance that can be exhibited by the sensor connecting cable, if the device is to operate within the specified accuracy limits |  |  | Ω |  |  | REAL_MEASURE_TYPE |  |  |  |  | NON_DEPENDENT_P_DET | [5 empty] | 0112/2///61987#ABC579 - RTD input0112/2///61987#ABC652 - Thermocouple input0112/2///61987#ABF398 - RTD/resistance measurement0112/2///61987#ABP068 - Resistor input [I/O module]0112/2///61987#ABP070 - RTD input [I/O module] | 0112/2///61987#ABA000 | 0112/2///62720#UAA017 - ohm |  | 0112/2///61987#ABT564 - Electrical resistance | Standard |  |  |  | SC65E – IEC 61987 | - | C00004 |  | 0112-2---61987#ABB090 | https://cdd.iec.ch/cdd/iec61987/iec61987.nsf/PropertiesAllVersions/0112-2---61987%23ABB090
0112/2///61987#ABU224 | 001 | 03 | 0112/2///61987#ABU224#001 | reference to Analog current input [2] |  |  |  |  | reference to block ABC084 |  | Id specified in IEC61987-12/-13: ABC714 |  |  |  | CLASS_REFERENCE_TYPE(0112/2///61987#ABC084) 0112/2///61987#ABC084 - Analog current input [2] |  |  |  |  | DEPENDENT_P_DET | [5 empty] | 0112/2///61987#ABC658 - Type of auxiliary input [8] | 0112/2///61987#ABA000 |  |  |  | Standard |  |  |  | SC65E – IEC 61987 | 0112/2///61987#ABU222 - auxiliary input type [8] | C00004 |  | 0112-2---61987#ABU224 | https://cdd.iec.ch/cdd/iec61987/iec61987.nsf/PropertiesAllVersions/0112-2---61987%23ABU224
0112/2///61987#ABN675 | 001 | 02 | 0112/2///61987#ABN675#001 | GAP voltage |  |  |  |  | measure for the distance between the sensor and the shaft, expressed as device output voltage |  |  | V |  |  | REAL_MEASURE_TYPE |  |  |  |  | NON_DEPENDENT_P_DET | [5 empty] | 0112/2///61987#ABN694 - Specific machine vibration measurement variables | 0112/2///61987#ABA000 | 0112/2///62720#UAA296 - volt |  | 0112/2///61987#ABT506 - Voltage | Standard |  | IEC 61987 | IEC | IEC SC65E | - | C00112 |  | 0112-2---61987#ABN675 | https://cdd.iec.ch/cdd/iec61987/iec61987.nsf/PropertiesAllVersions/0112-2---61987%23ABN675
0112/2///61987#ABB463 | 001 | 04 | 0112/2///61987#ABB463#001 | surface roughness of electrodes |  |  |  |  | degree of roughness of a surface expressed as a length |  |  | µm |  |  | REAL_MEASURE_TYPE |  |  |  |  | NON_DEPENDENT_P_DET | [5 empty] | 0112/2///61987#ABC262 - Grounding electrode0112/2///61987#ABC573 - Reference electrode0112/2///61987#ABU456 - Sensing element of an electromagnetic flow transmitter0112/2///61987#ABU457 - Sensing element of an electromagnetic flow transmitter | 0112/2///61987#ABA000 | 0112/2///62720#UAA090 - micrometre |  | 0112/2///61987#ABT548 - Length short | Standard |  |  |  | SC65E – IEC 61987 | - | C00004 |  | 0112-2---61987#ABB463 | https://cdd.iec.ch/cdd/iec61987/iec61987.nsf/PropertiesAllVersions/0112-2---61987%23ABB463
0112/2///61987#ABD167 | 001 | 02 | 0112/2///61987#ABD167#001 | reference to Process case variables [flow] |  |  |  |  | reference to block ABC537 | [5 empty] | CLASS_REFERENCE_TYPE(0112/2///61987#ABC537) 0112/2///61987#ABC537 - Process case variables [flow] |  |  |  |  | NON_DEPENDENT_P_DET | [5 empty] | 0112/2///61987#ABC534 - Process case [flow] | 0112/2///61987#ABA000 |  |  |  | Standard |  |  |  | SC65E – IEC 61987 | - | C00004 |  | 0112-2---61987#ABD167 | https://cdd.iec.ch/cdd/iec61987/iec61987.nsf/PropertiesAllVersions/0112-2---61987%23ABD167
0112/2///61987#ABV168 | 001 | 01 | 0112/2///61987#ABV168#001 | auxiliary input type [16] |  |  |  |  | type of signal that can be connected to the auxiliary input |  | Polymorphic control property |  |  |  | ENUM_STRING_TYPE(0112/2///61987#ABV146(Analog current input [5],Analog voltage input [5],RTD/thermocouple input,Binary input,Binary input IEC 60947-5-6 (NAMUR),0112/2///61987#Frequency input [5],0112/2///61987#Manufacturer-specific input [5])) |  |  |  |  | CONDITION_DET |  |  | 0112/2///61987#ABV146 | 0112/2///61987#ABV109 - IEC61987-11 Name of Analog current input [5]0112/2///61987#ABV110 - IEC61987-11 Name of Analog voltage input [5]0112/2///61987#ABV111 - IEC61987-11 Name of RTD/thermocouple input0112/2///61987#ABV112 - IEC61987-11 Name of Binary input0112/2///61987#ABV113 - IEC61987-11 Name of Binary input IEC 60947-5-6 (NAMUR)0112/2///61987#ABH350 - IEC61987-11 Name of Frequency input [5]0112/2///61987#ABV114 - IEC61987-11 Name of Manufacturer-specific input [5] |  | 0112/2///61987#ABG065 - Type of auxiliary input [16] | 0112/2///61987#ABA000 |  |  |  | Standard |  | IEC 61987 | IEC | SC65E | - | C00019 | 001-01 (2018-03-28 07:27:23 by BATCH 00000762) standard | 0112-2---61987#ABV168 | https://cdd.iec.ch/cdd/iec61987/iec61987.nsf/PropertiesAllVersions/0112-2---61987%23ABV168
0112/2///61987#ABU647 | 001 | 01 | 0112/2///61987#ABU647#001 | reference to Type of output [23] |  |  |  |  | reference to block ABG153 | [5 empty] | CLASS_REFERENCE_TYPE(0112/2///61987#ABG153) 0112/2///61987#ABG153 - Type of output [23] |  |  |  |  | NON_DEPENDENT_P_DET | [5 empty] | 0112/2///61987#ABG138 - Output [23] | 0112/2///61987#ABA000 |  |  |  | Standard |  | IEC 61987 | IEC | SC65E | - | C00017 | 001-01 (2018-03-28 07:27:21 by BATCH 00000762) standard | 0112-2---61987#ABU647 | https://cdd.iec.ch/cdd/iec61987/iec61987.nsf/PropertiesAllVersions/0112-2---61987%23ABU647
0112/2///61987#ABB562 | 002 | 02 | 0112/2///61987#ABB562#002 | set span for mass flow |  |  |  |  | difference between the upper and lower range value of mass flow to which a mass flow measurement instrument is adjusted |  |  | kg/h |  |  | REAL_MEASURE_TYPE |  |  |  |  | NON_DEPENDENT_P_DET | [5 empty] | 0112/2///61987#ABC109 - Assigned mass flow range | 0112/2///61987#ABA000 | 0112/2///62720#UAA607 - kilogram per hour |  | 0112/2///61987#ABT545 - Mass flow rate | Standard |  | IEC 61987 | IEC | IEC SC65E | - | C00112 |  | 0112-2---61987#ABB562 | https://cdd.iec.ch/cdd/iec61987/iec61987.nsf/PropertiesAllVersions/0112-2---61987%23ABB562
0112/2///61987#ABH703 | 001 | 01 | 0112/2///61987#ABH703#001 | number of trip points |  |  |  |  | cardinality property for trip points | [5 empty] | INT_TYPE |  |  |  |  | CONDITION_DET | [5 empty] | 0112/2///61987#ABH702 - Trip points | 0112/2///61987#ABA000 |  |  |  | Standard |  | IEC 61987 |  | SC65E – IEC 61987 | - | C00018 | 001-01 (2019-03-08 15:35:30 by BATCH 00000766) standard | 0112-2---61987#ABH703 | https://cdd.iec.ch/cdd/iec61987/iec61987.nsf/PropertiesAllVersions/0112-2---61987%23ABH703
0112/2///61987#ABN706 | 001 | 02 | 0112/2///61987#ABN706#001 | wavelength for SAC |  |  |  |  | wavelength at which the spectral absorption coefficient (SAC) is stated |  |  | nm |  |  | REAL_MEASURE_TYPE |  |  |  |  | NON_DEPENDENT_P_DET | [5 empty] | 0112/2///61987#ABN689 - Liquid analysis measurement variables | 0112/2///61987#ABA000 | 0112/2///62720#UAA912 - nanometre |  | 0112/2///61987#ABT548 - Length short | Standard |  | IEC 61987 | IEC | IEC SC65E | - | C00112 |  | 0112-2---61987#ABN706 | https://cdd.iec.ch/cdd/iec61987/iec61987.nsf/PropertiesAllVersions/0112-2---61987%23ABN706
0112/2///61987#ABF531 | 002 | 01 | 0112/2///61987#ABF531#002 | minimum operating relative permittivity (stilling well) | minimum operating dielectric constant (stilling well) |  |  |  | lowest relative permittivity for which a device is or must be designed to operate within its specified limits if used in a stilling well |  |  | 1 |  |  | REAL_MEASURE_TYPE |  |  |  |  | NON_DEPENDENT_P_DET | [5 empty] | 0112/2///61987#ABG343 - Normal process conditions [5]0112/2///61987#ABG344 - Normal process conditions [6]0112/2///61987#ABG347 - Normal process conditions [9] | 0112/2///61987#ABA000 | 0112/2///62720#UAA915 - quantity of dimension one |  |  | Standard |  | IEC 61987 | IEC | SC65E | - | C00091 |  | 0112-2---61987#ABF531 | https://cdd.iec.ch/cdd/iec61987/iec61987.nsf/PropertiesAllVersions/0112-2---61987%23ABF531
0112/2///61987#ABB656 | 001 | 04 | 0112/2///61987#ABB656#001 | zero point error |  |  |  |  | absolute error of a device under reference conditions, when the input is at the lower range value |  |  | % |  |  | REAL_MEASURE_TYPE |  |  | IEC 61298 |  | NON_DEPENDENT_P_DET | [5 empty] | 0112/2///61987#ABC068 - Accuracy expressed as a percentage [2]0112/2///61987#ABE365 - Accuracy expressed as a percentage [3]0112/2///61987#ABE702 - Accuracy expressed as a percentage [4]0112/2///61987#ABG353 - Accuracy expressed as a percentage [5]0112/2///61987#ABJ595 - Accuracy expressed as a percentage [6]0112/2///61987#ABG352 - Accuracy expressed as a percentage [7] | 0112/2///61987#ABA000 | 0112/2///62720#UAA000 - percent |  | 0112/2///61987#ABT533 - Percentage | Standard |  |  |  | SC65E – IEC 61987 | - | C00004 |  | 0112-2---61987#ABB656 | https://cdd.iec.ch/cdd/iec61987/iec61987.nsf/PropertiesAllVersions/0112-2---61987%23ABB656
0112/2///61987#ABD024 | 001 | 02 | 0112/2///61987#ABD024#001 | reference to Material of shaft |  |  |  |  | reference to block ABC394 | [5 empty] | CLASS_REFERENCE_TYPE(0112/2///61987#ABC394) 0112/2///61987#ABC394 - Material of shaft |  |  |  |  | NON_DEPENDENT_P_DET | [5 empty] | 0112/2///61987#ABC627 - Structural design of a helix flow transmitter or gauge0112/2///61987#ABC632 - Structural design of a piston flow transmitter or gauge0112/2///61987#ABC640 - Structural design of an (oval) gear flow transmitter or gauge | 0112/2///61987#ABA000 |  |  |  | Standard |  |  |  | SC65E – IEC 61987 | - | C00004 |  | 0112-2---61987#ABD024 | https://cdd.iec.ch/cdd/iec61987/iec61987.nsf/PropertiesAllVersions/0112-2---61987%23ABD024
0112/2///61987#ABF752 | 001 | 02 | 0112/2///61987#ABF752#001 | reference to External switch |  |  |  |  | reference to block ABF210 | [5 empty] | CLASS_REFERENCE_TYPE(0112/2///61987#ABF210) 0112/2///61987#ABF210 - External switch |  |  |  |  | DEPENDENT_P_DET | [5 empty] | 0112/2///61987#ABF217 - Structural design of a magnetic level gauge | 0112/2///61987#ABA000 |  |  |  | Standard |  | IEC 61987 | IEC | IEC SC65E | 0112/2///61987#ABF209 - number of external switches | C00112 |  | 0112-2---61987#ABF752 | https://cdd.iec.ch/cdd/iec61987/iec61987.nsf/PropertiesAllVersions/0112-2---61987%23ABF752
0112/2///61987#ABV015 | 001 | 02 | 0112/2///61987#ABV015#001 | reference to Binary relay output |  |  |  |  | reference to block ABC144 | [5 empty] | CLASS_REFERENCE_TYPE(0112/2///61987#ABC144) 0112/2///61987#ABC144 - Binary relay output |  |  |  |  | DEPENDENT_P_DET | [5 empty] | 0112/2///61987#ABG142 - Type of output [12]0112/2///61987#ABG143 - Type of output [13]0112/2///61987#ABG145 - Type of output [15]0112/2///61987#ABG147 - Type of output [17]0112/2///61987#ABG154 - Type of output [24]0112/2///61987#ABG155 - Type of output [25]0112/2///61987#ABG156 - Type of output [26]0112/2///61987#ABG144 - Type of output [14]0112/2///61987#ABG146 - Type of output [16] | 0112/2///61987#ABA000 |  |  |  | Standard |  | IEC 61987 | IEC | IEC/SC 65E | 0112/2///61987#ABV004 - output type [14] | C00128 |  | 0112-2---61987#ABV015 | https://cdd.iec.ch/cdd/iec61987/iec61987.nsf/PropertiesAllVersions/0112-2---61987%23ABV015
0112/2///61987#ABU529 | 002 | 02 | 0112/2///61987#ABU529#002 | output type [8] |  |  |  |  | polymorphic control property |  | polymorphic control property; Id specified in IEC61987-22: ABB205 |  |  |  | ENUM_STRING_TYPE(0112/2///61987#ABU511(Pneumatic/hydraulic output for postioner ,Analog current output [6],Analog voltage output [5],Frequency output [5],Manufacturer-specific output [3],Pneumatic/hydraulic output [4])) |  | 0112/2///61987#ABU511 |  |  | CONDITION_DET |  |  | 0112/2///61987#ABU511 | 0112/2///61987#ABU501 - IEC61987-11 Name of Pneumatic/hydraulic output for positioner0112/2///61987#ABU502 - IEC61987-11 Name of Analog current output [6]0112/2///61987#ABU503 - IEC61987-11 Name of Analog voltage output [5]0112/2///61987#ABU504 - IEC61987-11 Name of Frequency output [5]0112/2///61987#ABU070 - IEC61987-11 Name of Binary output IEC 60947-5-6 (NAMUR)0112/2///61987#ABU071 - IEC61987-11 Name of Binary current output0112/2///61987#ABU072 - IEC61987-11 Name of Binary isolated output0112/2///61987#ABU073 - IEC61987-11 Name of Binary electronic output0112/2///61987#ABU505 - IEC61987-11 Name of Manufacturer-specific output [5]0112/2///61987#ABU506 - IEC61987-11 Name of Pneumatic/hydraulic output [4]0112/2///61987#ABU568 - IEC61987-11 Name of Binary pneumatic/hydraulic output |  | 0112/2///61987#ABE042 - Type of output [8] | 0112/2///61987#ABA000 |  |  |  | Standard |  | IEC 61987 | IEC | IEC/SC 65E | - | C00112 |  | 0112-2---61987#ABU529 | https://cdd.iec.ch/cdd/iec61987/iec61987.nsf/PropertiesAllVersions/0112-2---61987%23ABU529
0112/2///61987#ABF647 | 001 | 01 | 0112/2///61987#ABF647#001 | reference to Measuring range for concentration |  |  |  |  | reference to block ABE785 | [5 empty] | CLASS_REFERENCE_TYPE(0112/2///61987#ABE785) 0112/2///61987#ABE785 - Measuring range for concentration |  |  |  |  | NON_DEPENDENT_P_DET | [5 empty] | 0112/2///61987#ABE784 - Concentration measurement | 0112/2///61987#ABA000 |  |  |  | Standard |  | IEC 61987 | IEC | SC65E | - | C00017 | 001-01 (2018-03-28 07:27:08 by BATCH 00000762) standard | 0112-2---61987#ABF647 | https://cdd.iec.ch/cdd/iec61987/iec61987.nsf/PropertiesAllVersions/0112-2---61987%23ABF647
0112/2///61987#ABA105 | 001 | 01 | 0112/2///61987#ABA105#001 | contact name |  |  |  |  | surname of a contact person | [5 empty] | STRING_TYPE |  |  |  |  | NON_DEPENDENT_P_DET | [5 empty] | 0112/2///61987#ABI572 - Contact information | 0112/2///61987#ABA000 |  |  |  | Standard |  | IEC 61987 |  | SC65E – IEC 61987 | - | C00018 | 001-01 (2019-03-08 15:35:27 by BATCH 00000766) standard | 0112-2---61987#ABA105 | https://cdd.iec.ch/cdd/iec61987/iec61987.nsf/PropertiesAllVersions/0112-2---61987%23ABA105
0112/2///61987#ABE668 | 001 | 01 | 0112/2///61987#ABE668#001 | critical differential pressure ratio XT |  |  |  |  | pressure differential ratio factor of a control valve installed without reducers or other fittings |  |  | 1 |  |  | REAL_MEASURE_TYPE |  |  | IEC 60534-2-1 |  | NON_DEPENDENT_P_DET | [5 empty] | 0112/2///61987#ABE562 - Parameters of restriction orifice/diffuser0112/2///61987#ABE658 - Calculation results of flow modification accessory | 0112/2///61987#ABA000 | 0112/2///62720#UAA915 - quantity of dimension one |  |  | Standard |  |  |  |  | - | C00019 | 001-01 (2018-03-28 07:27:01 by BATCH 00000762) standard | 0112-2---61987#ABE668 | https://cdd.iec.ch/cdd/iec61987/iec61987.nsf/PropertiesAllVersions/0112-2---61987%23ABE668
0112/2///61987#ABE484 | 001 | 01 | 0112/2///61987#ABE484#001 | number of pneumatic solenoid valve inputs |  |  |  |  | @number of pneumatic solenoid valve inputs |  | Cardinality property |  |  |  | INT_TYPE |  |  |  |  | CONDITION_DET | [5 empty] | 0112/2///61987#ABE569 - Input [14] | 0112/2///61987#ABA000 |  |  |  | Standard |  | IEC 61987 | IEC | SC65E | - | C00016 | 001-01 (2018-03-28 07:27:00 by BATCH 00000762) standard | 0112-2---61987#ABE484 | https://cdd.iec.ch/cdd/iec61987/iec61987.nsf/PropertiesAllVersions/0112-2---61987%23ABE484
0112/2///61987#ABF458 | 001 | 01 | 0112/2///61987#ABF458#001 | material of screening |  |  |  |  | material of which the screening is made | [5 empty] | STRING_TYPE |  |  |  |  | NON_DEPENDENT_P_DET | [5 empty] | 0112/2///61987#ABF465 - Container of nuclear source | 0112/2///61987#ABA000 |  |  |  | Standard |  | IEC 61987 | IEC | SC65E | - | C00018 | 001-01 (2018-03-28 07:27:07 by BATCH 00000762) standard | 0112-2---61987#ABF458 | https://cdd.iec.ch/cdd/iec61987/iec61987.nsf/PropertiesAllVersions/0112-2---61987%23ABF458
0112/2///61987#ABF643 | 001 | 01 | 0112/2///61987#ABF643#001 | type of ultrasonic density transmitter |  |  |  |  | sensor assembly of an ultrasonic density transmitter according to its method of mounting | [5 empty] | STRING_TYPE |  |  |  |  | NON_DEPENDENT_P_DET | [5 empty] | 0112/2///61987#ABF636 - Structural design of an ultrasonic density transmitter | 0112/2///61987#ABA000 |  |  |  | Standard |  | IEC 61987 | IEC | SC65E | - | C00017 | 001-01 (2018-03-28 07:27:08 by BATCH 00000762) standard | 0112-2---61987#ABF643 | https://cdd.iec.ch/cdd/iec61987/iec61987.nsf/PropertiesAllVersions/0112-2---61987%23ABF643
0112/2///61987#ABB939 | 001 | 02 | 0112/2///61987#ABB939#001 | type of fitting |  |  |  |  | classification of an adapter for tubing and piping purposes according to its design | [5 empty] | STRING_TYPE |  |  |  |  | NON_DEPENDENT_P_DET | [5 empty] | 0112/2///61987#ABC513 - Pneumatic/hydraulic connection | 0112/2///61987#ABA000 |  |  |  | Standard |  |  |  | SC65E – IEC 61987 | - | C00004 |  | 0112-2---61987#ABB939 | https://cdd.iec.ch/cdd/iec61987/iec61987.nsf/PropertiesAllVersions/0112-2---61987%23ABB939
0112/2///61987#ABU211 | 001 | 03 | 0112/2///61987#ABU211#001 | reference to Inline thermal mass flow transmitter |  |  |  |  | reference to block ABC288 |  | Id specified in IEC61987-12/-13: ABC918 |  |  |  | CLASS_REFERENCE_TYPE(0112/2///61987#ABC288) 0112/2///61987#ABC288 - Inline thermal mass flow transmitter |  |  |  |  | DEPENDENT_P_DET | [5 empty] | 0112/2///61987#ABC635 - Structural design of a thermal mass flow transmitter | 0112/2///61987#ABA000 |  |  |  | Standard |  |  |  | SC65E – IEC 61987 | 0112/2///61987#ABU204 - thermal mass flow transmitter mounting type | C00004 |  | 0112-2---61987#ABU211 | https://cdd.iec.ch/cdd/iec61987/iec61987.nsf/PropertiesAllVersions/0112-2---61987%23ABU211
0112/2///61987#ABD208 | 001 | 02 | 0112/2///61987#ABD208#001 | reference to Retractable electromagnetic insertion flow transmitter |  |  |  |  | reference to block ABC582 | [5 empty] | CLASS_REFERENCE_TYPE(0112/2///61987#ABC582) 0112/2///61987#ABC582 - Retractable electromagnetic insertion flow transmitter |  |  |  |  | NON_DEPENDENT_P_DET | [5 empty] | 0112/2///61987#ABC643 - Structural design of an electromagnetic insertion flow transmitter | 0112/2///61987#ABA000 |  |  |  | Standard |  |  |  | SC65E – IEC 61987 | - | C00004 |  | 0112-2---61987#ABD208 | https://cdd.iec.ch/cdd/iec61987/iec61987.nsf/PropertiesAllVersions/0112-2---61987%23ABD208
0112/2///61987#ABE269 | 001 | 02 | 0112/2///61987#ABE269#001 | reference to Steam jacket |  |  |  |  | reference to block ABE013 | [5 empty] | CLASS_REFERENCE_TYPE(0112/2///61987#ABE013) 0112/2///61987#ABE013 - Steam jacket |  |  |  |  | NON_DEPENDENT_P_DET | [5 empty] | 0112/2///61987#ABE039 - Trace heating system [2] | 0112/2///61987#ABA000 |  |  |  | Standard |  |  |  |  | - | C00004 |  | 0112-2---61987#ABE269 | https://cdd.iec.ch/cdd/iec61987/iec61987.nsf/PropertiesAllVersions/0112-2---61987%23ABE269
0112/2///61987#ABH744 | 001 | 02 | 0112/2///61987#ABH744#001 | reference to Calibration point of density |  |  |  |  | reference to block ABH632 | [5 empty] | CLASS_REFERENCE_TYPE(0112/2///61987#ABH632) 0112/2///61987#ABH632 - Calibration point of density |  |  |  |  | DEPENDENT_P_DET | [5 empty] | 0112/2///61987#ABH614 - Calibration of density | 0112/2///61987#ABA000 |  |  |  | Standard |  | IEC 61987 | IEC | IEC SC65E | 0112/2///61987#ABH594 - number of calibration points | C00112 |  | 0112-2---61987#ABH744 | https://cdd.iec.ch/cdd/iec61987/iec61987.nsf/PropertiesAllVersions/0112-2---61987%23ABH744
0112/2///61987#ABH927 | 003 | 02 | 0112/2///61987#ABH927#003 | function check | FUNCTION_CHECK |  |  |  | parameter, the value of which indicates whether a device is in a function check mode and the output signals are temporarily invalid | [5 empty] | BOOLEAN_TYPE |  |  |  |  | NON_DEPENDENT_P_DET | [5 empty] | 0112/2///61987#ABH842 - Diagnostic status0112/2///61987#ABN972 - Device diagnostic status | 0112/2///61987#ABA000 |  |  |  | Standard |  | IEC 61987 | IEC | IEC SC65E | - | C00112 |  | 0112-2---61987#ABH927 | https://cdd.iec.ch/cdd/iec61987/iec61987.nsf/PropertiesAllVersions/0112-2---61987%23ABH927
0112/2///61987#ABB135 | 001 | 03 | 0112/2///61987#ABB135#001 | number of pulse generators |  |  |  |  | @number of pulse generators |  | cardinality property |  |  |  | INT_TYPE |  |  |  |  | CONDITION_DET | [5 empty] | 0112/2///61987#ABC627 - Structural design of a helix flow transmitter or gauge0112/2///61987#ABC628 - Structural design of a positive displacement flow transmitter or gauge0112/2///61987#ABC632 - Structural design of a piston flow transmitter or gauge0112/2///61987#ABC633 - Structural design of a rotating element flow transmitter or gauge0112/2///61987#ABC640 - Structural design of an (oval) gear flow transmitter or gauge | 0112/2///61987#ABA000 |  |  |  | Standard |  |  |  | SC65E – IEC 61987 | - | C00004 |  | 0112-2---61987#ABB135 | https://cdd.iec.ch/cdd/iec61987/iec61987.nsf/PropertiesAllVersions/0112-2---61987%23ABB135
0112/2///61987#ABE954 | 001 | 01 | 0112/2///61987#ABE954#001 | average influence of process pressure on level |  |  |  |  | change in output of a level measuring device caused by a change in process pressure with respect to reference conditions, expressed as the average error across the specified process pressure range |  |  | m/bar |  |  | REAL_MEASURE_TYPE |  |  |  |  | NON_DEPENDENT_P_DET | [5 empty] | 0112/2///61987#ABE949 - Influence of external quantities expressed for level | 0112/2///61987#ABA000 | 0112/2///62720#UAA731 - metre per bar |  | 0112/2///61987#ABT550 - Length per pressure | Standard |  | IEC 61987 | IEC | SC65E | - | C00018 | 001-01 (2018-03-28 07:27:03 by BATCH 00000762) standard | 0112-2---61987#ABE954 | https://cdd.iec.ch/cdd/iec61987/iec61987.nsf/PropertiesAllVersions/0112-2---61987%23ABE954
0112/2///61987#ABH926 | 002 | 01 | 0112/2///61987#ABH926#002 | failure | FAILURE |  |  |  | parameter, the value of which indicates a failure of the device | [5 empty] | BOOLEAN_TYPE |  |  |  |  | NON_DEPENDENT_P_DET | [5 empty] | 0112/2///61987#ABH842 - Diagnostic status0112/2///61987#ABN972 - Device diagnostic status | 0112/2///61987#ABA000 |  |  |  | Standard |  |  |  | SC65E – IEC 61987 | - | C00018 |  | 0112-2---61987#ABH926 | https://cdd.iec.ch/cdd/iec61987/iec61987.nsf/PropertiesAllVersions/0112-2---61987%23ABH926
0112/2///61987#ABB296 | 001 | 02 | 0112/2///61987#ABB296#001 | designation of phase |  |  |  |  | name of a phase | [5 empty] | STRING_TYPE |  |  |  |  | NON_DEPENDENT_P_DET | [5 empty] | 0112/2///61987#ABC103 - Aqueous phase0112/2///61987#ABC323 - Liquid phase0112/2///61987#ABC447 - Non-aqueous liquid phase0112/2///61987#ABC597 - Solid/particle phase [pressure]0112/2///61987#ABC598 - Solid/particle phase [flow]0112/2///61987#ABC679 - Gas/vapor phase [pressure]0112/2///61987#ABC680 - Gas/vapor phase [flow]0112/2///61987#ABG460 - Aqueous phase [density]0112/2///61987#ABG462 - Non-aqueous liquid phase [density]0112/2///61987#ABG464 - Gas/vapor phase [density]0112/2///61987#ABG466 - Solid/particle phase [density] | 0112/2///61987#ABA000 |  |  |  | Standard |  |  |  | SC65E – IEC 61987 | - | C00004 |  | 0112-2---61987#ABB296 | https://cdd.iec.ch/cdd/iec61987/iec61987.nsf/PropertiesAllVersions/0112-2---61987%23ABB296
0112/2///61987#ABC871 | 004 | 02 | 0112/2///61987#ABC871#004 | reference to Fieldbus certificate |  |  |  |  | reference to block ABC241 | [5 empty] | CLASS_REFERENCE_TYPE(0112/2///61987#ABC241) 0112/2///61987#ABC241 - Fieldbus certificate |  |  |  |  | DEPENDENT_P_DET | [5 empty] | 0112/2///61987#ABC156 - Certificates and approvals0112/2///61987#ABD818 - Certificates and approvals [3]0112/2///61987#ABE718 - Certificates and approvals [4]0112/2///61987#ABE720 - Certificates and approvals [5] | 0112/2///61987#ABA000 |  |  |  | Standard |  | IEC 61987 | IEC | IEC SC65E | 0112/2///61987#ABA282 - number of fieldbus certificates | C00112 |  | 0112-2---61987#ABC871 | https://cdd.iec.ch/cdd/iec61987/iec61987.nsf/PropertiesAllVersions/0112-2---61987%23ABC871
0112/2///61987#ABB831 | 001 | 03 | 0112/2///61987#ABB831#001 | average influence of ambient temperature on dynamic viscosity |  |  |  |  | change in output of a dynamic viscosity measuring device caused by a change in ambient temperature with respect to reference conditions, expressed as the average error across the specified ambient temperature range |  |  | mPa·s/K |  |  | REAL_MEASURE_TYPE |  |  |  |  | NON_DEPENDENT_P_DET | [5 empty] | 0112/2///61987#ABC278 - Influence of external quantities expressed for dynamic viscosity | 0112/2///61987#ABA000 | 0112/2///62720#UAA798 - millipascal second per kelvin |  | 0112/2///61987#ABT591 - Dynamic viscosity per temperature | Standard |  |  |  | SC65E – IEC 61987 | - | C00018 |  | 0112-2---61987#ABB831 | https://cdd.iec.ch/cdd/iec61987/iec61987.nsf/PropertiesAllVersions/0112-2---61987%23ABB831
0112/2///61987#ABD049 | 001 | 02 | 0112/2///61987#ABD049#001 | reference to Measuring range for other variable |  |  |  |  | reference to block ABC419 | [5 empty] | CLASS_REFERENCE_TYPE(0112/2///61987#ABC419) 0112/2///61987#ABC419 - Measuring range for other variable |  |  |  |  | NON_DEPENDENT_P_DET | [5 empty] | 0112/2///61987#ABC475 - Other variable | 0112/2///61987#ABA000 |  |  |  | Standard |  |  |  | SC65E – IEC 61987 | - | C00004 |  | 0112-2---61987#ABD049 | https://cdd.iec.ch/cdd/iec61987/iec61987.nsf/PropertiesAllVersions/0112-2---61987%23ABD049
0112/2///61987#ABE275 | 001 | 02 | 0112/2///61987#ABE275#001 | reference to Structural design [pressure reducing regulator/excess pressure regulator] |  |  |  |  | reference to block ABE019 | [5 empty] | CLASS_REFERENCE_TYPE(0112/2///61987#ABE019) 0112/2///61987#ABE019 - Structural design [pressure reducing regulator or back pressure/excess pressure regulator] |  |  |  |  | NON_DEPENDENT_P_DET | [5 empty] | 0112/2///61987#ABD931 - Mechanical and electrical construction [pressure reducing regulator or back pressure/excess pressure regulator] | 0112/2///61987#ABA000 |  |  |  | Standard |  |  |  |  | - | C00004 |  | 0112-2---61987#ABE275 | https://cdd.iec.ch/cdd/iec61987/iec61987.nsf/PropertiesAllVersions/0112-2---61987%23ABE275
0112/2///61987#ABD765 | 003 | 01 | 0112/2///61987#ABD765#003 | type of relief valve |  |  |  |  | classification of the pressure relief of a pressure reducing regulator or a back pressure regulator according to kind of pressure relief | [5 empty] | ENUM_CODE_TYPE(0112/2///61987#ABL477) |  |  |  |  | DEPENDENT_P_DET |  |  | 0112/2///61987#ABL477 | 0112/2///61987#ABL173 - internal0112/2///61987#ABL174 - external0112/2///61987#ABM560 - without0112/2///61987#ABI407 - others |  | 0112/2///61987#ABE035 - Structural design of a pressure reducing regulator or back pressure/excess pressure regulator0112/2///61987#ABE611 - Structural design of a filter regulator | 0112/2///61987#ABA000 |  |  |  | Standard |  |  |  |  | 0112/2///61987#ABI406 - empty_property | C00091 |  | 0112-2---61987#ABD765 | https://cdd.iec.ch/cdd/iec61987/iec61987.nsf/PropertiesAllVersions/0112-2---61987%23ABD765
0112/2///61987#ABF061 | 001 | 01 | 0112/2///61987#ABF061#001 | upper range-limit of voltage |  |  |  |  | highest value of voltage that a device can be adjusted to measure within the specified accuracy limits |  |  | mV |  |  | REAL_MEASURE_TYPE |  |  |  |  | NON_DEPENDENT_P_DET | [5 empty] | 0112/2///61987#ABF057 - Measuring range for voltage0112/2///61987#ABP072 - Selectable RMS voltage input range | 0112/2///61987#ABA000 | 0112/2///62720#UAA804 - millivolt |  | 0112/2///61987#ABT506 - Voltage | Standard |  | IEC 61987 | IEC | SC65E | - | C00019 | 001-01 (2018-03-28 07:27:04 by BATCH 00000762) standard | 0112-2---61987#ABF061 | https://cdd.iec.ch/cdd/iec61987/iec61987.nsf/PropertiesAllVersions/0112-2---61987%23ABF061
0112/2///61987#ABF833 | 001 | 01 | 0112/2///61987#ABF833#001 | reference to Material of base plate |  |  |  |  | reference to block ABF546 | [5 empty] | CLASS_REFERENCE_TYPE(0112/2///61987#ABF546) 0112/2///61987#ABF546 - Material of base plate |  |  |  |  | NON_DEPENDENT_P_DET | [5 empty] | 0112/2///61987#ABF542 - Laser probe | 0112/2///61987#ABA000 |  |  |  | Standard |  | IEC 61987 | IEC | SC65E | - | C00018 | 001-01 (2018-03-28 07:27:09 by BATCH 00000762) standard | 0112-2---61987#ABF833 | https://cdd.iec.ch/cdd/iec61987/iec61987.nsf/PropertiesAllVersions/0112-2---61987%23ABF833
0112/2///61987#ABA235 | 005 | 01 | 0112/2///61987#ABA235#005 | number of sanitary approvals |  |  |  |  | @number of sanitary approvals |  | cardinality property |  |  |  | INT_TYPE |  |  |  |  | CONDITION_DET | [5 empty] | 0112/2///61987#ABC102 - Approval for use in special applications0112/2///61987#ABD804 - Approval for use in special applications [2]0112/2///61987#ABE722 - Approval for use in special applications [4]0112/2///61987#ABE724 - Approval for use in special applications [5] | 0112/2///61987#ABA000 |  |  |  | Standard |  |  |  | SC65E – IEC 61987 | - | C00004 |  | 0112-2---61987#ABA235 | https://cdd.iec.ch/cdd/iec61987/iec61987.nsf/PropertiesAllVersions/0112-2---61987%23ABA235
0112/2///61987#ABC858 | 003 | 01 | 0112/2///61987#ABC858#003 | reference to Environmental design conditions |  |  |  |  | reference to block ABC228 | [5 empty] | CLASS_REFERENCE_TYPE(0112/2///61987#ABC228) 0112/2///61987#ABC228 - Environmental design conditions |  |  |  |  | NON_DEPENDENT_P_DET | [5 empty] | 0112/2///61987#ABC267 - High/single pressure side operating conditions for device design0112/2///61987#ABC326 - Low pressure side operating conditions for device design0112/2///61987#ABG467 - Operating conditions for device design [level]0112/2///61987#ABG468 - Operating conditions for device design [temperature]0112/2///61987#ABG469 - Operating conditions for device design [density]0112/2///61987#ABC459 - Operating conditions for device design | 0112/2///61987#ABA000 |  |  |  | Standard |  |  |  | SC65E – IEC 61987 | - | C00004 |  | 0112-2---61987#ABC858 | https://cdd.iec.ch/cdd/iec61987/iec61987.nsf/PropertiesAllVersions/0112-2---61987%23ABC858
0112/2///61987#ABC824 | 003 | 01 | 0112/2///61987#ABC824#003 | reference to Diagnosis |  |  |  |  | reference to block ABC194 | [5 empty] | CLASS_REFERENCE_TYPE(0112/2///61987#ABC194) 0112/2///61987#ABC194 - Diagnosis |  |  |  |  | NON_DEPENDENT_P_DET | [5 empty] | 0112/2///61987#ABC458 - Operability | 0112/2///61987#ABA000 |  |  |  | Standard |  |  |  | SC65E – IEC 61987 | - | C00004 |  | 0112-2---61987#ABC824 | https://cdd.iec.ch/cdd/iec61987/iec61987.nsf/PropertiesAllVersions/0112-2---61987%23ABC824
0112/2///61987#ABU192 | 001 | 03 | 0112/2///61987#ABU192#001 | reference to Percentage performance |  |  |  |  | reference to block ABC489 |  | Id specified in IEC61987-12/-13: ABD119 |  |  |  | CLASS_REFERENCE_TYPE(0112/2///61987#ABC489) 0112/2///61987#ABC489 - Percentage performance |  |  |  |  | DEPENDENT_P_DET | [5 empty] | 0112/2///61987#ABC672 - Type of performance variable [2] | 0112/2///61987#ABA000 |  |  |  | Standard |  |  |  | SC65E – IEC 61987 | 0112/2///61987#ABU168 - performance variable type [2] | C00004 |  | 0112-2---61987#ABU192 | https://cdd.iec.ch/cdd/iec61987/iec61987.nsf/PropertiesAllVersions/0112-2---61987%23ABU192
0112/2///61987#ABV030 | 001 | 01 | 0112/2///61987#ABV030#001 | reference to Assigned other variable range |  |  |  |  | reference to block ABC114 | [5 empty] | CLASS_REFERENCE_TYPE(0112/2///61987#ABC114) 0112/2///61987#ABC114 - Assigned other variable range |  |  |  |  | DEPENDENT_P_DET | [5 empty] | 0112/2///61987#ABG089 - Assigned variable [9]0112/2///61987#ABG090 - Assigned variable [10]0112/2///61987#ABG091 - Assigned variable [11]0112/2///61987#ABG092 - Assigned variable [12]0112/2///61987#ABG097 - Assigned variable [17]0112/2///61987#ABH044 - Assigned variable [22]0112/2///61987#ABV037 - Assigned variable [18]0112/2///61987#ABV039 - Assigned variable [8] | 0112/2///61987#ABA000 |  |  |  | Standard |  | IEC 61987 | IEC | SC65E | 0112/2///61987#ABV007 - assigned variable type [10] | C00018 | 001-01 (2018-03-28 07:27:23 by BATCH 00000762) standard | 0112-2---61987#ABV030 | https://cdd.iec.ch/cdd/iec61987/iec61987.nsf/PropertiesAllVersions/0112-2---61987%23ABV030
0112/2///61987#ABJ373 | 001 | 01 | 0112/2///61987#ABJ373#001 | reference to DISCRETE_READBACK |  |  |  |  | reference to block ABI735 | [5 empty] | CLASS_REFERENCE_TYPE(0112/2///61987#ABI735) 0112/2///61987#ABI735 - DISCRETE_READBACK |  |  |  |  | NON_DEPENDENT_P_DET | [5 empty] | 0112/2///61987#ABH890 - Discrete output function block0112/2///61987#ABI752 - On-off actuation technology block | 0112/2///61987#ABA000 |  |  |  | Standard |  |  |  | SC65E – IEC 61987 | - | C00018 | 001-01 (2019-03-08 15:35:33 by BATCH 00000766) standard | 0112-2---61987#ABJ373 | https://cdd.iec.ch/cdd/iec61987/iec61987.nsf/PropertiesAllVersions/0112-2---61987%23ABJ373
0112/2///61987#ABA148 | 001 | 01 | 0112/2///61987#ABA148#001 | number of phones |  |  |  |  | cardinality property for phone | [5 empty] | INT_TYPE |  |  |  |  | CONDITION_DET | [5 empty] | 0112/2///61987#ABI571 - Address0112/2///61987#ABI572 - Contact information | 0112/2///61987#ABA000 |  |  |  | Standard |  | IEC 61987 |  | SC65E – IEC 61987 | - | C00018 | 001-01 (2019-03-08 15:35:27 by BATCH 00000766) standard | 0112-2---61987#ABA148 | https://cdd.iec.ch/cdd/iec61987/iec61987.nsf/PropertiesAllVersions/0112-2---61987%23ABA148
0112/2///61987#ABN980 | 001 | 01 | 0112/2///61987#ABN980#001 | reference to Device LOP for valve body assembly |  |  |  |  | reference to block ABE310 | [5 empty] | CLASS_REFERENCE_TYPE(0112/2///61987#ABE310) 0112/2///61987#ABE310 - Device LOP for valve body assembly |  |  |  |  | NON_DEPENDENT_P_DET | [5 empty] | 0112/2///61987#ABE330 - Valve body assembly (generic) | 0112/2///61987#ABA000 |  |  |  | Standard |  |  |  |  | - | C0004 | 001-01 (2020-02-28 08:56:13 by BATCH 00000784) standard | 0112-2---61987#ABN980 | https://cdd.iec.ch/cdd/iec61987/iec61987.nsf/PropertiesAllVersions/0112-2---61987%23ABN980
0112/2///61987#ABB800 | 001 | 02 | 0112/2///61987#ABB800#001 | reference condition |  |  |  |  | condition at which the performance of a device was tested | [5 empty] | STRING_TYPE |  |  |  |  | NON_DEPENDENT_P_DET | [5 empty] | 0112/2///61987#ABC259 - Further reference condition | 0112/2///61987#ABA000 |  |  |  | Standard |  |  |  | SC65E – IEC 61987 | - | C00004 |  | 0112-2---61987#ABB800 | https://cdd.iec.ch/cdd/iec61987/iec61987.nsf/PropertiesAllVersions/0112-2---61987%23ABB800
0112/2///61987#ABF602 | 001 | 01 | 0112/2///61987#ABF602#001 | zero point error of mass fraction |  |  |  |  | absolute error of a device measuring mass fraction under reference conditions, when the input is at the lower range value |  |  | % |  |  | REAL_MEASURE_TYPE |  |  |  |  | NON_DEPENDENT_P_DET | [5 empty] | 0112/2///61987#ABF608 - Absolute performance for mass fraction | 0112/2///61987#ABA000 | 0112/2///62720#UAA000 - percent |  | 0112/2///61987#ABT533 - Percentage | Standard |  | IEC 61987 | IEC | SC65E | - | C00018 | 001-01 (2018-03-28 07:27:08 by BATCH 00000762) standard | 0112-2---61987#ABF602 | https://cdd.iec.ch/cdd/iec61987/iec61987.nsf/PropertiesAllVersions/0112-2---61987%23ABF602
0112/2///61987#ABH312 | 001 | 01 | 0112/2///61987#ABH312#001 | reference to Material of antenna |  |  |  |  | reference to block ABH213 | [5 empty] | CLASS_REFERENCE_TYPE(0112/2///61987#ABH213) 0112/2///61987#ABH213 - Material of antenna |  |  |  |  | NON_DEPENDENT_P_DET | [5 empty] | 0112/2///61987#ABH208 - Structural design of an antenna | 0112/2///61987#ABA000 |  |  |  | Standard |  |  |  | SC65E – IEC 61987 | - | C0018 | 001-01 (2018-03-28 07:27:14 by BATCH 00000762) standard | 0112-2---61987#ABH312 | https://cdd.iec.ch/cdd/iec61987/iec61987.nsf/PropertiesAllVersions/0112-2---61987%23ABH312
0112/2///61987#ABH004 | 001 | 01 | 0112/2///61987#ABH004#001 | reference to Structural design [vibrating tube density transmitter] |  |  |  |  | reference to block ABG444 | [5 empty] | CLASS_REFERENCE_TYPE(0112/2///61987#ABG444) 0112/2///61987#ABG444 - Structural design [vibrating tube density transmitter] |  |  |  |  | NON_DEPENDENT_P_DET | [5 empty] | 0112/2///61987#ABG399 - Mechanical and electrical construction [vibrating tube density transmitter] | 0112/2///61987#ABA000 |  |  |  | Standard |  | IEC 61987 | IEC | SC65E | - | C00017 | 001-01 (2018-03-28 07:27:12 by BATCH 00000762) standard | 0112-2---61987#ABH004 | https://cdd.iec.ch/cdd/iec61987/iec61987.nsf/PropertiesAllVersions/0112-2---61987%23ABH004
0112/2///61987#ABD190 | 001 | 02 | 0112/2///61987#ABD190#001 | reference to Rated Operating Conditions [4] |  |  |  |  | reference to block ABC560 | [5 empty] | CLASS_REFERENCE_TYPE(0112/2///61987#ABC560) 0112/2///61987#ABC560 - Rated operating conditions [4] |  |  |  |  | NON_DEPENDENT_P_DET | [5 empty] | 0112/2///61987#ABA031 - Device LOP for differential pressure transmitter | 0112/2///61987#ABA000 |  |  |  | Standard |  |  |  | SC65E – IEC 61987 | - | C00004 |  | 0112-2---61987#ABD190 | https://cdd.iec.ch/cdd/iec61987/iec61987.nsf/PropertiesAllVersions/0112-2---61987%23ABD190
0112/2///61987#ABA030 | 001 | 01 | 0112/2///61987#ABA030#001 | public key |  |  |  |  | public part of an unsymmetrical key pair to sign or encrypt text or messages | [5 empty] | STRING_TYPE |  |  |  |  | NON_DEPENDENT_P_DET | [5 empty] | 0112/2///61987#ABA395 - E-mail | 0112/2///61987#ABA000 |  |  |  | Standard |  | IEC 61987 |  | SC65E – IEC 61987 | - | C00018 | 001-01 (2019-03-08 15:35:27 by BATCH 00000766) standard | 0112-2---61987#ABA030 | https://cdd.iec.ch/cdd/iec61987/iec61987.nsf/PropertiesAllVersions/0112-2---61987%23ABA030
0112/2///61987#ABB097 | 002 | 01 | 0112/2///61987#ABB097#002 | type of pressure transmitter construction |  |  |  |  | classification of a pressure transmitter according to the construction of the capsule/measuring cell | [5 empty] | ENUM_CODE_TYPE(0112/2///61987#ABL464) |  |  |  |  | DEPENDENT_P_DET |  |  | 0112/2///61987#ABL464 | 0112/2///61987#ABM524 - inline0112/2///61987#ABM525 - dual head0112/2///61987#ABI407 - others |  | 0112/2///61987#ABC641 - Structural design of an absolute or a gauge pressure transmitter | 0112/2///61987#ABA000 |  |  |  | Standard |  |  |  | SC65E – IEC 61987 | 0112/2///61987#ABI406 - empty_property | C00091 |  | 0112-2---61987#ABB097 | https://cdd.iec.ch/cdd/iec61987/iec61987.nsf/PropertiesAllVersions/0112-2---61987%23ABB097
0112/2///61987#ABH377 | 001 | 01 | 0112/2///61987#ABH377#001 | material of cap or plug |  |  |  |  | material of which a cap or plug is made | [5 empty] | STRING_TYPE |  |  |  |  | NON_DEPENDENT_P_DET | [5 empty] | 0112/2///61987#ABF319 - Structural design of a thermowell | 0112/2///61987#ABA000 |  |  |  | Standard |  |  |  | SC65E – IEC 61987 | - | C0018 | 001-01 (2018-03-28 07:27:15 by BATCH 00000762) standard | 0112-2---61987#ABH377 | https://cdd.iec.ch/cdd/iec61987/iec61987.nsf/PropertiesAllVersions/0112-2---61987%23ABH377
0112/2///61987#ABA173 | 002 | 01 | 0112/2///61987#ABA173#002 | role of contact person |  |  |  |  | function of a contact person in a process | [5 empty] | ENUM_CODE_TYPE(0112/2///61987#ABL279) |  |  |  |  | DEPENDENT_P_DET |  |  | 0112/2///61987#ABL279 | 0112/2///61987#ABL853 - administrative contact0112/2///61987#ABL854 - commercial contact0112/2///61987#ABL855 - hazardous goods contact0112/2///61987#ABL856 - technical contact0112/2///61987#ABI407 - others |  | 0112/2///61987#ABI572 - Contact information | 0112/2///61987#ABA000 |  |  |  | Standard |  | IEC 61987 |  | SC65E – IEC 61987 | 0112/2///61987#ABI406 - empty_property | C00091 |  | 0112-2---61987#ABA173 | https://cdd.iec.ch/cdd/iec61987/iec61987.nsf/PropertiesAllVersions/0112-2---61987%23ABA173
0112/2///61987#ABB863 | 001 | 02 | 0112/2///61987#ABB863#001 | unit of measure for other variable value |  |  |  |  | standardized unit of measure for the value of other variable | [5 empty] | STRING_TYPE |  |  |  |  | NON_DEPENDENT_P_DET | [5 empty] | 0112/2///61987#ABC113 - Assigned other variable pulse value | 0112/2///61987#ABA000 |  |  |  | Standard |  |  |  | SC65E – IEC 61987 | - | C00004 |  | 0112-2---61987#ABB863 | https://cdd.iec.ch/cdd/iec61987/iec61987.nsf/PropertiesAllVersions/0112-2---61987%23ABB863
0112/2///61987#ABB906 | 001 | 04 | 0112/2///61987#ABB906#001 | span error for bilateral application of static pressure |  |  |  |  | difference between the actual span and the ideal span, expressed as percentage of ideal span, when the same static pressure is applied on both sides of a differential pressure transmitter |  |  | % |  |  | REAL_MEASURE_TYPE |  |  |  |  | NON_DEPENDENT_P_DET | [5 empty] | 0112/2///61987#ABC500 - Performance of differential pressure transmitter | 0112/2///61987#ABA000 | 0112/2///62720#UAA000 - percent |  | 0112/2///61987#ABT533 - Percentage | Standard |  |  |  | SC65E – IEC 61987 | - | C00004 |  | 0112-2---61987#ABB906 | https://cdd.iec.ch/cdd/iec61987/iec61987.nsf/PropertiesAllVersions/0112-2---61987%23ABB906
0112/2///61987#ABB602 | 004 | 01 | 0112/2///61987#ABB602#004 | default setting of configurable process diagnostic |  |  |  |  | setting of a configurable process diagnostic as delivered from a factory | [5 empty] | ENUM_CODE_TYPE(0112/2///61987#ABJ771) |  |  |  |  | DEPENDENT_P_DET |  |  | 0112/2///61987#ABJ771 | 0112/2///61987#ABL116 - activated0112/2///61987#ABL117 - idle0112/2///61987#ABI407 - others |  | 0112/2///61987#ABC545 - Process diagnostic | 0112/2///61987#ABA000 |  |  |  | Standard |  |  |  | SC65E – IEC 61987 | 0112/2///61987#ABI406 - empty_property | C00091 |  | 0112-2---61987#ABB602 | https://cdd.iec.ch/cdd/iec61987/iec61987.nsf/PropertiesAllVersions/0112-2---61987%23ABB602
0112/2///61987#ABU879 | 001 | 01 | 0112/2///61987#ABU879#001 | reference to Assigned variable [11] |  |  |  |  | reference to block ABG091 | [5 empty] | CLASS_REFERENCE_TYPE(0112/2///61987#ABG091) 0112/2///61987#ABG091 - Assigned variable [11] |  |  |  |  | NON_DEPENDENT_P_DET | [5 empty] | 0112/2///61987#ABG175 - Analog current output [11]0112/2///61987#ABG184 - Analog voltage output [11]0112/2///61987#ABG193 - Frequency output [11]0112/2///61987#ABG204 - Manufacturer-specific output [11] | 0112/2///61987#ABA000 |  |  |  | Standard |  | IEC 61987 | IEC | SC65E | - | C00018 | 001-01 (2018-03-28 07:27:22 by BATCH 00000762) standard | 0112-2---61987#ABU879 | https://cdd.iec.ch/cdd/iec61987/iec61987.nsf/PropertiesAllVersions/0112-2---61987%23ABU879
0112/2///61987#ABH578 | 001 | 01 | 0112/2///61987#ABH578#001 | value of concentration indicator/display |  |  |  |  | reading of a value on a display or an indicator representing a concentration variable |  |  | mg/m³ |  |  | REAL_MEASURE_TYPE |  |  |  |  | NON_DEPENDENT_P_DET | [5 empty] | 0112/2///61987#ABH651 - Output values of concentration | 0112/2///61987#ABA000 | 0112/2///62720#UAA830 - milligram per metre cubed |  | 0112/2///61987#ABT575 - Mass concentration (mass per volume) | Standard |  | IEC 61987 |  | SC65E – IEC 61987 | - | C00018 | 001-01 (2019-03-08 15:35:29 by BATCH 00000766) standard | 0112-2---61987#ABH578 | https://cdd.iec.ch/cdd/iec61987/iec61987.nsf/PropertiesAllVersions/0112-2---61987%23ABH578
0112/2///61987#ABN666 | 001 | 02 | 0112/2///61987#ABN666#001 | vibration amplitude at the gear meshing frequency |  |  |  |  | performance indicator of vibration calculated from the oscillation amplitude at the rotation frequency of the shaft, multiplied with the number of teeth of the gear mounted at the shaft, expressed as acceleration | Note 1: The oscillation amplitude normally results from a Fourier analysis of the vibration spectrum at the considered frequency or the considered frequencies. Note 2: The method used defining the frequency band and amplitude calculation within the frequency band is regularly defined by the user. |  | m/s² |  |  | REAL_MEASURE_TYPE |  |  |  |  | NON_DEPENDENT_P_DET | [5 empty] | 0112/2///61987#ABN694 - Specific machine vibration measurement variables | 0112/2///61987#ABA000 | 0112/2///62720#UAA736 - metre per second squared |  | 0112/2///61987#ABT587 - Acceleration | Standard |  | IEC 61987 | IEC | IEC SC65E | - | C00112 |  | 0112-2---61987#ABN666 | https://cdd.iec.ch/cdd/iec61987/iec61987.nsf/PropertiesAllVersions/0112-2---61987%23ABN666
0112/2///61987#ABN609 | 001 | 02 | 0112/2///61987#ABN609#001 | reset command |  |  |  | Reset | property the value of which indicates the kind of reset function to be executed |  | also used by Process Automation - Device Information Model (PA-DIM) |  |  |  | ENUM_CODE_TYPE(0112/2///61987#ABN769) |  | 0112/2///61987#ABN769 |  |  | DEPENDENT_P_DET |  |  | 0112/2///61987#ABN769 | 0112/2///61987#ABN824 - no action0112/2///61987#ABN825 - factory reset0112/2///61987#ABN826 - application reset0112/2///61987#ABN827 - communication reset0112/2///61987#ABI407 - others |  | 0112/2///61987#ABN608 - LOPD for general functions | 0112/2///61987#ABA000 |  |  |  | Standard |  | IEC 61987 | IEC | IEC SC65E | 0112/2///61987#ABI406 - empty_property | C00112 |  | 0112-2---61987#ABN609 | https://cdd.iec.ch/cdd/iec61987/iec61987.nsf/PropertiesAllVersions/0112-2---61987%23ABN609
0112/2///61987#ABB236 | 004 | 01 | 0112/2///61987#ABB236#004 | version of communication profile |  |  |  |  | version of the communication profile supported by the device | [5 empty] | STRING_TYPE |  |  |  |  | NON_DEPENDENT_P_DET | [5 empty] | 0112/2///61987#ABC162 - Communication protocol | 0112/2///61987#ABA000 |  |  |  | Standard |  |  |  | SC65E – IEC 61987 | - | C00004 |  | 0112-2---61987#ABB236 | https://cdd.iec.ch/cdd/iec61987/iec61987.nsf/PropertiesAllVersions/0112-2---61987%23ABB236
0112/2///61987#ABP189 | 001 | 01 | 0112/2///61987#ABP189#001 | first test point |  |  |  |  | first of two test points between which a galvanic isolation is stated | [5 empty] | ENUM_CODE_TYPE(0112/2///61987#ABP318) |  |  |  |  | DEPENDENT_P_DET |  |  | 0112/2///61987#ABP318 | 0112/2///61987#ABP369 - channel0112/2///61987#ABP370 - input channel0112/2///61987#ABP371 - output channel0112/2///61987#ABP372 - common0112/2///61987#ABP373 - earth/ground0112/2///61987#ABM219 - power supply0112/2///61987#ABP375 - external power supply0112/2///61987#ABP376 - communication interface0112/2///61987#ABI407 - others |  | 0112/2///61987#ABC261 - Galvanic isolation | 0112/2///61987#ABA000 |  |  |  | Standard |  | IEC 61987 | IEC | IEC/SC 65E | 0112/2///61987#ABI406 - empty_property | C00128 | 001-01 (2023-01-23 14:53:53 by BATCH 00000807) standard | 0112-2---61987#ABP189 | https://cdd.iec.ch/cdd/iec61987/iec61987.nsf/PropertiesAllVersions/0112-2---61987%23ABP189
0112/2///61987#ABB403 | 001 | 02 | 0112/2///61987#ABB403#001 | mean K-factor |  |  |  |  | for a positive displacement flowmeter, the number of pulses per unit volume | [5 empty] | STRING_TYPE |  |  |  |  | NON_DEPENDENT_P_DET | [5 empty] | 0112/2///61987#ABC627 - Structural design of a helix flow transmitter or gauge0112/2///61987#ABC632 - Structural design of a piston flow transmitter or gauge0112/2///61987#ABC633 - Structural design of a rotating element flow transmitter or gauge0112/2///61987#ABC640 - Structural design of an (oval) gear flow transmitter or gauge | 0112/2///61987#ABA000 |  |  |  | Standard |  |  |  | SC65E – IEC 61987 | - | C00004 |  | 0112-2---61987#ABB403 | https://cdd.iec.ch/cdd/iec61987/iec61987.nsf/PropertiesAllVersions/0112-2---61987%23ABB403
0112/2///61987#ABJ598 | 001 | 01 | 0112/2///61987#ABJ598#001 | password protection |  |  |  |  | measure to prevent unauthorized access to a device or an equipment by knowledge available only to selected persons | [5 empty] | STRING_TYPE |  |  |  |  | NON_DEPENDENT_P_DET | [5 empty] | 0112/2///61987#ABC181 - Dependability | 0112/2///61987#ABA000 |  |  |  | Standard |  |  |  | SC65E – IEC 61987 | - | C00018 | 001-01 (2018-03-28 07:27:17 by BATCH 00000762) standard | 0112-2---61987#ABJ598 | https://cdd.iec.ch/cdd/iec61987/iec61987.nsf/PropertiesAllVersions/0112-2---61987%23ABJ598
0112/2///61987#ABC946 | 005 | 01 | 0112/2///61987#ABC946#005 | reference to Limiting environmental design conditions |  |  |  |  | reference to block ABC316 | [5 empty] | CLASS_REFERENCE_TYPE(0112/2///61987#ABC316) 0112/2///61987#ABC316 - Limiting environmental design conditions |  |  |  |  | NON_DEPENDENT_P_DET | [5 empty] | 0112/2///61987#ABC228 - Environmental design conditions0112/2///61987#ABD865 - Environmental design conditions [3]0112/2///61987#ABD866 - Environmental design conditions [2]0112/2///61987#ABP288 - Environmental design conditions [infrastructure device] | 0112/2///61987#ABA000 |  |  |  | Standard |  |  |  | SC65E – IEC 61987 | - | C00004 |  | 0112-2---61987#ABC946 | https://cdd.iec.ch/cdd/iec61987/iec61987.nsf/PropertiesAllVersions/0112-2---61987%23ABC946
0112/2///61987#ABB467 | 002 | 01 | 0112/2///61987#ABB467#002 | method of flow tube grounding |  |  |  |  | means by which the flow tube is grounded | [5 empty] | ENUM_CODE_TYPE(0112/2///61987#ABL433) |  |  |  |  | DEPENDENT_P_DET |  |  | 0112/2///61987#ABL433 | 0112/2///61987#ABM418 - grounding ring0112/2///61987#ABM419 - grounding disk0112/2///61987#ABM420 - no grounding0112/2///61987#ABI407 - others |  | 0112/2///61987#ABC245 - Flow tube of an electromagnetic flow transmitter | 0112/2///61987#ABA000 |  |  |  | Standard |  |  |  | SC65E – IEC 61987 | 0112/2///61987#ABI406 - empty_property | C00091 |  | 0112-2---61987#ABB467 | https://cdd.iec.ch/cdd/iec61987/iec61987.nsf/PropertiesAllVersions/0112-2---61987%23ABB467
0112/2///61987#ABB993 | 002 | 01 | 0112/2///61987#ABB993#002 | type of float element |  |  |  |  | classification of a float element according to its design | [5 empty] | ENUM_CODE_TYPE(0112/2///61987#ABL642) |  |  |  |  | DEPENDENT_P_DET |  |  | 0112/2///61987#ABL642 | 0112/2///61987#ABM449 - standard0112/2///61987#ABN175 - with magnet0112/2///61987#ABN176 - guided0112/2///61987#ABN177 - guided with magnet0112/2///61987#ABI407 - others |  | 0112/2///61987#ABC638 - Structural design of a variable area flow transmitter or gauge | 0112/2///61987#ABA000 |  |  |  | Standard |  |  |  | SC65E – IEC 61987 | 0112/2///61987#ABI406 - empty_property | C00091 |  | 0112-2---61987#ABB993 | https://cdd.iec.ch/cdd/iec61987/iec61987.nsf/PropertiesAllVersions/0112-2---61987%23ABB993
0112/2///61987#ABH506 | 001 | 01 | 0112/2///61987#ABH506#001 | number of certificates or approvals |  |  |  |  | cardinality property for a certificate or approval | [5 empty] | INT_TYPE |  |  |  |  | CONDITION_DET | [5 empty] | 0112/2///61987#ABH517 - Device documents supplied0112/2///61987#ABP026 - Device LOP for I/O modules | 0112/2///61987#ABA000 |  |  |  | Standard |  | IEC 61987 |  | SC65E – IEC 61987 | - | C00018 | 001-01 (2019-03-08 15:35:28 by BATCH 00000766) standard | 0112-2---61987#ABH506 | https://cdd.iec.ch/cdd/iec61987/iec61987.nsf/PropertiesAllVersions/0112-2---61987%23ABH506
0112/2///61987#ABA333 | 001 | 01 | 0112/2///61987#ABA333#001 | purpose |  |  |  |  | an anticipated result or outcome that is intended or that guides planned actions | [5 empty] | STRING_TYPE |  |  |  |  | NON_DEPENDENT_P_DET | [5 empty] | 0112/2///61987#ABA396 - Attachment | 0112/2///61987#ABA000 |  |  |  | Standard |  | IEC 61987 |  | SC65E – IEC 61987 | - | C00018 | 001-01 (2019-03-08 15:35:28 by BATCH 00000766) standard | 0112-2---61987#ABA333 | https://cdd.iec.ch/cdd/iec61987/iec61987.nsf/PropertiesAllVersions/0112-2---61987%23ABA333
0112/2///61987#ABB430 | 005 | 01 | 0112/2///61987#ABB430#005 | calculation report |  |  |  |  | requirement of a report documenting the calculation used in determining the size of a device for a particular application | [5 empty] | STRING_TYPE |  |  |  |  | NON_DEPENDENT_P_DET | [5 empty] | 0112/2///61987#ABC151 - Calculation certificate | 0112/2///61987#ABA000 |  |  |  | Standard |  |  |  | SC65E – IEC 61987 | - | C00004 |  | 0112-2---61987#ABB430 | https://cdd.iec.ch/cdd/iec61987/iec61987.nsf/PropertiesAllVersions/0112-2---61987%23ABB430
0112/2///61987#ABH597 | 002 | 01 | 0112/2///61987#ABH597#002 | reason for value replacement |  |  |  |  | reason for causing an output to be forced to a value independent of the input value | [5 empty] | ENUM_CODE_TYPE(0112/2///61987#ABL586) |  |  |  |  | DEPENDENT_P_DET |  |  | 0112/2///61987#ABL586 | 0112/2///61987#ABM922 - proportional range exceeded0112/2///61987#ABM923 - simulation0112/2///61987#ABM924 - device failure0112/2///61987#ABM925 - low flow cut off0112/2///61987#ABI407 - others |  | 0112/2///61987#ABH596 - Replacement of values | 0112/2///61987#ABA000 |  |  |  | Standard |  | IEC 61987 |  | SC65E – IEC 61987 | 0112/2///61987#ABI406 - empty_property | C00091 |  | 0112-2---61987#ABH597 | https://cdd.iec.ch/cdd/iec61987/iec61987.nsf/PropertiesAllVersions/0112-2---61987%23ABH597
0112/2///61987#ABI432 | 001 | 01 | 0112/2///61987#ABI432#001 | packing unit |  |  |  |  | number items of product per packing | [5 empty] | STRING_TYPE |  |  |  |  | NON_DEPENDENT_P_DET | [5 empty] | 0112/2///61987#ABI417 - Packing information | 0112/2///61987#ABA000 |  |  |  | Standard |  |  |  | SC65E – IEC 61987 | - | C00018 | 001-01 (2019-03-08 15:35:32 by BATCH 00000766) standard | 0112-2---61987#ABI432 | https://cdd.iec.ch/cdd/iec61987/iec61987.nsf/PropertiesAllVersions/0112-2---61987%23ABI432
0112/2///61987#ABN741 | 002 | 01 | 0112/2///61987#ABN741#002 | reference to Specific pressure measurement variables |  |  |  |  | reference to block ABN683 | [5 empty] | CLASS_REFERENCE_TYPE(0112/2///61987#ABN683) 0112/2///61987#ABN683 - Specific pressure measurement variables |  |  |  |  | NON_DEPENDENT_P_DET | [5 empty] | 0112/2///61987#ABN682 - Continuous measurement variables | 0112/2///61987#ABA000 |  |  |  | Standard |  | IEC 61987 | IEC | IEC/SC 65E | - | C00112 |  | 0112-2---61987#ABN741 | https://cdd.iec.ch/cdd/iec61987/iec61987.nsf/PropertiesAllVersions/0112-2---61987%23ABN741
0112/2///61987#ABE535 | 001 | 01 | 0112/2///61987#ABE535#001 | reference to Structural design of a solenoid valve |  |  |  |  | reference to block ABE606 | [5 empty] | CLASS_REFERENCE_TYPE(0112/2///61987#ABE606) 0112/2///61987#ABE606 - Structural design of a solenoid valve |  |  |  |  | NON_DEPENDENT_P_DET | [5 empty] | 0112/2///61987#ABE604 - Structural design [solenoid valve] | 0112/2///61987#ABA000 |  |  |  | Standard |  | IEC 61987 | IEC | SC65E | - | C00016 | 001-01 (2018-03-28 07:27:01 by BATCH 00000762) standard | 0112-2---61987#ABE535 | https://cdd.iec.ch/cdd/iec61987/iec61987.nsf/PropertiesAllVersions/0112-2---61987%23ABE535
0112/2///61987#ABH296 | 001 | 01 | 0112/2///61987#ABH296#001 | reference to Bypass |  |  |  |  | reference to block ABH145 | [5 empty] | CLASS_REFERENCE_TYPE(0112/2///61987#ABH145) 0112/2///61987#ABH145 - Bypass |  |  |  |  | NON_DEPENDENT_P_DET | [5 empty] | 0112/2///61987#ABG478 - Process equipment [level] | 0112/2///61987#ABA000 |  |  |  | Standard |  | IEC 61987 | IEC | SC65E | - | C00018 | 001-01 (2018-03-28 07:27:14 by BATCH 00000762) standard | 0112-2---61987#ABH296 | https://cdd.iec.ch/cdd/iec61987/iec61987.nsf/PropertiesAllVersions/0112-2---61987%23ABH296
0112/2///61987#ABH319 | 002 | 05 | 0112/2///61987#ABH319#002 | reference to Gas component |  |  |  |  | reference to block ABH256 | [5 empty] | CLASS_REFERENCE_TYPE(0112/2///61987#ABH256) 0112/2///61987#ABH256 - Gas component |  |  |  |  | DEPENDENT_P_DET | [5 empty] | 0112/2///61987#ABH253 - Atmosphere in sight path | 0112/2///61987#ABA000 |  |  |  | Standard |  | IEC 61987 | IEC | IEC SC65E | 0112/2///61987#ABH255 - number of gas components | C00112 |  | 0112-2---61987#ABH319 | https://cdd.iec.ch/cdd/iec61987/iec61987.nsf/PropertiesAllVersions/0112-2---61987%23ABH319
0112/2///61987#ABN632 | 001 | 02 | 0112/2///61987#ABN632#001 | two-state value of simulation |  |  |  | Simulation value | parameter indicating the simulated value of a binary variable |  | also used by Process Automation - Device Information Model (PA-DIM) |  |  |  | BOOLEAN_TYPE |  |  |  |  | NON_DEPENDENT_P_DET | [5 empty] | 0112/2///61987#ABN610 - Simulation | 0112/2///61987#ABA000 |  |  |  | Standard |  | IEC 61987 | IEC | IEC SC65E | - | C00112 |  | 0112-2---61987#ABN632 | https://cdd.iec.ch/cdd/iec61987/iec61987.nsf/PropertiesAllVersions/0112-2---61987%23ABN632
0112/2///61987#ABE138 | 001 | 02 | 0112/2///61987#ABE138#001 | reference to Input [11] |  |  |  |  | reference to block ABD894 | [5 empty] | CLASS_REFERENCE_TYPE(0112/2///61987#ABD894) 0112/2///61987#ABD894 - Input [11] |  |  |  |  | NON_DEPENDENT_P_DET | [5 empty] | 0112/2///61987#ABE321 - Device LOP for positioner | 0112/2///61987#ABA000 |  |  |  | Standard |  |  |  |  | - | C00004 |  | 0112-2---61987#ABE138 | https://cdd.iec.ch/cdd/iec61987/iec61987.nsf/PropertiesAllVersions/0112-2---61987%23ABE138
0112/2///61987#ABB179 | 003 | 01 | 0112/2///61987#ABB179#003 | construction of body |  |  |  |  | classification of a device body according to its mechanical design | [5 empty] | ENUM_CODE_TYPE(0112/2///61987#ABL469) |  |  |  |  | DEPENDENT_P_DET |  |  | 0112/2///61987#ABL469 | 0112/2///61987#ABM535 - integral transmitter0112/2///61987#ABM536 - connection head0112/2///61987#ABM537 - one part0112/2///61987#ABM538 - split body0112/2///61987#ABI407 - others |  | 0112/2///61987#ABC044 - Transmitter body [1]0112/2///61987#ABC045 - Transmitter body [2]0112/2///61987#ABC046 - Transmitter body [3]0112/2///61987#ABC047 - Transmitter body [4]0112/2///61987#ABD812 - Body of valve [2]0112/2///61987#ABD813 - Body of valve [3]0112/2///61987#ABD814 - Body of valve [1] | 0112/2///61987#ABA000 |  |  |  | Standard |  |  |  | SC65E – IEC 61987 | 0112/2///61987#ABI406 - empty_property | C00091 |  | 0112-2---61987#ABB179 | https://cdd.iec.ch/cdd/iec61987/iec61987.nsf/PropertiesAllVersions/0112-2---61987%23ABB179
0112/2///61987#ABB450 | 004 | 01 | 0112/2///61987#ABB450#004 | maximum continuous discharge current of battery |  |  |  |  | highest current at which the battery can be discharged continuously |  |  | mA |  |  | REAL_MEASURE_TYPE |  |  |  |  | NON_DEPENDENT_P_DET | [5 empty] | 0112/2///61987#ABC138 - Battery | 0112/2///61987#ABA000 | 0112/2///62720#UAA775 - milliampere |  | 0112/2///61987#ABT567 - Electrical current | Standard |  |  |  | SC65E – IEC 61987 | - | C00004 |  | 0112-2---61987#ABB450 | https://cdd.iec.ch/cdd/iec61987/iec61987.nsf/PropertiesAllVersions/0112-2---61987%23ABB450
0112/2///61987#ABB004 | 002 | 01 | 0112/2///61987#ABB004#002 | reference pressure drop |  |  |  |  | pressure drop across the flowmeter at which the performance of a device was tested |  |  | bar |  |  | LEVEL(MIN,NOM,MAX) OF REAL_MEASURE_TYPE |  |  |  |  | NON_DEPENDENT_P_DET | [5 empty] | 0112/2///61987#ABC574 - Reference process conditions0112/2///61987#ABG246 - Reference process conditions [2] | 0112/2///61987#ABA000 | 0112/2///62720#UAA323 - bar |  | 0112/2///61987#ABT524 - Pressure | Standard |  |  |  | SC65E – IEC 61987 | - | C00004 |  | 0112-2---61987#ABB004 | https://cdd.iec.ch/cdd/iec61987/iec61987.nsf/PropertiesAllVersions/0112-2---61987%23ABB004
0112/2///61987#ABB943 | 001 | 04 | 0112/2///61987#ABB943#001 | total performance (differential pressure, 69 bar static pressure, 28 °C, overpressure up to rated pressure, zero and span) |  |  |  |  | for differential pressure measuring devices, square root of: nonlinearity^2 + (maximum ambient temperature error per 28 °C change)^2 + (maximum static zero point error per 69 bar change)^2+(maximum static span error per 69 bar change)^2 +(the static overpressure effect on one side of a differential pressure)^2, expressed as percentage of span |  |  | % |  |  | REAL_MEASURE_TYPE |  |  |  |  | NON_DEPENDENT_P_DET | [5 empty] | 0112/2///61987#ABC067 - Accuracy expressed as a percentage [1] | 0112/2///61987#ABA000 | 0112/2///62720#UAA000 - percent |  | 0112/2///61987#ABT533 - Percentage | Standard |  |  |  | SC65E – IEC 61987 | - | C00004 |  | 0112-2---61987#ABB943 | https://cdd.iec.ch/cdd/iec61987/iec61987.nsf/PropertiesAllVersions/0112-2---61987%23ABB943
0112/2///61987#ABD010 | 001 | 02 | 0112/2///61987#ABD010#001 | reference to Material of pipeline |  |  |  |  | reference to block ABC380 | [5 empty] | CLASS_REFERENCE_TYPE(0112/2///61987#ABC380) 0112/2///61987#ABC380 - Material of pipeline |  |  |  |  | NON_DEPENDENT_P_DET | [5 empty] | 0112/2///61987#ABC243 - Fixed electromagnetic insertion flow transmitter | 0112/2///61987#ABA000 |  |  |  | Standard |  |  |  | SC65E – IEC 61987 | - | C00004 |  | 0112-2---61987#ABD010 | https://cdd.iec.ch/cdd/iec61987/iec61987.nsf/PropertiesAllVersions/0112-2---61987%23ABD010
0112/2///61987#ABU208 | 001 | 02 | 0112/2///61987#ABU208#001 | reference to Type of performance variable [3] |  |  |  |  | reference to block ABC673 |  | Id specified in IEC61987-12/-13: ABD316 |  |  |  | CLASS_REFERENCE_TYPE(0112/2///61987#ABC673) 0112/2///61987#ABC673 - Type of performance variable [3] |  |  |  |  | NON_DEPENDENT_P_DET | [5 empty] | 0112/2///61987#ABC505 - Performance variable [3] | 0112/2///61987#ABA000 |  |  |  | Standard |  |  |  | SC65E – IEC 61987 | - | C00004 |  | 0112-2---61987#ABU208 | https://cdd.iec.ch/cdd/iec61987/iec61987.nsf/PropertiesAllVersions/0112-2---61987%23ABU208
0112/2///61987#ABC885 | 001 | 02 | 0112/2///61987#ABC885#001 | reference to Function and system design |  |  |  |  | reference to block ABC255 | [5 empty] | CLASS_REFERENCE_TYPE(0112/2///61987#ABC255) 0112/2///61987#ABC255 - Function and system design [1] |  |  |  |  | NON_DEPENDENT_P_DET | [5 empty] | 0112/2///61987#ABA005 - Device LOP for flow transmitter0112/2///61987#ABA006 - Device LOP for coriolis mass flow transmitter0112/2///61987#ABA007 - Device LOP for swirl flow transmitter0112/2///61987#ABA008 - Device LOP for electromagnetic flow transmitter0112/2///61987#ABA009 - Device LOP for electromagnetic insertion flow transmitter0112/2///61987#ABA010 - Device LOP for orifice/differential pressure flow transmitter0112/2///61987#ABA013 - Device LOP for (oval) gear flow transmitter/gauge0112/2///61987#ABA014 - Device LOP for piston flow transmitter/gauge0112/2///61987#ABA016 - Device LOP for thermal mass flow transmitter0112/2///61987#ABA018 - Device LOP for turbine/propeller/Woltmann flow transmitter/gauge0112/2///61987#ABA019 - Device LOP for ultrasonic flow transmitter0112/2///61987#ABA020 - Device LOP for variable area flow transmitter/gauge0112/2///61987#ABA022 - Device LOP for vortex flow transmitter0112/2///61987#ABA023 - Device LOP for positive displacement flow transmitter/gauge0112/2///61987#ABA024 - Device LOP for helix flow transmitter/gauge0112/2///61987#ABA025 - Device LOP for remote/separate transmitter0112/2///61987#ABA029 - Device LOP for absolute/gauge pressure transmitter0112/2///61987#ABA031 - Device LOP for differential pressure transmitter0112/2///61987#ABA032 - Device LOP for absolute/gauge pressure gauge0112/2///61987#ABA034 - Device LOP for differential pressure gauge0112/2///61987#ABA035 - Device LOP for remote seal0112/2///61987#ABE321 - Device LOP for positioner | 0112/2///61987#ABA000 |  |  |  | Standard |  |  |  | SC65E – IEC 61987 | - | C00004 |  | 0112-2---61987#ABC885 | https://cdd.iec.ch/cdd/iec61987/iec61987.nsf/PropertiesAllVersions/0112-2---61987%23ABC885
0112/2///61987#ABD125 | 001 | 02 | 0112/2///61987#ABD125#001 | reference to Performance [5] |  |  |  |  | reference to block ABC495 | [5 empty] | CLASS_REFERENCE_TYPE(0112/2///61987#ABC495) 0112/2///61987#ABC495 - Performance [5] |  |  |  |  | NON_DEPENDENT_P_DET | [5 empty] | 0112/2///61987#ABA025 - Device LOP for remote/separate transmitter | 0112/2///61987#ABA000 |  |  |  | Standard |  |  |  | SC65E – IEC 61987 | - | C00004 |  | 0112-2---61987#ABD125 | https://cdd.iec.ch/cdd/iec61987/iec61987.nsf/PropertiesAllVersions/0112-2---61987%23ABD125
0112/2///61987#ABE074 | 001 | 02 | 0112/2///61987#ABE074#001 | reference to Certificates and approvals [3] |  |  |  |  | reference to block ABD818 | [5 empty] | CLASS_REFERENCE_TYPE(0112/2///61987#ABD818) 0112/2///61987#ABD818 - Certificates and approvals [3] |  |  |  |  | NON_DEPENDENT_P_DET | [5 empty] | 0112/2///61987#ABE319 - Device LOP for pneumatic linear actuator0112/2///61987#ABE320 - Device LOP for pneumatic rotary actuator | 0112/2///61987#ABA000 |  |  |  | Standard |  |  |  |  | - | C00004 |  | 0112-2---61987#ABE074 | https://cdd.iec.ch/cdd/iec61987/iec61987.nsf/PropertiesAllVersions/0112-2---61987%23ABE074
0112/2///61987#ABB388 | 002 | 01 | 0112/2///61987#ABB388#002 | rated pressure of packing gland |  |  |  |  | maximum design pressure for a packing gland |  |  | bar |  |  | REAL_MEASURE_TYPE |  |  |  |  | NON_DEPENDENT_P_DET | [5 empty] | 0112/2///61987#ABC044 - Transmitter body [1]0112/2///61987#ABC045 - Transmitter body [2]0112/2///61987#ABC046 - Transmitter body [3]0112/2///61987#ABC047 - Transmitter body [4]0112/2///61987#ABE411 - Stem/shaft packing | 0112/2///61987#ABA000 | 0112/2///62720#UAA323 - bar |  | 0112/2///61987#ABT524 - Pressure | Standard |  |  |  | SC65E – IEC 61987 | - | C00004 |  | 0112-2---61987#ABB388 | https://cdd.iec.ch/cdd/iec61987/iec61987.nsf/PropertiesAllVersions/0112-2---61987%23ABB388
0112/2///61987#ABH234 | 001 | 02 | 0112/2///61987#ABH234#001 | minimum diameter |  |  |  |  | lowest diameter of an object that may occur |  |  | mm |  |  | REAL_MEASURE_TYPE |  |  |  |  | NON_DEPENDENT_P_DET | [5 empty] | 0112/2///61987#ABH233 - Dimensions of target | 0112/2///61987#ABA000 | 0112/2///62720#UAA862 - millimetre |  | 0112/2///61987#ABT548 - Length short | Standard |  | IEC 61987 | IEC | SC65E | - | C00019 |  | 0112-2---61987#ABH234 | https://cdd.iec.ch/cdd/iec61987/iec61987.nsf/PropertiesAllVersions/0112-2---61987%23ABH234
0112/2///61987#ABJ288 | 001 | 01 | 0112/2///61987#ABJ288#001 | UNREPORTED |  |  |  |  | parameter indicating which alarms have not been reported | [5 empty] | BINARY_TYPE | B16 |  |  |  | NON_DEPENDENT_P_DET | [5 empty] | 0112/2///61987#ABI715 - ALARM_SUMMARY | 0112/2///61987#ABA000 |  |  |  | Standard |  |  |  | SC65E – IEC 61987 | - | C00019 | 001-01 (2019-03-08 15:35:33 by BATCH 00000766) standard | 0112-2---61987#ABJ288 | https://cdd.iec.ch/cdd/iec61987/iec61987.nsf/PropertiesAllVersions/0112-2---61987%23ABJ288
0112/2///61987#ABC860 | 005 | 02 | 0112/2///61987#ABC860#005 | reference to Environmental protection approval |  |  |  |  | reference to block ABC230 | [5 empty] | CLASS_REFERENCE_TYPE(0112/2///61987#ABC230) 0112/2///61987#ABC230 - Environmental protection approval |  |  |  |  | DEPENDENT_P_DET | [5 empty] | 0112/2///61987#ABC102 - Approval for use in special applications0112/2///61987#ABD804 - Approval for use in special applications [2]0112/2///61987#ABE722 - Approval for use in special applications [4]0112/2///61987#ABE724 - Approval for use in special applications [5] | 0112/2///61987#ABA000 |  |  |  | Standard |  | IEC 61987 | IEC | IEC SC65E | 0112/2///61987#ABA244 - number of Environmental protection approvals | C00112 |  | 0112-2---61987#ABC860 | https://cdd.iec.ch/cdd/iec61987/iec61987.nsf/PropertiesAllVersions/0112-2---61987%23ABC860
0112/2///61987#ABA423 | 001 | 04 | 0112/2///61987#ABA423#001 | maximum assignable pulse value of actual volume |  |  |  |  | highest actual volumetric quantity assignable to one pulse |  |  | l |  |  | REAL_MEASURE_TYPE |  |  |  |  | NON_DEPENDENT_P_DET | [5 empty] | 0112/2///61987#ABC106 - Assigned actual volume pulse value | 0112/2///61987#ABA000 | 0112/2///62720#UAA649 - litre |  | 0112/2///61987#ABT505 - Volume | Standard |  |  |  | SC65E – IEC 61987 | - | C00004 |  | 0112-2---61987#ABA423 | https://cdd.iec.ch/cdd/iec61987/iec61987.nsf/PropertiesAllVersions/0112-2---61987%23ABA423
0112/2///61987#ABE157 | 002 | 01 | 0112/2///61987#ABE157#002 | reference to Material of bellow |  |  |  |  | reference to block ABD901 | [5 empty] | CLASS_REFERENCE_TYPE(0112/2///61987#ABD901) 0112/2///61987#ABD901 - Material of bellow |  |  |  |  | NON_DEPENDENT_P_DET | [5 empty] | 0112/2///61987#ABE035 - Structural design of a pressure reducing regulator or back pressure/excess pressure regulator0112/2///61987#ABE411 - Stem/shaft packing0112/2///61987#ABE611 - Structural design of a filter regulator | 0112/2///61987#ABA000 |  |  |  | Standard |  |  |  |  | - | C00004 |  | 0112-2---61987#ABE157 | https://cdd.iec.ch/cdd/iec61987/iec61987.nsf/PropertiesAllVersions/0112-2---61987%23ABE157
0112/2///61987#ABF134 | 001 | 01 | 0112/2///61987#ABF134#001 | diameter of bottom weight |  |  |  |  | diameter of the weight used to tension a cable probe |  |  | mm |  |  | REAL_MEASURE_TYPE |  |  |  |  | NON_DEPENDENT_P_DET | [5 empty] | 0112/2///61987#ABF117 - Structural design of a guided-wave radar level transmitter0112/2///61987#ABF136 - Structural design of a capacitance level transmitter/switch0112/2///61987#ABF154 - Structural design of a conductance level transmitter/switch | 0112/2///61987#ABA000 | 0112/2///62720#UAA862 - millimetre |  | 0112/2///61987#ABT548 - Length short | Standard |  | IEC 61987 | IEC | SC65E | - | C00018 | 001-01 (2018-03-28 07:27:04 by BATCH 00000762) standard | 0112-2---61987#ABF134 | https://cdd.iec.ch/cdd/iec61987/iec61987.nsf/PropertiesAllVersions/0112-2---61987%23ABF134
0112/2///61987#ABP261 | 001 | 01 | 0112/2///61987#ABP261#001 | reference to Performance variable [input module] |  |  |  |  | reference to block ABP057 | [5 empty] | CLASS_REFERENCE_TYPE(0112/2///61987#ABP057) 0112/2///61987#ABP057 - Performance variable [input module] |  |  |  |  | DEPENDENT_P_DET | [5 empty] | 0112/2///61987#ABP055 - Performance of inputs [I/O module] | 0112/2///61987#ABA000 |  |  |  | Standard |  | IEC 61987 | IEC | IEC/SC 65E | 0112/2///61987#ABP084 - number of performance variables [input module] | C00128 | 001-01 (2023-01-23 14:53:53 by BATCH 00000807) standard | 0112-2---61987#ABP261 | https://cdd.iec.ch/cdd/iec61987/iec61987.nsf/PropertiesAllVersions/0112-2---61987%23ABP261
0112/2///61987#ABC799 | 005 | 02 | 0112/2///61987#ABC799#005 | reference to Conformance test |  |  |  |  | reference to block ABC169 | [5 empty] | CLASS_REFERENCE_TYPE(0112/2///61987#ABC169) 0112/2///61987#ABC169 - Conformance test |  |  |  |  | DEPENDENT_P_DET | [5 empty] | 0112/2///61987#ABC556 - Quality certificate | 0112/2///61987#ABA000 |  |  |  | Standard |  | IEC 61987 | IEC | IEC SC65E | 0112/2///61987#ABA278 - number of conformance tests | C00112 |  | 0112-2---61987#ABC799 | https://cdd.iec.ch/cdd/iec61987/iec61987.nsf/PropertiesAllVersions/0112-2---61987%23ABC799
0112/2///61987#ABB407 | 002 | 01 | 0112/2///61987#ABB407#002 | type of accuracy adjuster |  |  |  |  | classification of a means to adjust the performance of a device | [5 empty] | ENUM_CODE_TYPE(0112/2///61987#ABL328) |  |  |  |  | DEPENDENT_P_DET |  |  | 0112/2///61987#ABL328 | 0112/2///61987#ABM051 - calibration constants0112/2///61987#ABM052 - change gears0112/2///61987#ABM053 - mechanical adjuster0112/2///61987#ABI407 - others |  | 0112/2///61987#ABC627 - Structural design of a helix flow transmitter or gauge0112/2///61987#ABC632 - Structural design of a piston flow transmitter or gauge0112/2///61987#ABC640 - Structural design of an (oval) gear flow transmitter or gauge | 0112/2///61987#ABA000 |  |  |  | Standard |  |  |  | SC65E – IEC 61987 | 0112/2///61987#ABI406 - empty_property | C00091 |  | 0112-2---61987#ABB407 | https://cdd.iec.ch/cdd/iec61987/iec61987.nsf/PropertiesAllVersions/0112-2---61987%23ABB407
0112/2///61987#ABA199 | 001 | 03 | 0112/2///61987#ABA199#001 | number of scale ranges |  |  |  |  | cardinality property for indicating ranges |  | cardinality property |  |  |  | INT_TYPE |  |  |  |  | CONDITION_DET | [5 empty] | 0112/2///61987#ABD471 - Dial0112/2///61987#ABD482 - Dial [2] | 0112/2///61987#ABA000 |  |  |  | Standard |  |  |  | SC65E – IEC 61987 | - | C00004 |  | 0112-2---61987#ABA199 | https://cdd.iec.ch/cdd/iec61987/iec61987.nsf/PropertiesAllVersions/0112-2---61987%23ABA199
0112/2///61987#ABE522 | 003 | 01 | 0112/2///61987#ABE522#003 | style of limit switch |  |  |  |  | classification of a limit switch according to the way its mounted | [5 empty] | ENUM_CODE_TYPE(0112/2///61987#ABL396) |  |  |  |  | DEPENDENT_P_DET |  |  | 0112/2///61987#ABL396 | 0112/2///61987#ABL174 - external0112/2///61987#ABM193 - built-in0112/2///61987#ABI407 - others |  | 0112/2///61987#ABE601 - Structural design of a limit switch | 0112/2///61987#ABA000 |  |  |  | Standard |  | IEC 61987 | IEC | SC65E | 0112/2///61987#ABI406 - empty_property | C00091 |  | 0112-2---61987#ABE522 | https://cdd.iec.ch/cdd/iec61987/iec61987.nsf/PropertiesAllVersions/0112-2---61987%23ABE522
0112/2///61987#ABV178 | 001 | 02 | 0112/2///61987#ABV178#001 | reference to Temperature measurement [1] |  |  |  |  | reference to block ABG355 | [5 empty] | CLASS_REFERENCE_TYPE(0112/2///61987#ABG355) 0112/2///61987#ABG355 - Temperature measurement [1] |  |  |  |  | DEPENDENT_P_DET | [5 empty] | 0112/2///61987#ABF986 - Type of measured variable [14] | 0112/2///61987#ABA000 |  |  |  | Standard |  | IEC 61987 | IEC | SC65E | 0112/2///61987#ABV167 - measured variable type [14] | C00019 |  | 0112-2---61987#ABV178 | https://cdd.iec.ch/cdd/iec61987/iec61987.nsf/PropertiesAllVersions/0112-2---61987%23ABV178
0112/2///61987#ABJ689 | 001 | 01 | 0112/2///61987#ABJ689#001 | TRACK_IN_VALUE |  |  |  |  | parameter indicating the value of TRACK_IN | [5 empty] | REAL_TYPE |  |  |  |  | NON_DEPENDENT_P_DET | [5 empty] | 0112/2///61987#ABJ622 - TRACK_IN | 0112/2///61987#ABA000 |  |  |  | Standard |  |  |  | SC65E – IEC 61987 | - | C00018 | 001-01 (2019-03-08 15:35:34 by BATCH 00000766) standard | 0112-2---61987#ABJ689 | https://cdd.iec.ch/cdd/iec61987/iec61987.nsf/PropertiesAllVersions/0112-2---61987%23ABJ689
0112/2///61987#ABC704 | 001 | 05 | 0112/2///61987#ABC704#001 | reference to Accuracy for a subrange of normalized volume flow |  |  |  |  | reference to block ABC074 | [5 empty] | CLASS_REFERENCE_TYPE(0112/2///61987#ABC074) 0112/2///61987#ABC074 - Accuracy for a subrange of normalized volume flow |  |  |  |  | DEPENDENT_P_DET | [5 empty] | 0112/2///61987#ABC062 - Absolute performance for normalized volume flow | 0112/2///61987#ABA000 |  |  |  | Standard |  | IEC 61987 | IEC | IEC SC65E | 0112/2///61987#ABB738 - number of accuracies for a subrange of normalized volume flow | C00112 |  | 0112-2---61987#ABC704 | https://cdd.iec.ch/cdd/iec61987/iec61987.nsf/PropertiesAllVersions/0112-2---61987%23ABC704
0112/2///61987#ABA968 | 002 | 02 | 0112/2///61987#ABA968#002 | unit of measure |  |  |  | Unit | engineering units associated with a variable, display, scale, graduation or any other means of indicating a value |  | also used by Process Automation - Device Information Model (PA-DIM) |  |  |  | STRING_TYPE |  |  |  |  | NON_DEPENDENT_P_DET | [5 empty] | 0112/2///61987#ABC208 - Displayed variable0112/2///61987#ABC209 - Displayed variable of an indicator0112/2///61987#ABC444 - Mechanical totalizer0112/2///61987#ABH699 - Linearization point | 0112/2///61987#ABA000 |  |  |  | Standard |  | IEC 61987 | IEC | IEC SC65E | - | C00112 |  | 0112-2---61987#ABA968 | https://cdd.iec.ch/cdd/iec61987/iec61987.nsf/PropertiesAllVersions/0112-2---61987%23ABA968
0112/2///61987#ABD103 | 004 | 02 | 0112/2///61987#ABD103#004 | reference to Other software function |  |  |  |  | reference to block ABC473 | [5 empty] | CLASS_REFERENCE_TYPE(0112/2///61987#ABC473) 0112/2///61987#ABC473 - Other software function |  |  |  |  | DEPENDENT_P_DET | [5 empty] | 0112/2///61987#ABC596 - Software configuration functions | 0112/2///61987#ABA000 |  |  |  | Standard |  | IEC 61987 | IEC | IEC SC65E | 0112/2///61987#ABA501 - number of other software functions | C00112 |  | 0112-2---61987#ABD103 | https://cdd.iec.ch/cdd/iec61987/iec61987.nsf/PropertiesAllVersions/0112-2---61987%23ABD103
0112/2///61987#ABD445 | 001 | 03 | 0112/2///61987#ABD445#001 | average influence of process pressure on pressure |  |  |  |  | change in output of a pressure measuring device caused by a change in process pressure with respect to reference conditions, expressed as the average error across the specified process pressure range |  |  | mbar/bar |  |  | REAL_MEASURE_TYPE |  |  |  |  | NON_DEPENDENT_P_DET | [5 empty] | 0112/2///61987#ABD501 - Influence of external quantities expressed for pressure | 0112/2///61987#ABA000 | 0112/2///62720#UAA812 - millibar per bar |  | 0112/2///61987#ABT592 - Pressure per pressure | Standard |  |  |  | SC65E – IEC 61987 | - | C00018 |  | 0112-2---61987#ABD445 | https://cdd.iec.ch/cdd/iec61987/iec61987.nsf/PropertiesAllVersions/0112-2---61987%23ABD445
0112/2///61987#ABH671 | 001 | 01 | 0112/2///61987#ABH671#001 | input value of mass fraction |  |  |  |  | input value of a mass fraction table |  |  | % |  |  | REAL_MEASURE_TYPE |  |  |  |  | NON_DEPENDENT_P_DET | [5 empty] | 0112/2///61987#ABH635 - Calibration point of mass fraction | 0112/2///61987#ABA000 | 0112/2///62720#UAA000 - percent |  | 0112/2///61987#ABT533 - Percentage | Standard |  | IEC 61987 |  | SC65E – IEC 61987 | - | C00018 | 001-01 (2019-03-08 15:35:29 by BATCH 00000766) standard | 0112-2---61987#ABH671 | https://cdd.iec.ch/cdd/iec61987/iec61987.nsf/PropertiesAllVersions/0112-2---61987%23ABH671
0112/2///61987#ABG933 | 001 | 01 | 0112/2///61987#ABG933#001 | reference to Mechanical and electrical construction [laser level transmitter] |  |  |  |  | reference to block ABG373 | [5 empty] | CLASS_REFERENCE_TYPE(0112/2///61987#ABG373) 0112/2///61987#ABG373 - Mechanical and electrical construction [laser level transmitter] |  |  |  |  | NON_DEPENDENT_P_DET | [5 empty] | 0112/2///61987#ABE747 - Device LOP for laser level transmitter | 0112/2///61987#ABA000 |  |  |  | Standard |  | IEC 61987 | IEC | SC65E | - | C00018 | 001-01 (2018-03-28 07:27:12 by BATCH 00000762) standard | 0112-2---61987#ABG933 | https://cdd.iec.ch/cdd/iec61987/iec61987.nsf/PropertiesAllVersions/0112-2---61987%23ABG933
0112/2///61987#ABU144 | 001 | 03 | 0112/2///61987#ABU144#001 | performance variable type [1] |  |  |  |  | polymorphism property specifying the process variable to which the performance applies |  | polymorphic control property; Id specified in IEC61987-12/-13: ABB758 |  |  |  | ENUM_STRING_TYPE(0112/2///61987#ABU092(Percentage performance,Absolute performance for mass flow,Absolute performance for flow velocity,Absolute performance for actual volume flow,Absolute performance for normalized volume flow)) |  | 0112/2///61987#ABU092 |  |  | CONDITION_DET |  |  | 0112/2///61987#ABU092 | 0112/2///61987#ABU060 - IEC61987-11 Name of Percentage performance0112/2///61987#ABU031 - IEC61987-11 Name of Absolute performance for mass flow0112/2///61987#ABU032 - IEC61987-11 Name of Absolute performance for flow velocity0112/2///61987#ABU033 - IEC61987-11 Name of Absolute performance for actual volume flow0112/2///61987#ABU034 - IEC61987-11 Name of Absolute performance for normalized volume flow |  | 0112/2///61987#ABC671 - Type of performance variable [1] | 0112/2///61987#ABA000 |  |  |  | Standard |  | IEC 61987 | IEC | IEC/SC 65E | - | C00112 |  | 0112-2---61987#ABU144 | https://cdd.iec.ch/cdd/iec61987/iec61987.nsf/PropertiesAllVersions/0112-2---61987%23ABU144
0112/2///61987#ABU653 | 001 | 01 | 0112/2///61987#ABU653#001 | measured variable type [39] |  |  |  |  | type of quantity subject to measurement |  | Polymorphic control property |  |  |  | ENUM_STRING_TYPE(0112/2///61987#ABU636(Density measurement [2],Concentration measurement,Volume fraction measurement,Mass fraction measurement,Pressure measurement,Temperature measurement,Other variable)) |  |  |  |  | CONDITION_DET |  |  | 0112/2///61987#ABU636 | 0112/2///61987#ABU604 - IEC61987-11 Name of Density measurement [2]0112/2///61987#ABU605 - IEC61987-11 Name of Concentration measurement0112/2///61987#ABU606 - IEC61987-11 Name of Volume fraction measurement0112/2///61987#ABU607 - IEC61987-11 Name of Mass fraction measurement0112/2///61987#ABU608 - IEC61987-11 Name of Pressure measurement0112/2///61987#ABU609 - IEC61987-11 Name of Temperature measurement0112/2///61987#ABU610 - IEC61987-11 Name of Other variable |  | 0112/2///61987#ABG011 - Type of measured variable [39] | 0112/2///61987#ABA000 |  |  |  | Standard |  | IEC 61987 | IEC | SC65E | - | C00017 | 001-01 (2018-03-28 07:27:21 by BATCH 00000762) standard | 0112-2---61987#ABU653 | https://cdd.iec.ch/cdd/iec61987/iec61987.nsf/PropertiesAllVersions/0112-2---61987%23ABU653
0112/2///61987#ABH528 | 002 | 01 | 0112/2///61987#ABH528#002 | set output signal behaviour |  |  |  |  | signal behaviour that has been set at the factory for a configurable binary or analogue output | [5 empty] | ENUM_CODE_TYPE(0112/2///61987#ABL491) |  |  |  |  | DEPENDENT_P_DET |  |  | 0112/2///61987#ABL491 | 0112/2///61987#ABM596 - linear rising at rising input0112/2///61987#ABM599 - linear dropping at rising output0112/2///61987#ABI407 - others |  | 0112/2///61987#ABH531 - Output signal processing variable | 0112/2///61987#ABA000 |  |  |  | Standard |  | IEC 61987 |  | SC65E – IEC 61987 | 0112/2///61987#ABI406 - empty_property | C00091 |  | 0112-2---61987#ABH528 | https://cdd.iec.ch/cdd/iec61987/iec61987.nsf/PropertiesAllVersions/0112-2---61987%23ABH528
0112/2///61987#ABI299 | 001 | 01 | 0112/2///61987#ABI299#001 | description of other block parameter |  |  |  |  | explanation of the function of other block parameter | [5 empty] | STRING_TYPE |  |  |  |  | NON_DEPENDENT_P_DET | [5 empty] | 0112/2///61987#ABH914 - Other block parameter | 0112/2///61987#ABA000 |  |  |  | Standard |  |  |  | SC65E – IEC 61987 | - | C00018 | 001-01 (2019-03-08 15:35:31 by BATCH 00000766) standard | 0112-2---61987#ABI299 | https://cdd.iec.ch/cdd/iec61987/iec61987.nsf/PropertiesAllVersions/0112-2---61987%23ABI299
0112/2///61987#ABB104 | 002 | 01 | 0112/2///61987#ABB104#002 | mounting type of an electromagnetic insertion flow transmitter |  |  |  |  | classification of a magnetic inductive probe according to its construction | [5 empty] | ENUM_CODE_TYPE(0112/2///61987#ABJ779) |  |  |  |  | DEPENDENT_P_DET |  |  | 0112/2///61987#ABJ779 | 0112/2///61987#ABL153 - fixed0112/2///61987#ABL154 - exchangeable0112/2///61987#ABL155 - retractable0112/2///61987#ABI407 - others |  | 0112/2///61987#ABC243 - Fixed electromagnetic insertion flow transmitter0112/2///61987#ABC582 - Retractable electromagnetic insertion flow transmitter0112/2///61987#ABC643 - Structural design of an electromagnetic insertion flow transmitter | 0112/2///61987#ABA000 |  |  |  | Standard |  |  |  | SC65E – IEC 61987 | 0112/2///61987#ABI406 - empty_property | C00091 |  | 0112-2---61987#ABB104 | https://cdd.iec.ch/cdd/iec61987/iec61987.nsf/PropertiesAllVersions/0112-2---61987%23ABB104
0112/2///61987#ABB170 | 004 | 01 | 0112/2///61987#ABB170#004 | diagnostic coverage |  |  |  |  | decrease in the probability of dangerous hardware failures resulting from the operation of automatic diagnostic tests |  |  | % |  |  | REAL_MEASURE_TYPE |  |  | IEC 62061, ed. 1.0, 3.2.38 |  | NON_DEPENDENT_P_DET | [5 empty] | 0112/2///61987#ABD877 - Functional safety and reliability [2]0112/2///61987#ABC257 - Functional safety and reliability | 0112/2///61987#ABA000 | 0112/2///62720#UAA000 - percent |  | 0112/2///61987#ABT533 - Percentage | Standard |  |  |  | SC65E – IEC 61987 | - | C00004 |  | 0112-2---61987#ABB170 | https://cdd.iec.ch/cdd/iec61987/iec61987.nsf/PropertiesAllVersions/0112-2---61987%23ABB170
0112/2///61987#ABE775 | 001 | 01 | 0112/2///61987#ABE775#001 | reference to Type of measured variable [18] |  |  |  |  | reference to block ABE772 | [5 empty] | CLASS_REFERENCE_TYPE(0112/2///61987#ABE772) 0112/2///61987#ABE772 - Type of measured variable [18] |  |  |  |  | NON_DEPENDENT_P_DET | [5 empty] | 0112/2///61987#ABE774 - Measured variable [18] | 0112/2///61987#ABA000 |  |  |  | Standard |  |  |  | SC65E – IEC 61987 | - | C00014 | 001-01 (2018-03-28 07:27:01 by BATCH 00000762) standard | 0112-2---61987#ABE775 | https://cdd.iec.ch/cdd/iec61987/iec61987.nsf/PropertiesAllVersions/0112-2---61987%23ABE775
0112/2///61987#ABG506 | 001 | 02 | 0112/2///61987#ABG506#001 | reference to Measured variable [10] |  |  |  |  | reference to block ABF946 | [5 empty] | CLASS_REFERENCE_TYPE(0112/2///61987#ABF946) 0112/2///61987#ABF946 - Measured variable [10] |  |  |  |  | DEPENDENT_P_DET | [5 empty] | 0112/2///61987#ABF928 - Input [21] | 0112/2///61987#ABA000 |  |  |  | Standard |  | IEC 61987 | IEC | IEC SC65E | 0112/2///61987#ABB065 - number of measured variables | C00112 |  | 0112-2---61987#ABG506 | https://cdd.iec.ch/cdd/iec61987/iec61987.nsf/PropertiesAllVersions/0112-2---61987%23ABG506
0112/2///61987#ABV028 | 001 | 01 | 0112/2///61987#ABV028#001 | reference to Absolute performance for other variable |  |  |  |  | reference to block ABC063 | [5 empty] | CLASS_REFERENCE_TYPE(0112/2///61987#ABC063) 0112/2///61987#ABC063 - Absolute performance for other variable |  |  |  |  | DEPENDENT_P_DET | [5 empty] | 0112/2///61987#ABG273 - Type of performance variable [7]0112/2///61987#ABG274 - Type of performance variable [8]0112/2///61987#ABG275 - Type of performance variable [9]0112/2///61987#ABG276 - Type of performance variable [10]0112/2///61987#ABG277 - Type of performance variable [11]0112/2///61987#ABG278 - Type of performance variable [12]0112/2///61987#ABG279 - Type of performance variable [13]0112/2///61987#ABG289 - Type of performance variable [23] | 0112/2///61987#ABA000 |  |  |  | Standard |  | IEC 61987 | IEC | SC65E | 0112/2///61987#ABV006 - performance variable type [23] | C00018 | 001-01 (2018-03-28 07:27:23 by BATCH 00000762) standard | 0112-2---61987#ABV028 | https://cdd.iec.ch/cdd/iec61987/iec61987.nsf/PropertiesAllVersions/0112-2---61987%23ABV028
0112/2///61987#ABP184 | 001 | 01 | 0112/2///61987#ABP184#001 | zero point error of current |  |  |  |  | absolute error of a device measuring current under reference conditions, when the input is at the lower range value |  |  | mA |  |  | REAL_MEASURE_TYPE |  |  |  |  | NON_DEPENDENT_P_DET | [5 empty] | 0112/2///61987#ABP006 - Absolute performance for current [I/O module] | 0112/2///61987#ABA000 | 0112/2///62720#UAA775 - milliampere |  | 0112/2///61987#ABT567 - Electrical current | Standard |  | IEC 61987 | IEC | IEC/SC 65E | - | C00128 | 001-01 (2023-01-23 14:53:52 by BATCH 00000807) standard | 0112-2---61987#ABP184 | https://cdd.iec.ch/cdd/iec61987/iec61987.nsf/PropertiesAllVersions/0112-2---61987%23ABP184
0112/2///61987#ABB954 | 005 | 01 | 0112/2///61987#ABB954#005 | type of CNG approval |  |  |  |  | classification of a compressed natural gas approval according to the issuing regulatory authority | [5 empty] | STRING_TYPE |  |  |  |  | NON_DEPENDENT_P_DET | [5 empty] | 0112/2///61987#ABC158 - CNG approval | 0112/2///61987#ABA000 |  |  |  | Standard |  |  |  | SC65E – IEC 61987 | - | C00004 |  | 0112-2---61987#ABB954 | https://cdd.iec.ch/cdd/iec61987/iec61987.nsf/PropertiesAllVersions/0112-2---61987%23ABB954
0112/2///61987#ABB971 | 004 | 01 | 0112/2///61987#ABB971#004 | type of digital indicator |  |  |  |  | classification of a digital indicator according to the functions provided | [5 empty] | ENUM_CODE_TYPE(0112/2///61987#ABL460) |  |  |  |  | DEPENDENT_P_DET |  |  | 0112/2///61987#ABL460 | 0112/2///61987#ABM514 - indicating without output signal0112/2///61987#ABM515 - indicating with output signal0112/2///61987#ABI407 - others |  | 0112/2///61987#ABC202 - Digital indicator0112/2///61987#ABD850 - Digital indicator [2] | 0112/2///61987#ABA000 |  |  |  | Standard |  |  |  | SC65E – IEC 61987 | 0112/2///61987#ABI406 - empty_property | C00091 |  | 0112-2---61987#ABB971 | https://cdd.iec.ch/cdd/iec61987/iec61987.nsf/PropertiesAllVersions/0112-2---61987%23ABB971
0112/2///61987#ABA391 | 005 | 01 | 0112/2///61987#ABA391#005 | level of protection (intrinsic safety) |  |  |  |  | classification of intrinsically safe apparatus and intrinsically safe parts of associated apparatus which are not capable of causing ignition under defined circumstances | [5 empty] | ENUM_CODE_TYPE(0112/2///61987#ABL450) |  |  | derived from IEC 60079-11 Ed. 6.0 |  | DEPENDENT_P_DET |  |  | 0112/2///61987#ABL450 | 0112/2///61987#ABK663 - ia0112/2///61987#ABK664 - ib0112/2///61987#ABK665 - ic0112/2///61987#ABI407 - others |  | 0112/2///61987#ABC235 - Explosion protection parameters for intrinsic safety0112/2///61987#ABC236 - Explosion protection parameters for intrinsic safety (active)0112/2///61987#ABC237 - Explosion protection parameters for intrinsic safety (passive) | 0112/2///61987#ABA000 |  |  |  | Standard |  |  |  | SC65E – IEC 61987 | 0112/2///61987#ABI406 - empty_property | C00091 |  | 0112-2---61987#ABA391 | https://cdd.iec.ch/cdd/iec61987/iec61987.nsf/PropertiesAllVersions/0112-2---61987%23ABA391
0112/2///61987#ABF745 | 001 | 01 | 0112/2///61987#ABF745#001 | reference to Extension of vibration probe |  |  |  |  | reference to block ABF188 | [5 empty] | CLASS_REFERENCE_TYPE(0112/2///61987#ABF188) 0112/2///61987#ABF188 - Extension of vibration probe |  |  |  |  | NON_DEPENDENT_P_DET | [5 empty] | 0112/2///61987#ABF183 - Structural design of a vibrating level switch0112/2///61987#ABF635 - Structural design of a vibrating fork/rod density transmitter | 0112/2///61987#ABA000 |  |  |  | Standard |  | IEC 61987 | IEC | SC65E | - | C00018 | 001-01 (2018-03-28 07:27:09 by BATCH 00000762) standard | 0112-2---61987#ABF745 | https://cdd.iec.ch/cdd/iec61987/iec61987.nsf/PropertiesAllVersions/0112-2---61987%23ABF745
0112/2///61987#ABU232 | 001 | 03 | 0112/2///61987#ABU232#001 | reference to Analog voltage input [2] |  |  |  |  | reference to block ABC093 |  | Id specified in IEC61987-12/-13: ABC723 |  |  |  | CLASS_REFERENCE_TYPE(0112/2///61987#ABC093) 0112/2///61987#ABC093 - Analog voltage input [2] |  |  |  |  | DEPENDENT_P_DET | [5 empty] | 0112/2///61987#ABC056 - Type of auxiliary input [5] | 0112/2///61987#ABA000 |  |  |  | Standard |  |  |  | SC65E – IEC 61987 | 0112/2///61987#ABU230 - auxiliary input type [5] | C00004 |  | 0112-2---61987#ABU232 | https://cdd.iec.ch/cdd/iec61987/iec61987.nsf/PropertiesAllVersions/0112-2---61987%23ABU232
0112/2///61987#ABC699 | 001 | 06 | 0112/2///61987#ABC699#001 | reference to Accuracy for a subrange of actual volume flow |  |  |  |  | reference to block ABC069 | [5 empty] | CLASS_REFERENCE_TYPE(0112/2///61987#ABC069) 0112/2///61987#ABC069 - Accuracy for a subrange of actual volume flow |  |  |  |  | DEPENDENT_P_DET | [5 empty] | 0112/2///61987#ABC057 - Absolute performance for actual volume flow | 0112/2///61987#ABA000 |  |  |  | Standard |  | IEC 61987 | IEC | IEC SC65E | 0112/2///61987#ABB730 - number of accuracies for a subrange of actual volume flow | C00112 |  | 0112-2---61987#ABC699 | https://cdd.iec.ch/cdd/iec61987/iec61987.nsf/PropertiesAllVersions/0112-2---61987%23ABC699
0112/2///61987#ABN592 | 001 | 01 | 0112/2///61987#ABN592#001 | electric shock protection class | electrical protection class |  |  |  | classification of protection measures against electrical shock provided by the combination of the constructional arrangements of the equipment and devices, together with the method of installation | Refer to Clause 7 of IEC 61140. |  |  |  |  | ENUM_CODE_TYPE(0112/2///61987#ABN976) |  |  |  |  | DEPENDENT_P_DET |  |  | 0112/2///61987#ABN976 | 0112/2///61987#ABN757 - Class I0112/2///61987#ABN758 - Class II0112/2///61987#ABN759 - Class III0112/2///61987#ABN760 - Class 00112/2///61987#ABN761 - Class 010112/2///61987#ABI407 - others |  | 0112/2///61987#ABC255 - Function and system design [1]0112/2///61987#ABU549 - Function and system design [2]0112/2///61987#ABU550 - Function and system design [3]0112/2///61987#ABU553 - Function and system design [4]0112/2///61987#ABU556 - Function and system design [5]0112/2///61987#ABU557 - Function and system design [6]0112/2///61987#ABP032 - Function and system design [Infrastructure device] | 0112/2///61987#ABA000 |  |  |  | Standard |  | IEC 61987 |  | SC65E – IEC 61987 | 0112/2///61987#ABI406 - empty_property | C00091 | 001-01 (2020-02-24 11:58:32 by BATCH 00000774) standard | 0112-2---61987#ABN592 | https://cdd.iec.ch/cdd/iec61987/iec61987.nsf/PropertiesAllVersions/0112-2---61987%23ABN592
0112/2///61987#ABB409 | 001 | 02 | 0112/2///61987#ABB409#001 | type of tap connection plug |  |  |  |  | classification of a pressure tapping plug according to its mechanical design | [5 empty] | STRING_TYPE |  |  |  |  | NON_DEPENDENT_P_DET | [5 empty] | 0112/2///61987#ABC529 - Pressure tap of an orifice assembly0112/2///61987#ABC530 - Pressure taps of a flow nozzle | 0112/2///61987#ABA000 |  |  |  | Standard |  |  |  | SC65E – IEC 61987 | - | C00004 |  | 0112-2---61987#ABB409 | https://cdd.iec.ch/cdd/iec61987/iec61987.nsf/PropertiesAllVersions/0112-2---61987%23ABB409
0112/2///61987#ABE964 | 001 | 01 | 0112/2///61987#ABE964#001 | average influence of ambient temperature on volume |  |  |  |  | change in output of a volume measuring device caused by a change in ambient temperature with respect to reference conditions, expressed as the average error across the specified ambient temperature range |  |  | m³/K |  |  | REAL_MEASURE_TYPE |  |  |  |  | NON_DEPENDENT_P_DET | [5 empty] | 0112/2///61987#ABE963 - Influence of external quantities expressed for volume | 0112/2///61987#ABA000 | 0112/2///62720#UAA758 - metre cubed per kelvin |  | 0112/2///61987#ABT500 - Volume per temperature | Standard |  | IEC 61987 | IEC | SC65E | - | C00018 | 001-01 (2018-03-28 07:27:03 by BATCH 00000762) standard | 0112-2---61987#ABE964 | https://cdd.iec.ch/cdd/iec61987/iec61987.nsf/PropertiesAllVersions/0112-2---61987%23ABE964
0112/2///61987#ABG794 | 001 | 01 | 0112/2///61987#ABG794#001 | reference to Reference conditions of the device [5] |  |  |  |  | reference to block ABG234 | [5 empty] | CLASS_REFERENCE_TYPE(0112/2///61987#ABG234) 0112/2///61987#ABG234 - Reference conditions of the device [5] |  |  |  |  | NON_DEPENDENT_P_DET | [5 empty] | 0112/2///61987#ABG217 - Performance [14]0112/2///61987#ABG219 - Performance [16]0112/2///61987#ABG220 - Performance [17]0112/2///61987#ABG221 - Performance [18]0112/2///61987#ABG222 - Performance [19]0112/2///61987#ABG225 - Performance [22]0112/2///61987#ABH348 - Performance [32]0112/2///61987#ABV031 - Performance [21]0112/2///61987#ABV032 - Performance [21]0112/2///61987#ABV040 - Performance [33]0112/2///61987#ABG218 - Performance [15] | 0112/2///61987#ABA000 |  |  |  | Standard |  | IEC 61987 | IEC | SC65E | - | C00018 | 001-01 (2018-03-28 07:27:11 by BATCH 00000762) standard | 0112-2---61987#ABG794 | https://cdd.iec.ch/cdd/iec61987/iec61987.nsf/PropertiesAllVersions/0112-2---61987%23ABG794
0112/2///61987#ABH100 | 001 | 01 | 0112/2///61987#ABH100#001 | strapping point level |  |  |  |  | vertical position of a strapping point referenced to the starting point |  |  | m |  |  | REAL_MEASURE_TYPE |  |  |  |  | NON_DEPENDENT_P_DET | [5 empty] | 0112/2///61987#ABH099 - Strapping table point | 0112/2///61987#ABA000 | 0112/2///62720#UAA726 - metre |  | 0112/2///61987#ABT548 - Length short | Standard |  | IEC 61987 | IEC | SC65E | - | C00018 | 001-01 (2018-03-28 07:27:13 by BATCH 00000762) standard | 0112-2---61987#ABH100 | https://cdd.iec.ch/cdd/iec61987/iec61987.nsf/PropertiesAllVersions/0112-2---61987%23ABH100
0112/2///61987#ABP083 | 001 | 01 | 0112/2///61987#ABP083#001 | number of outputs [I/O module] |  |  |  |  | cardinality property for an output | [5 empty] | INT_TYPE |  |  |  |  | CONDITION_DET | [5 empty] | 0112/2///61987#ABP026 - Device LOP for I/O modules | 0112/2///61987#ABA000 |  |  |  | Standard |  | IEC 61987 | IEC | IEC/SC 65E | - | C00128 | 001-01 (2023-01-23 14:53:51 by BATCH 00000807) standard | 0112-2---61987#ABP083 | https://cdd.iec.ch/cdd/iec61987/iec61987.nsf/PropertiesAllVersions/0112-2---61987%23ABP083
0112/2///61987#ABA553 | 006 | 01 | 0112/2///61987#ABA553#006 | weight |  |  |  |  | mass of a device or component in full working order |  |  | kg |  |  | REAL_MEASURE_TYPE |  |  |  |  | NON_DEPENDENT_P_DET | [5 empty] | 0112/2///61987#ABC044 - Transmitter body [1]0112/2///61987#ABC045 - Transmitter body [2]0112/2///61987#ABC046 - Transmitter body [3]0112/2///61987#ABC047 - Transmitter body [4]0112/2///61987#ABC484 - Overall dimensions and weight0112/2///61987#ABD533 - Overall dimensions and weight [1]0112/2///61987#ABD811 - Body of actuator0112/2///61987#ABE391 - Overall dimensions and weight [2]0112/2///61987#ABF029 - Float0112/2///61987#ABF268 - Cooling system0112/2///61987#ABF360 - Displacer0112/2///61987#ABF452 - Servo displacer0112/2///61987#ABF465 - Container of nuclear source0112/2///61987#ABF468 - Modulator0112/2///61987#ABH836 - Storage dimensions and weight0112/2///61987#ABI414 - Gross dimensions and weight0112/2///61987#ABI417 - Packing information0112/2///61987#ABC048 - Transmitter housing [1]0112/2///61987#ABC049 - Transmitter housing [2]0112/2///61987#ABE040 - Transmitter housing [3]0112/2///61987#ABE607 - Solenoid valve housing0112/2///61987#ABF375 - Transmitter/switch housing | 0112/2///61987#ABA000 | 0112/2///62720#UAA594 - kilogram |  | 0112/2///61987#ABT546 - Mass | Standard |  |  |  | SC65E – IEC 61987 | - | C0004 |  | 0112-2---61987#ABA553 | https://cdd.iec.ch/cdd/iec61987/iec61987.nsf/PropertiesAllVersions/0112-2---61987%23ABA553
0112/2///61987#ABD325 | 004 | 01 | 0112/2///61987#ABD325#004 | reference to Visual controls |  |  |  |  | reference to block ABC682 | [5 empty] | CLASS_REFERENCE_TYPE(0112/2///61987#ABC682) 0112/2///61987#ABC682 - Visual controls |  |  |  |  | NON_DEPENDENT_P_DET | [5 empty] | 0112/2///61987#ABC461 - Operation | 0112/2///61987#ABA000 |  |  |  | Standard |  |  |  | SC65E – IEC 61987 | - | C00004 |  | 0112-2---61987#ABD325 | https://cdd.iec.ch/cdd/iec61987/iec61987.nsf/PropertiesAllVersions/0112-2---61987%23ABD325
0112/2///61987#ABA502 | 001 | 02 | 0112/2///61987#ABA502#001 | description of other software function |  |  |  |  | plain text describing a software function | [5 empty] | STRING_TYPE |  |  |  |  | NON_DEPENDENT_P_DET | [5 empty] | 0112/2///61987#ABC473 - Other software function | 0112/2///61987#ABA000 |  |  |  | Standard |  |  |  | SC65E – IEC 61987 | - | C00004 |  | 0112-2---61987#ABA502 | https://cdd.iec.ch/cdd/iec61987/iec61987.nsf/PropertiesAllVersions/0112-2---61987%23ABA502
0112/2///61987#ABJ665 | 001 | 01 | 0112/2///61987#ABJ665#001 | number of On-off actuation technology blocks |  |  |  |  | cardinality property for On-off actuation technology block | [5 empty] | INT_TYPE |  |  |  |  | CONDITION_DET | [5 empty] | 0112/2///61987#ABH840 - User application parameters | 0112/2///61987#ABA000 |  |  |  | Standard |  |  |  | SC65E – IEC 61987 | - | C00018 | 001-01 (2019-03-08 15:35:34 by BATCH 00000766) standard | 0112-2---61987#ABJ665 | https://cdd.iec.ch/cdd/iec61987/iec61987.nsf/PropertiesAllVersions/0112-2---61987%23ABJ665
0112/2///61987#ABU977 | 001 | 01 | 0112/2///61987#ABU977#001 | reference to Assigned variable [21] |  |  |  |  | reference to block ABG101 | [5 empty] | CLASS_REFERENCE_TYPE(0112/2///61987#ABG101) 0112/2///61987#ABG101 - Assigned variable [21] |  |  |  |  | NON_DEPENDENT_P_DET | [5 empty] | 0112/2///61987#ABG123 - Pulse input [4] | 0112/2///61987#ABA000 |  |  |  | Standard |  | IEC 61987 | IEC | SC65E | - | C00018 | 001-01 (2018-03-28 07:27:23 by BATCH 00000762) standard | 0112-2---61987#ABU977 | https://cdd.iec.ch/cdd/iec61987/iec61987.nsf/PropertiesAllVersions/0112-2---61987%23ABU977
0112/2///61987#ABU229 | 001 | 02 | 0112/2///61987#ABU229#001 | reference to Device LOP for piston flow transmitter/gauge |  |  |  |  | reference to block ABA014 | [5 empty] | CLASS_REFERENCE_TYPE(0112/2///61987#ABA014) 0112/2///61987#ABA014 - Device LOP for piston flow transmitter/gauge |  |  |  |  | NON_DEPENDENT_P_DET | [5 empty] | 0112/2///61987#ABA788 - Piston flow transmitter | 0112/2///61987#ABA000 |  |  |  | Standard |  |  |  | SC65E – IEC 61987 | - | C00004 |  | 0112-2---61987#ABU229 | https://cdd.iec.ch/cdd/iec61987/iec61987.nsf/PropertiesAllVersions/0112-2---61987%23ABU229
0112/2///61987#ABB580 | 002 | 01 | 0112/2///61987#ABB580#002 | unit of measure for other variable |  |  |  |  | standardized unit of measure for a user defined variable | [5 empty] | STRING_TYPE |  |  |  |  | NON_DEPENDENT_P_DET | [5 empty] | 0112/2///61987#ABC075 - Accuracy for a subrange of other variable0112/2///61987#ABC114 - Assigned other variable range0112/2///61987#ABC419 - Measuring range for other variable0112/2///61987#ABH646 - Calibration point of other variable0112/2///61987#ABH664 - Output values of other variable | 0112/2///61987#ABA000 |  |  |  | Standard |  |  |  | SC65E – IEC 61987 | - | C0004 |  | 0112-2---61987#ABB580 | https://cdd.iec.ch/cdd/iec61987/iec61987.nsf/PropertiesAllVersions/0112-2---61987%23ABB580
0112/2///61987#ABA985 | 001 | 04 | 0112/2///61987#ABA985#001 | maximum internal inductance (Li) |  |  |  |  | maximum equivalent internal inductance of the apparatus which is considered as appearing across the connection facilities |  |  | mH |  |  | REAL_MEASURE_TYPE |  |  | IEC 60050, part 426-11-17 (Draft) |  | NON_DEPENDENT_P_DET | [5 empty] | 0112/2///61987#ABC586 - Safety related properties for passive behaviour | 0112/2///61987#ABA000 | 0112/2///62720#UAA789 - millihenry |  | 0112/2///61987#ABT566 - Electrical inductance | Standard |  |  |  | SC65E – IEC 61987 | - | C00004 |  | 0112-2---61987#ABA985 | https://cdd.iec.ch/cdd/iec61987/iec61987.nsf/PropertiesAllVersions/0112-2---61987%23ABA985
0112/2///61987#ABF077 | 001 | 01 | 0112/2///61987#ABF077#001 | accuracy of voltage measuring instrument |  |  |  |  | quality which characterizes the ability of a voltage measuring instrument to provide an indicated value close to a true value of the measurand under reference conditions | the accuracy is based on a statistical sample of test devices |  | mV |  |  | REAL_MEASURE_TYPE |  |  | IEV 311-06-08 (modified) |  | NON_DEPENDENT_P_DET | [5 empty] | 0112/2///61987#ABF075 - Absolute performance for voltage0112/2///61987#ABF089 - Accuracy for a subrange of voltage0112/2///61987#ABP012 - Absolute performance for voltage [I/O module] | 0112/2///61987#ABA000 | 0112/2///62720#UAA804 - millivolt |  | 0112/2///61987#ABT506 - Voltage | Standard |  | IEC 61987 | IEC | SC65E | - | C00019 | 001-01 (2018-03-28 07:27:04 by BATCH 00000762) standard | 0112-2---61987#ABF077 | https://cdd.iec.ch/cdd/iec61987/iec61987.nsf/PropertiesAllVersions/0112-2---61987%23ABF077
0112/2///61987#ABD060 | 001 | 02 | 0112/2///61987#ABD060#001 | reference to Mechanical and electrical construction [thermal mass flow transmitter] |  |  |  |  | reference to block ABC430 | [5 empty] | CLASS_REFERENCE_TYPE(0112/2///61987#ABC430) 0112/2///61987#ABC430 - Mechanical and electrical construction [thermal mass flow transmitter] |  |  |  |  | NON_DEPENDENT_P_DET | [5 empty] | 0112/2///61987#ABA016 - Device LOP for thermal mass flow transmitter | 0112/2///61987#ABA000 |  |  |  | Standard |  |  |  | SC65E – IEC 61987 | - | C00004 |  | 0112-2---61987#ABD060 | https://cdd.iec.ch/cdd/iec61987/iec61987.nsf/PropertiesAllVersions/0112-2---61987%23ABD060
0112/2///61987#ABA056 | 001 | 01 | 0112/2///61987#ABA056#001 | type of public key |  |  |  |  | characterization of a public key according to its encryption process | [5 empty] | STRING_TYPE |  |  |  |  | NON_DEPENDENT_P_DET | [5 empty] | 0112/2///61987#ABA395 - E-mail | 0112/2///61987#ABA000 |  |  |  | Standard |  | IEC 61987 |  | SC65E – IEC 61987 | - | C00018 | 001-01 (2019-03-08 15:35:27 by BATCH 00000766) standard | 0112-2---61987#ABA056 | https://cdd.iec.ch/cdd/iec61987/iec61987.nsf/PropertiesAllVersions/0112-2---61987%23ABA056
0112/2///61987#ABC802 | 003 | 02 | 0112/2///61987#ABC802#003 | reference to Connection facility [1] |  |  |  |  | reference to block ABC172 | [5 empty] | CLASS_REFERENCE_TYPE(0112/2///61987#ABC172) 0112/2///61987#ABC172 - Connection facility [1] |  |  |  |  | DEPENDENT_P_DET | [5 empty] | 0112/2///61987#ABC044 - Transmitter body [1]0112/2///61987#ABC048 - Transmitter housing [1]0112/2///61987#ABC655 - Totalizer indicator [1]0112/2///61987#ABF375 - Transmitter/switch housing | 0112/2///61987#ABA000 |  |  |  | Standard |  | IEC 61987 | IEC | IEC SC65E | 0112/2///61987#ABB177 - number of connection facilities | C00112 |  | 0112-2---61987#ABC802 | https://cdd.iec.ch/cdd/iec61987/iec61987.nsf/PropertiesAllVersions/0112-2---61987%23ABC802
0112/2///61987#ABH127 | 001 | 01 | 0112/2///61987#ABH127#001 | number of process equipment connections |  |  |  |  | @number of process equipment connections |  | Cardinality property |  |  |  | INT_TYPE |  |  |  |  | CONDITION_DET | [5 empty] | 0112/2///61987#ABG478 - Process equipment [level] | 0112/2///61987#ABA000 |  |  |  | Standard |  | IEC 61987 | IEC | SC65E | - | C00018 | 001-01 (2018-03-28 07:27:13 by BATCH 00000762) standard | 0112-2---61987#ABH127 | https://cdd.iec.ch/cdd/iec61987/iec61987.nsf/PropertiesAllVersions/0112-2---61987%23ABH127
0112/2///61987#ABE254 | 001 | 02 | 0112/2///61987#ABE254#001 | reference to Rated Operating Conditions [9] |  |  |  |  | reference to block ABD998 | [5 empty] | CLASS_REFERENCE_TYPE(0112/2///61987#ABD998) 0112/2///61987#ABD998 - Rated operating conditions [9] |  |  |  |  | NON_DEPENDENT_P_DET | [5 empty] | 0112/2///61987#ABE319 - Device LOP for pneumatic linear actuator0112/2///61987#ABE320 - Device LOP for pneumatic rotary actuator | 0112/2///61987#ABA000 |  |  |  | Standard |  |  |  |  | - | C00004 |  | 0112-2---61987#ABE254 | https://cdd.iec.ch/cdd/iec61987/iec61987.nsf/PropertiesAllVersions/0112-2---61987%23ABE254
0112/2///61987#ABU284 | 001 | 03 | 0112/2///61987#ABU284#001 | reference to Analog current input [2] |  |  |  |  | reference to block ABC084 |  | Id specified in IEC61987-12/-13: ABC714 |  |  |  | CLASS_REFERENCE_TYPE(0112/2///61987#ABC084) 0112/2///61987#ABC084 - Analog current input [2] |  |  |  |  | DEPENDENT_P_DET | [5 empty] | 0112/2///61987#ABC055 - Type of auxiliary input [4] | 0112/2///61987#ABA000 |  |  |  | Standard |  |  |  | SC65E – IEC 61987 | 0112/2///61987#ABU274 - auxiliary input type [4] | C00004 |  | 0112-2---61987#ABU284 | https://cdd.iec.ch/cdd/iec61987/iec61987.nsf/PropertiesAllVersions/0112-2---61987%23ABU284
0112/2///61987#ABB216 | 001 | 04 | 0112/2///61987#ABB216#001 | accuracy of temperature measuring instrument |  |  |  |  | quality which characterizes the ability of a temperature measuring instrument to provide an indicated value close to a true value of the measurand under reference conditions | the accuracy is based on a statistical sample of test devices |  | °C |  |  | REAL_MEASURE_TYPE |  |  | IEV 311-06-08 (modified |  | NON_DEPENDENT_P_DET | [5 empty] | 0112/2///61987#ABC065 - Absolute performance for temperature0112/2///61987#ABC078 - Accuracy for a subrange of temperature0112/2///61987#ABF109 - Absolute performance for temperature [2]0112/2///61987#ABG319 - Absolute performance for temperature [3]0112/2///61987#ABP011 - Absolute performance for temperature [I/O module] | 0112/2///61987#ABA000 | 0112/2///62720#UAA033 - degree Celsius |  | 0112/2///61987#ABT514 - Temperature | Standard |  |  |  | SC65E – IEC 61987 | - | C00004 |  | 0112-2---61987#ABB216 | https://cdd.iec.ch/cdd/iec61987/iec61987.nsf/PropertiesAllVersions/0112-2---61987%23ABB216
0112/2///61987#ABU448 | 001 | 03 | 0112/2///61987#ABU448#001 | reference to Assigned dynamic viscosity range |  |  |  |  | reference to block ABC108 |  | Id specified in IEC61987-12/-13: ABC738 |  |  |  | CLASS_REFERENCE_TYPE(0112/2///61987#ABC108) 0112/2///61987#ABC108 - Assigned dynamic viscosity range |  |  |  |  | DEPENDENT_P_DET | [5 empty] | 0112/2///61987#ABC120 - Assigned variable [3] | 0112/2///61987#ABA000 |  |  |  | Standard |  |  |  | SC65E – IEC 61987 | 0112/2///61987#ABU429 - assigned variable type [3] | C00004 |  | 0112-2---61987#ABU448 | https://cdd.iec.ch/cdd/iec61987/iec61987.nsf/PropertiesAllVersions/0112-2---61987%23ABU448
0112/2///61987#ABB634 | 004 | 01 | 0112/2///61987#ABB634#004 | steady state fluid consumption |  |  |  |  | fluid consumption in no load condition, expressed as normalized volume flow at a given supply pressure |  |  | m³/h |  |  | REAL_MEASURE_TYPE |  |  |  |  | NON_DEPENDENT_P_DET | [5 empty] | 0112/2///61987#ABC515 - Pneumatic/hydraulic input/output parameters0112/2///61987#ABC520 - Pneumatic/hydraulic supply [2] | 0112/2///61987#ABA000 | 0112/2///62720#UAA763 - metre cubed per hour |  | 0112/2///61987#ABT504 - Volume flow rate | Standard |  |  |  | SC65E – IEC 61987 | - | C00004 |  | 0112-2---61987#ABB634 | https://cdd.iec.ch/cdd/iec61987/iec61987.nsf/PropertiesAllVersions/0112-2---61987%23ABB634
0112/2///61987#ABU404 | 001 | 03 | 0112/2///61987#ABU404#001 | reference to Pressure measurement |  |  |  |  | reference to block ABC528 |  | Id specified in IEC61987-12/-13: ABD158 |  |  |  | CLASS_REFERENCE_TYPE(0112/2///61987#ABC528) 0112/2///61987#ABC528 - Pressure measurement |  |  |  |  | DEPENDENT_P_DET | [5 empty] | 0112/2///61987#ABC663 - Type of measured variable [4] | 0112/2///61987#ABA000 |  |  |  | Standard |  |  |  | SC65E – IEC 61987 | 0112/2///61987#ABU389 - measured variable type [4] | C00004 |  | 0112-2---61987#ABU404 | https://cdd.iec.ch/cdd/iec61987/iec61987.nsf/PropertiesAllVersions/0112-2---61987%23ABU404
0112/2///61987#ABU277 | 001 | 03 | 0112/2///61987#ABU277#001 | reference to Frequency output [2] |  |  |  |  | reference to block ABC251 |  | Id specified in IEC61987-12/-13: ABC881 |  |  |  | CLASS_REFERENCE_TYPE(0112/2///61987#ABC251) 0112/2///61987#ABC251 - Frequency output [2] |  |  |  |  | DEPENDENT_P_DET | [5 empty] | 0112/2///61987#ABC666 - Type of output [3] | 0112/2///61987#ABA000 |  |  |  | Standard |  |  |  | SC65E – IEC 61987 | 0112/2///61987#ABU273 - output type [3] | C00004 |  | 0112-2---61987#ABU277 | https://cdd.iec.ch/cdd/iec61987/iec61987.nsf/PropertiesAllVersions/0112-2---61987%23ABU277
0112/2///61987#ABU278 | 001 | 03 | 0112/2///61987#ABU278#001 | reference to Pulse output |  |  |  |  | reference to block ABC553 |  | Id specified in IEC61987-12/-13: ABD183 |  |  |  | CLASS_REFERENCE_TYPE(0112/2///61987#ABC553) 0112/2///61987#ABC553 - Pulse output |  |  |  |  | DEPENDENT_P_DET | [5 empty] | 0112/2///61987#ABC666 - Type of output [3] | 0112/2///61987#ABA000 |  |  |  | Standard |  |  |  | SC65E – IEC 61987 | 0112/2///61987#ABU273 - output type [3] | C00004 |  | 0112-2---61987#ABU278 | https://cdd.iec.ch/cdd/iec61987/iec61987.nsf/PropertiesAllVersions/0112-2---61987%23ABU278
0112/2///61987#ABG934 | 001 | 01 | 0112/2///61987#ABG934#001 | reference to Mechanical and electrical construction [servo level transmitter ] |  |  |  |  | reference to block ABG374 | [5 empty] | CLASS_REFERENCE_TYPE(0112/2///61987#ABG374) 0112/2///61987#ABG374 - Mechanical and electrical construction [servo level transmitter ] |  |  |  |  | NON_DEPENDENT_P_DET | [5 empty] | 0112/2///61987#ABE748 - Device LOP for servo level transmitter | 0112/2///61987#ABA000 |  |  |  | Standard |  | IEC 61987 | IEC | SC65E | - | C00018 | 001-01 (2018-03-28 07:27:12 by BATCH 00000762) standard | 0112-2---61987#ABG934 | https://cdd.iec.ch/cdd/iec61987/iec61987.nsf/PropertiesAllVersions/0112-2---61987%23ABG934
0112/2///61987#ABC976 | 003 | 01 | 0112/2///61987#ABC976#003 | reference to Material of body |  |  |  |  | reference to block ABC346 | [5 empty] | CLASS_REFERENCE_TYPE(0112/2///61987#ABC346) 0112/2///61987#ABC346 - Material of body |  |  |  |  | NON_DEPENDENT_P_DET | [5 empty] | 0112/2///61987#ABC044 - Transmitter body [1]0112/2///61987#ABC045 - Transmitter body [2]0112/2///61987#ABC046 - Transmitter body [3]0112/2///61987#ABC047 - Transmitter body [4]0112/2///61987#ABE601 - Structural design of a limit switch0112/2///61987#ABC040 - Totalizer indicator [2]0112/2///61987#ABC655 - Totalizer indicator [1]0112/2///61987#ABD812 - Body of valve [2]0112/2///61987#ABD813 - Body of valve [3]0112/2///61987#ABD814 - Body of valve [1]0112/2///61987#ABE605 - Body of solenoid valve0112/2///61987#ABE610 - Body of filter regulator | 0112/2///61987#ABA000 |  |  |  | Standard |  |  |  | SC65E – IEC 61987 | - | C00004 |  | 0112-2---61987#ABC976 | https://cdd.iec.ch/cdd/iec61987/iec61987.nsf/PropertiesAllVersions/0112-2---61987%23ABC976
0112/2///61987#ABB856 | 001 | 02 | 0112/2///61987#ABB856#001 | unit of measure for average influence of process temperature on other variable |  |  |  |  | standardized unit of measure for average influence of process temperature on other variable | [5 empty] | STRING_TYPE |  |  |  |  | NON_DEPENDENT_P_DET | [5 empty] | 0112/2///61987#ABC283 - Influence of external quantities expressed for other variable | 0112/2///61987#ABA000 |  |  |  | Standard |  |  |  | SC65E – IEC 61987 | - | C00004 |  | 0112-2---61987#ABB856 | https://cdd.iec.ch/cdd/iec61987/iec61987.nsf/PropertiesAllVersions/0112-2---61987%23ABB856
0112/2///61987#ABA541 | 001 | 02 | 0112/2///61987#ABA541#001 | designation of other operating element |  |  |  |  | alphanumeric character sequence identifying another operating element | [5 empty] | STRING_TYPE |  |  |  |  | NON_DEPENDENT_P_DET | [5 empty] | 0112/2///61987#ABC470 - Other operating element | 0112/2///61987#ABA000 |  |  |  | Standard |  |  |  | SC65E – IEC 61987 | - | C00004 |  | 0112-2---61987#ABA541 | https://cdd.iec.ch/cdd/iec61987/iec61987.nsf/PropertiesAllVersions/0112-2---61987%23ABA541
0112/2///61987#ABV187 | 001 | 01 | 0112/2///61987#ABV187#001 | reference to Temperature indication |  |  |  |  | reference to block ABF224 | [5 empty] | CLASS_REFERENCE_TYPE(0112/2///61987#ABF224) 0112/2///61987#ABF224 - Temperature indication |  |  |  |  | DEPENDENT_P_DET | [5 empty] | 0112/2///61987#ABG355 - Temperature measurement [1] | 0112/2///61987#ABA000 |  |  |  | Standard |  | IEC 61987 | IEC | SC65E | 0112/2///61987#ABV167 - measured variable type [14] | C00019 | 001-01 (2018-03-28 07:27:24 by BATCH 00000762) standard | 0112-2---61987#ABV187 | https://cdd.iec.ch/cdd/iec61987/iec61987.nsf/PropertiesAllVersions/0112-2---61987%23ABV187
0112/2///61987#ABB341 | 004 | 01 | 0112/2///61987#ABB341#004 | reference standard for pipe schedule |  |  |  |  | standard on which a pipe schedule is based | [5 empty] | STRING_TYPE |  |  |  |  | NON_DEPENDENT_P_DET | [5 empty] | 0112/2///61987#ABC266 - High/single pressure side line or nozzle0112/2///61987#ABC270 - Impulse line0112/2///61987#ABC325 - Low pressure side line or nozzle0112/2///61987#ABD831 - Line or nozzle [2]0112/2///61987#ABH128 - Process equipment connection0112/2///61987#ABC322 - Line or nozzle | 0112/2///61987#ABA000 |  |  |  | Standard |  |  |  | SC65E – IEC 61987 | - | C00004 |  | 0112-2---61987#ABB341 | https://cdd.iec.ch/cdd/iec61987/iec61987.nsf/PropertiesAllVersions/0112-2---61987%23ABB341
0112/2///61987#ABF195 | 002 | 01 | 0112/2///61987#ABF195#002 | type of paddle |  |  |  |  | classification of the paddle of a paddle level switch according to its shape | [5 empty] | ENUM_CODE_TYPE(0112/2///61987#ABL626) |  |  |  |  | DEPENDENT_P_DET |  |  | 0112/2///61987#ABL626 | 0112/2///61987#ABN118 - single sided paddle0112/2///61987#ABN119 - leaf paddle0112/2///61987#ABN120 - cross-shaped paddle0112/2///61987#ABN121 - hinged paddle0112/2///61987#ABI407 - others |  | 0112/2///61987#ABF192 - Paddle | 0112/2///61987#ABA000 |  |  |  | Standard |  | IEC 61987 | IEC | SC65E | 0112/2///61987#ABI406 - empty_property | C00091 |  | 0112-2---61987#ABF195 | https://cdd.iec.ch/cdd/iec61987/iec61987.nsf/PropertiesAllVersions/0112-2---61987%23ABF195
0112/2///61987#ABD571 | 001 | 02 | 0112/2///61987#ABD571#001 | designation of seat spring |  |  |  |  | alphanumeric character sequence identifying a seat spring | [5 empty] | STRING_TYPE |  |  |  |  | NON_DEPENDENT_P_DET | [5 empty] | 0112/2///61987#ABD918 - Material of seat spring | 0112/2///61987#ABA000 |  |  |  | Standard |  |  |  |  | - | C00004 |  | 0112-2---61987#ABD571 | https://cdd.iec.ch/cdd/iec61987/iec61987.nsf/PropertiesAllVersions/0112-2---61987%23ABD571
0112/2///61987#ABF593 | 002 | 02 | 0112/2///61987#ABF593#002 | set span for mass fraction |  |  |  |  | difference between the upper and lower range value of mass fraction to which a mass fraction measurement instrument is adjusted |  |  | % |  |  | REAL_MEASURE_TYPE |  |  |  |  | NON_DEPENDENT_P_DET | [5 empty] | 0112/2///61987#ABF598 - Assigned mass fraction range | 0112/2///61987#ABA000 | 0112/2///62720#UAA000 - percent |  | 0112/2///61987#ABT533 - Percentage | Standard |  | IEC 61987 | IEC | IEC SC65E | - | C00112 |  | 0112-2---61987#ABF593 | https://cdd.iec.ch/cdd/iec61987/iec61987.nsf/PropertiesAllVersions/0112-2---61987%23ABF593
0112/2///61987#ABA106 | 006 | 01 | 0112/2///61987#ABA106#006 | minimum limit of storage relative humidity |  |  |  |  | lowest relative humidity to which a device may be subject between the time of construction and the time of operation without permanent impairment of operating characteristics |  |  | % |  |  | REAL_MEASURE_TYPE |  |  |  |  | NON_DEPENDENT_P_DET | [5 empty] | 0112/2///61987#ABH806 - Storage0112/2///61987#ABC315 - Limiting environmental conditions0112/2///61987#ABE589 - Limiting environmental conditions [3]0112/2///61987#ABC316 - Limiting environmental design conditions | 0112/2///61987#ABA000 | 0112/2///62720#UAA000 - percent |  | 0112/2///61987#ABT533 - Percentage | Standard |  |  |  | SC65E – IEC 61987 | - | C0004 |  | 0112-2---61987#ABA106 | https://cdd.iec.ch/cdd/iec61987/iec61987.nsf/PropertiesAllVersions/0112-2---61987%23ABA106
0112/2///61987#ABD063 | 001 | 02 | 0112/2///61987#ABD063#001 | reference to Mechanical and electrical construction [variable area flow transmitter/gauge] |  |  |  |  | reference to block ABC433 | [5 empty] | CLASS_REFERENCE_TYPE(0112/2///61987#ABC433) 0112/2///61987#ABC433 - Mechanical and electrical construction [variable area flow transmitter/gauge] |  |  |  |  | NON_DEPENDENT_P_DET | [5 empty] | 0112/2///61987#ABA020 - Device LOP for variable area flow transmitter/gauge | 0112/2///61987#ABA000 |  |  |  | Standard |  |  |  | SC65E – IEC 61987 | - | C00004 |  | 0112-2---61987#ABD063 | https://cdd.iec.ch/cdd/iec61987/iec61987.nsf/PropertiesAllVersions/0112-2---61987%23ABD063
0112/2///61987#ABD048 | 001 | 02 | 0112/2///61987#ABD048#001 | reference to Measuring range for normalized volume flow |  |  |  |  | reference to block ABC418 | [5 empty] | CLASS_REFERENCE_TYPE(0112/2///61987#ABC418) 0112/2///61987#ABC418 - Measuring range for normalized volume flow |  |  |  |  | NON_DEPENDENT_P_DET | [5 empty] | 0112/2///61987#ABC456 - Normalized volume flow measurement | 0112/2///61987#ABA000 |  |  |  | Standard |  |  |  | SC65E – IEC 61987 | - | C00004 |  | 0112-2---61987#ABD048 | https://cdd.iec.ch/cdd/iec61987/iec61987.nsf/PropertiesAllVersions/0112-2---61987%23ABD048
0112/2///61987#ABC784 | 002 | 01 | 0112/2///61987#ABC784#002 | reference to Capsule/probe remote seal |  |  |  |  | reference to block ABC154 | [5 empty] | CLASS_REFERENCE_TYPE(0112/2///61987#ABC154) 0112/2///61987#ABC154 - Capsule/probe remote seal |  |  |  |  | NON_DEPENDENT_P_DET | [5 empty] | 0112/2///61987#ABC630 - Structural design of a remote seal [1]0112/2///61987#ABC631 - Structural design of a remote seal [2] | 0112/2///61987#ABA000 |  |  |  | Standard |  |  |  | SC65E – IEC 61987 | - | C00004 |  | 0112-2---61987#ABC784 | https://cdd.iec.ch/cdd/iec61987/iec61987.nsf/PropertiesAllVersions/0112-2---61987%23ABC784
0112/2///61987#ABB566 | 002 | 02 | 0112/2///61987#ABB566#002 | set span for normalized volume flow |  |  |  |  | difference between the upper and lower range value of normalized volume flow to which a normalized volume flow measurement instrument is adjusted |  |  | m³/h |  |  | REAL_MEASURE_TYPE |  |  |  |  | NON_DEPENDENT_P_DET | [5 empty] | 0112/2///61987#ABC111 - Assigned normalized volume flow range | 0112/2///61987#ABA000 | 0112/2///62720#UAA763 - metre cubed per hour |  | 0112/2///61987#ABT504 - Volume flow rate | Standard |  | IEC 61987 | IEC | IEC SC65E | - | C00112 |  | 0112-2---61987#ABB566 | https://cdd.iec.ch/cdd/iec61987/iec61987.nsf/PropertiesAllVersions/0112-2---61987%23ABB566
0112/2///61987#ABA042 | 005 | 01 | 0112/2///61987#ABA042#005 | device class |  |  |  |  | role which a device may adopt in a digital communication system | [5 empty] | ENUM_CODE_TYPE(0112/2///61987#ABL508) |  |  |  |  | DEPENDENT_P_DET |  |  | 0112/2///61987#ABL508 | 0112/2///61987#ABM669 - master0112/2///61987#ABM670 - secondary master0112/2///61987#ABM671 - slave0112/2///61987#ABI407 - others |  | 0112/2///61987#ABC162 - Communication protocol | 0112/2///61987#ABA000 |  |  |  | Standard |  |  |  | SC65E – IEC 61987 | 0112/2///61987#ABI406 - empty_property | C00091 |  | 0112-2---61987#ABA042 | https://cdd.iec.ch/cdd/iec61987/iec61987.nsf/PropertiesAllVersions/0112-2---61987%23ABA042
0112/2///61987#ABA909 | 003 | 01 | 0112/2///61987#ABA909#003 | fluid group |  |  |  |  | classification of a substance (fluid) according to its hazard potential according the Pressure Equipment Directive 97/23/EC of the European Community | [5 empty] | ENUM_CODE_TYPE(0112/2///61987#ABJ780) |  |  |  |  | DEPENDENT_P_DET |  |  | 0112/2///61987#ABJ780 | 0112/2///61987#ABL156 - group 10112/2///61987#ABL157 - group 20112/2///61987#ABI407 - others |  | 0112/2///61987#ABC469 - Other material properties0112/2///61987#ABD955 - Other process material properties [2]0112/2///61987#ABD984 - Pressure equipment directive [2] | 0112/2///61987#ABA000 |  |  |  | Standard |  |  |  | SC65E – IEC 61987 | 0112/2///61987#ABI406 - empty_property | C00091 |  | 0112-2---61987#ABA909 | https://cdd.iec.ch/cdd/iec61987/iec61987.nsf/PropertiesAllVersions/0112-2---61987%23ABA909
0112/2///61987#ABH299 | 001 | 01 | 0112/2///61987#ABH299#001 | reference to Parameters of differential pressure level measurement |  |  |  |  | reference to block ABH168 | [5 empty] | CLASS_REFERENCE_TYPE(0112/2///61987#ABH168) 0112/2///61987#ABH168 - Parameters of differential pressure level measurement |  |  |  |  | NON_DEPENDENT_P_DET | [5 empty] | 0112/2///61987#ABH159 - Level measurement instrument installation | 0112/2///61987#ABA000 |  |  |  | Standard |  | IEC 61987 | IEC | SC65E | - | C00018 | 001-01 (2018-03-28 07:27:14 by BATCH 00000762) standard | 0112-2---61987#ABH299 | https://cdd.iec.ch/cdd/iec61987/iec61987.nsf/PropertiesAllVersions/0112-2---61987%23ABH299
0112/2///61987#ABB724 | 001 | 05 | 0112/2///61987#ABB724#001 | set lower range end-value of interval of mass flow |  |  |  |  | value defining the start of a subrange for mass flow |  |  | kg/h |  |  | REAL_MEASURE_TYPE |  |  |  |  | NON_DEPENDENT_P_DET | [5 empty] | 0112/2///61987#ABC073 - Accuracy for a subrange of mass flow | 0112/2///61987#ABA000 | 0112/2///62720#UAA607 - kilogram per hour |  | 0112/2///61987#ABT545 - Mass flow rate | Standard |  | IEC 61987 | IEC | IEC/SC 65E | - | C00128 |  | 0112-2---61987#ABB724 | https://cdd.iec.ch/cdd/iec61987/iec61987.nsf/PropertiesAllVersions/0112-2---61987%23ABB724
0112/2///61987#ABH509 | 001 | 01 | 0112/2///61987#ABH509#001 | number of remarks |  |  |  |  | cardinality property for a remark | [5 empty] | INT_TYPE |  |  |  |  | CONDITION_DET | [5 empty] | 0112/2///61987#ABH517 - Device documents supplied | 0112/2///61987#ABA000 |  |  |  | Standard |  | IEC 61987 |  | SC65E – IEC 61987 | - | C00018 | 001-01 (2019-03-08 15:35:28 by BATCH 00000766) standard | 0112-2---61987#ABH509 | https://cdd.iec.ch/cdd/iec61987/iec61987.nsf/PropertiesAllVersions/0112-2---61987%23ABH509
0112/2///61987#ABU413 | 001 | 03 | 0112/2///61987#ABU413#001 | reference to Absolute performance for other variable |  |  |  |  | reference to block ABC063 |  | Id specified in IEC61987-12/-13: ABC693 |  |  |  | CLASS_REFERENCE_TYPE(0112/2///61987#ABC063) 0112/2///61987#ABC063 - Absolute performance for other variable |  |  |  |  | DEPENDENT_P_DET | [5 empty] | 0112/2///61987#ABC675 - Type of performance variable [5] | 0112/2///61987#ABA000 |  |  |  | Standard |  |  |  | SC65E – IEC 61987 | 0112/2///61987#ABU391 - performance variable type [5] | C00004 |  | 0112-2---61987#ABU413 | https://cdd.iec.ch/cdd/iec61987/iec61987.nsf/PropertiesAllVersions/0112-2---61987%23ABU413
0112/2///61987#ABF831 | 001 | 01 | 0112/2///61987#ABF831#001 | reference to Sight glass |  |  |  |  | reference to block ABF535 | [5 empty] | CLASS_REFERENCE_TYPE(0112/2///61987#ABF535) 0112/2///61987#ABF535 - Sight glass |  |  |  |  | NON_DEPENDENT_P_DET | [5 empty] | 0112/2///61987#ABF276 - Structural design of a sight level gauge0112/2///61987#ABF282 - Structural design of a sight level indicator | 0112/2///61987#ABA000 |  |  |  | Standard |  | IEC 61987 | IEC | SC65E | - | C00018 | 001-01 (2018-03-28 07:27:09 by BATCH 00000762) standard | 0112-2---61987#ABF831 | https://cdd.iec.ch/cdd/iec61987/iec61987.nsf/PropertiesAllVersions/0112-2---61987%23ABF831
0112/2///61987#ABH242 | 001 | 01 | 0112/2///61987#ABH242#001 | material of target |  |  |  |  | material or substance of which the target of a radiation detector is made or consists | [5 empty] | STRING_TYPE |  |  |  |  | NON_DEPENDENT_P_DET | [5 empty] | 0112/2///61987#ABH258 - Radiation thermometer parameters | 0112/2///61987#ABA000 |  |  |  | Standard |  | IEC 61987 | IEC | SC65E | - | C00019 | 001-01 (2018-03-28 07:27:14 by BATCH 00000762) standard | 0112-2---61987#ABH242 | https://cdd.iec.ch/cdd/iec61987/iec61987.nsf/PropertiesAllVersions/0112-2---61987%23ABH242
0112/2///61987#ABJ704 | 001 | 02 | 0112/2///61987#ABJ704#001 | reference to FLOW_MEASUREMENT_TRANSFORMATION |  |  |  |  | reference to block ABJ612 | [5 empty] | CLASS_REFERENCE_TYPE(0112/2///61987#ABJ612) 0112/2///61987#ABJ612 - FLOW_MEASUREMENT_TRANSFORMATION |  |  |  |  | DEPENDENT_P_DET | [5 empty] | 0112/2///61987#ABH843 - Flow technology block | 0112/2///61987#ABA000 |  |  |  | Standard |  | IEC 61987 | IEC | IEC SC65E | 0112/2///61987#ABJ669 - number of FLOW_MEASUREMENT_TRANSFORMATIONs | C00112 |  | 0112-2---61987#ABJ704 | https://cdd.iec.ch/cdd/iec61987/iec61987.nsf/PropertiesAllVersions/0112-2---61987%23ABJ704
0112/2///61987#ABH411 | 002 | 01 | 0112/2///61987#ABH411#002 | style of heat insulation |  |  |  |  | classification of the means used to isolate against heat according to mechanical construction | [5 empty] | ENUM_CODE_TYPE(0112/2///61987#ABL395) |  |  |  |  | DEPENDENT_P_DET |  |  | 0112/2///61987#ABL395 | 0112/2///61987#ABM290 - extension0112/2///61987#ABM291 - cooling fins0112/2///61987#ABI407 - others |  | 0112/2///61987#ABF025 - Structural design of a float level transmitter and switch0112/2///61987#ABF342 - Structural design of a displacer lever transmitter/switch | 0112/2///61987#ABA000 |  |  |  | Standard |  |  |  | SC65E – IEC 61987 | 0112/2///61987#ABI406 - empty_property | C00091 |  | 0112-2---61987#ABH411 | https://cdd.iec.ch/cdd/iec61987/iec61987.nsf/PropertiesAllVersions/0112-2---61987%23ABH411
0112/2///61987#ABF543 | 001 | 01 | 0112/2///61987#ABF543#001 | power of radiation |  |  |  |  | derivative with respect to time of energy of radiation being emitted |  |  | mW |  |  | REAL_MEASURE_TYPE |  |  | IEV 113-03-52 MOD |  | NON_DEPENDENT_P_DET | [5 empty] | 0112/2///61987#ABF542 - Laser probe | 0112/2///61987#ABA000 | 0112/2///62720#UAA807 - milliwatt |  | 0112/2///61987#ABT525 - Power | Standard |  | IEC 61987 | IEC | SC65E | - | C00018 | 001-01 (2018-03-28 07:27:07 by BATCH 00000762) standard | 0112-2---61987#ABF543 | https://cdd.iec.ch/cdd/iec61987/iec61987.nsf/PropertiesAllVersions/0112-2---61987%23ABF543
0112/2///61987#ABG892 | 001 | 01 | 0112/2///61987#ABG892#001 | reference to Installation conditions [13] |  |  |  |  | reference to block ABG332 | [5 empty] | CLASS_REFERENCE_TYPE(0112/2///61987#ABG332) 0112/2///61987#ABG332 - Installation conditions [13] |  |  |  |  | NON_DEPENDENT_P_DET | [5 empty] | 0112/2///61987#ABG322 - Rated operating conditions [17] | 0112/2///61987#ABA000 |  |  |  | Standard |  | IEC 61987 | IEC | SC65E | - | C00017 | 001-01 (2018-03-28 07:27:11 by BATCH 00000762) standard | 0112-2---61987#ABG892 | https://cdd.iec.ch/cdd/iec61987/iec61987.nsf/PropertiesAllVersions/0112-2---61987%23ABG892
0112/2///61987#ABG817 | 002 | 05 | 0112/2///61987#ABG817#002 | reference to Performance variable [17] |  |  |  |  | reference to block ABG257 | [5 empty] | CLASS_REFERENCE_TYPE(0112/2///61987#ABG257) 0112/2///61987#ABG257 - Performance variable [17] |  |  |  |  | DEPENDENT_P_DET | [5 empty] | 0112/2///61987#ABG229 - Performance [26] | 0112/2///61987#ABA000 |  |  |  | Standard |  | IEC 61987 | IEC | IEC SC65E | 0112/2///61987#ABB636 - number of performance variables | C00112 |  | 0112-2---61987#ABG817 | https://cdd.iec.ch/cdd/iec61987/iec61987.nsf/PropertiesAllVersions/0112-2---61987%23ABG817
0112/2///61987#ABG984 | 001 | 01 | 0112/2///61987#ABG984#001 | reference to Structural design [ultrasonic level switch] |  |  |  |  | reference to block ABG424 | [5 empty] | CLASS_REFERENCE_TYPE(0112/2///61987#ABG424) 0112/2///61987#ABG424 - Structural design [ultrasonic level switch] |  |  |  |  | NON_DEPENDENT_P_DET | [5 empty] | 0112/2///61987#ABG379 - Mechanical and electrical construction [ultrasonic level switch] | 0112/2///61987#ABA000 |  |  |  | Standard |  | IEC 61987 | IEC | SC65E | - | C00018 | 001-01 (2018-03-28 07:27:12 by BATCH 00000762) standard | 0112-2---61987#ABG984 | https://cdd.iec.ch/cdd/iec61987/iec61987.nsf/PropertiesAllVersions/0112-2---61987%23ABG984
0112/2///61987#ABH315 | 001 | 01 | 0112/2///61987#ABH315#001 | reference to Process case variables for non-contact temperature transmitter |  |  |  |  | reference to block ABH229 | [5 empty] | CLASS_REFERENCE_TYPE(0112/2///61987#ABH229) 0112/2///61987#ABH229 - Process case variables for non-contact temperature transmitter |  |  |  |  | NON_DEPENDENT_P_DET | [5 empty] | 0112/2///61987#ABG455 - Total fluid [temperature] | 0112/2///61987#ABA000 |  |  |  | Standard |  | IEC 61987 | IEC | SC65E | - | C00019 |  | 0112-2---61987#ABH315 | https://cdd.iec.ch/cdd/iec61987/iec61987.nsf/PropertiesAllVersions/0112-2---61987%23ABH315
0112/2///61987#ABN703 | 001 | 02 | 0112/2///61987#ABN703#001 | volume concentration (per mass) |  |  |  |  | quotient from the constituent volume of a mixture and the total volume of that mixture |  |  | m³/kg |  |  | REAL_MEASURE_TYPE |  |  |  |  | NON_DEPENDENT_P_DET | [5 empty] | 0112/2///61987#ABN688 - Concentration measurement variables | 0112/2///61987#ABA000 | 0112/2///62720#UAA766 - metre cubed per kilogram |  | 0112/2///61987#ABT594 - Specific volume | Standard |  | IEC 61987 | IEC | IEC SC65E | - | C00112 |  | 0112-2---61987#ABN703 | https://cdd.iec.ch/cdd/iec61987/iec61987.nsf/PropertiesAllVersions/0112-2---61987%23ABN703
0112/2///61987#ABB789 | 001 | 04 | 0112/2///61987#ABB789#001 | set lower range end-value of interval of other variable |  |  |  |  | value defining the start of a subrange for other variable | [5 empty] | REAL_TYPE |  |  |  |  | NON_DEPENDENT_P_DET | [5 empty] | 0112/2///61987#ABC075 - Accuracy for a subrange of other variable | 0112/2///61987#ABA000 |  |  |  | Standard |  | IEC 61987 | IEC | IEC/SC 65E | - | C00128 |  | 0112-2---61987#ABB789 | https://cdd.iec.ch/cdd/iec61987/iec61987.nsf/PropertiesAllVersions/0112-2---61987%23ABB789
0112/2///61987#ABB089 | 001 | 05 | 0112/2///61987#ABB089#001 | measuring current of RTD sensor |  |  |  |  | current drawn by a RTD sensing element during normal operation |  |  | mA |  |  | REAL_MEASURE_TYPE |  |  |  |  | NON_DEPENDENT_P_DET | [5 empty] | 0112/2///61987#ABC579 - RTD input0112/2///61987#ABF398 - RTD/resistance measurement0112/2///61987#ABP070 - RTD input [I/O module] | 0112/2///61987#ABA000 | 0112/2///62720#UAA775 - milliampere |  | 0112/2///61987#ABT567 - Electrical current | Standard |  | IEC 61987 | IEC | IEC/SC 65E | - | C00128 |  | 0112-2---61987#ABB089 | https://cdd.iec.ch/cdd/iec61987/iec61987.nsf/PropertiesAllVersions/0112-2---61987%23ABB089
0112/2///61987#ABU325 | 001 | 03 | 0112/2///61987#ABU325#001 | reference to Absolute performance for mass flow |  |  |  |  | reference to block ABC061 |  | Id specified in IEC61987-12/-13: ABC691 |  |  |  | CLASS_REFERENCE_TYPE(0112/2///61987#ABC061) 0112/2///61987#ABC061 - Absolute performance for mass flow |  |  |  |  | DEPENDENT_P_DET | [5 empty] | 0112/2///61987#ABC673 - Type of performance variable [3] | 0112/2///61987#ABA000 |  |  |  | Standard |  |  |  | SC65E – IEC 61987 | 0112/2///61987#ABU295 - performance variable type [3] | C00004 |  | 0112-2---61987#ABU325 | https://cdd.iec.ch/cdd/iec61987/iec61987.nsf/PropertiesAllVersions/0112-2---61987%23ABU325
0112/2///61987#ABD684 | 001 | 04 | 0112/2///61987#ABD684#001 | overshoot |  |  |  |  | for a step response, the maximum transient deviation from the final steady-state value of the output variable, expressed as a percentage of the difference between the final and the initial steady-state values |  |  | % |  |  | REAL_MEASURE_TYPE |  |  | IEC 60534-9 |  | NON_DEPENDENT_P_DET | [5 empty] | 0112/2///61987#ABD973 - Performance [10]0112/2///61987#ABE398 - Dynamic behaviour [2] | 0112/2///61987#ABA000 | 0112/2///62720#UAA000 - percent |  | 0112/2///61987#ABT533 - Percentage | Standard |  |  |  |  | - | C00004 |  | 0112-2---61987#ABD684 | https://cdd.iec.ch/cdd/iec61987/iec61987.nsf/PropertiesAllVersions/0112-2---61987%23ABD684
0112/2///61987#ABD156 | 001 | 02 | 0112/2///61987#ABD156#001 | reference to Pressure gauge sensing element and movement |  |  |  |  | reference to block ABC526 | [5 empty] | CLASS_REFERENCE_TYPE(0112/2///61987#ABC526) 0112/2///61987#ABC526 - Pressure gauge sensing element and movement |  |  |  |  | NON_DEPENDENT_P_DET | [5 empty] | 0112/2///61987#ABC625 - Structural design of a differential pressure gauge0112/2///61987#ABC629 - Structural design of a pressure or differential pressure gauge | 0112/2///61987#ABA000 |  |  |  | Standard |  |  |  | SC65E – IEC 61987 | - | C00004 |  | 0112-2---61987#ABD156 | https://cdd.iec.ch/cdd/iec61987/iec61987.nsf/PropertiesAllVersions/0112-2---61987%23ABD156
0112/2///61987#ABC900 | 001 | 02 | 0112/2///61987#ABC900#001 | reference to Impulse line |  |  |  |  | reference to block ABC270 | [5 empty] | CLASS_REFERENCE_TYPE(0112/2///61987#ABC270) 0112/2///61987#ABC270 - Impulse line |  |  |  |  | NON_DEPENDENT_P_DET | [5 empty] | 0112/2///61987#ABC645 - Structural design of the primary element of a differential pressure flow transmitter | 0112/2///61987#ABA000 |  |  |  | Standard |  |  |  | SC65E – IEC 61987 | - | C00004 |  | 0112-2---61987#ABC900 | https://cdd.iec.ch/cdd/iec61987/iec61987.nsf/PropertiesAllVersions/0112-2---61987%23ABC900
0112/2///61987#ABF015 | 001 | 01 | 0112/2///61987#ABF015#001 | formula for resolution |  |  |  |  | equation from which the resolution can be calculated | [5 empty] | STRING_TYPE |  |  |  |  | NON_DEPENDENT_P_DET | [5 empty] | 0112/2///61987#ABE826 - Absolute performance for level | 0112/2///61987#ABA000 |  |  |  | Standard |  | IEC 61987 | IEC | SC65E | - | C00018 | 001-01 (2018-03-28 07:27:03 by BATCH 00000762) standard | 0112-2---61987#ABF015 | https://cdd.iec.ch/cdd/iec61987/iec61987.nsf/PropertiesAllVersions/0112-2---61987%23ABF015
0112/2///61987#ABF317 | 002 | 01 | 0112/2///61987#ABF317#002 | style of fibre |  |  |  |  | classification of a fibre according to the design of its end | [5 empty] | ENUM_CODE_TYPE(0112/2///61987#ABL699) |  |  |  |  | DEPENDENT_P_DET |  |  | 0112/2///61987#ABL699 | 0112/2///61987#ABN388 - with fibre objective0112/2///61987#ABN389 - without fibre objective0112/2///61987#ABI407 - others |  | 0112/2///61987#ABF261 - Fibre optics | 0112/2///61987#ABA000 |  |  |  | Standard |  | IEC 61987 | IEC | SC65E | 0112/2///61987#ABI406 - empty_property | C00091 |  | 0112-2---61987#ABF317 | https://cdd.iec.ch/cdd/iec61987/iec61987.nsf/PropertiesAllVersions/0112-2---61987%23ABF317
0112/2///61987#ABH148 | 001 | 01 | 0112/2///61987#ABH148#001 | description of bypass |  |  |  |  | plain text describing the measuring chamber | [5 empty] | STRING_TYPE |  |  |  |  | NON_DEPENDENT_P_DET | [5 empty] | 0112/2///61987#ABH145 - Bypass | 0112/2///61987#ABA000 |  |  |  | Standard |  | IEC 61987 | IEC | SC65E | - | C00018 | 001-01 (2018-03-28 07:27:13 by BATCH 00000762) standard | 0112-2---61987#ABH148 | https://cdd.iec.ch/cdd/iec61987/iec61987.nsf/PropertiesAllVersions/0112-2---61987%23ABH148
0112/2///61987#ABA201 | 001 | 04 | 0112/2///61987#ABA201#001 | set upper range end-value of dial |  |  |  |  | value defining the end of a measuring range of a dial indicator | [5 empty] | REAL_TYPE |  |  |  |  | NON_DEPENDENT_P_DET | [5 empty] | 0112/2///61987#ABC272 - Scale range | 0112/2///61987#ABA000 |  |  |  | Standard |  | IEC 61987 | IEC | IEC/SC 65E | - | C00128 |  | 0112-2---61987#ABA201 | https://cdd.iec.ch/cdd/iec61987/iec61987.nsf/PropertiesAllVersions/0112-2---61987%23ABA201
0112/2///61987#ABV222 | 001 | 02 | 0112/2///61987#ABV222#001 | reference to Analog voltage output [13] |  |  |  |  | reference to block ABG186 | [5 empty] | CLASS_REFERENCE_TYPE(0112/2///61987#ABG186) 0112/2///61987#ABG186 - Analog voltage output [13] |  |  |  |  | DEPENDENT_P_DET | [5 empty] | 0112/2///61987#ABG148 - Type of output [18] | 0112/2///61987#ABA000 |  |  |  | Standard |  | IEC 61987 | IEC | SC65E | 0112/2///61987#ABV216 - output type [18] | C00019 |  | 0112-2---61987#ABV222 | https://cdd.iec.ch/cdd/iec61987/iec61987.nsf/PropertiesAllVersions/0112-2---61987%23ABV222
0112/2///61987#ABV008 | 001 | 01 | 0112/2///61987#ABV008#001 | reference to Type of output [14] |  |  |  |  | reference to block ABG144 | [5 empty] | CLASS_REFERENCE_TYPE(0112/2///61987#ABG144) 0112/2///61987#ABG144 - Type of output [14] |  |  |  |  | NON_DEPENDENT_P_DET | [5 empty] | 0112/2///61987#ABG129 - Output [14] | 0112/2///61987#ABA000 |  |  |  | Standard |  | IEC 61987 | IEC | SC65E | - | C00018 | 001-01 (2018-03-28 07:27:23 by BATCH 00000762) standard | 0112-2---61987#ABV008 | https://cdd.iec.ch/cdd/iec61987/iec61987.nsf/PropertiesAllVersions/0112-2---61987%23ABV008
0112/2///61987#ABU894 | 001 | 01 | 0112/2///61987#ABU894#001 | reference to Type of performance variable [10] |  |  |  |  | reference to block ABG276 | [5 empty] | CLASS_REFERENCE_TYPE(0112/2///61987#ABG276) 0112/2///61987#ABG276 - Type of performance variable [10] |  |  |  |  | NON_DEPENDENT_P_DET | [5 empty] | 0112/2///61987#ABG251 - Performance variable [11] | 0112/2///61987#ABA000 |  |  |  | Standard |  | IEC 61987 | IEC | SC65E | - | C00018 | 001-01 (2018-03-28 07:27:22 by BATCH 00000762) standard | 0112-2---61987#ABU894 | https://cdd.iec.ch/cdd/iec61987/iec61987.nsf/PropertiesAllVersions/0112-2---61987%23ABU894
0112/2///61987#ABF212 | 001 | 01 | 0112/2///61987#ABF212#001 | position of external switch |  |  |  |  | vertical position of an external switch related to the lower datum point |  |  | mm |  |  | REAL_MEASURE_TYPE |  |  |  |  | NON_DEPENDENT_P_DET | [5 empty] | 0112/2///61987#ABF210 - External switch | 0112/2///61987#ABA000 | 0112/2///62720#UAA862 - millimetre |  | 0112/2///61987#ABT548 - Length short | Standard |  | IEC 61987 | IEC | SC65E | - | C00018 | 001-01 (2018-03-28 07:27:05 by BATCH 00000762) standard | 0112-2---61987#ABF212 | https://cdd.iec.ch/cdd/iec61987/iec61987.nsf/PropertiesAllVersions/0112-2---61987%23ABF212
0112/2///61987#ABJ131 | 001 | 01 | 0112/2///61987#ABJ131#001 | SETPOINT_CUTOFF_MIN |  |  |  |  | parameter in percentage of setpoint span below which the actuator signal goes to the minimum limit | [5 empty] | REAL_TYPE |  |  | IEC 61804-2 MOD |  | NON_DEPENDENT_P_DET | [5 empty] | 0112/2///61987#ABI812 - Modulation actuation technology block | 0112/2///61987#ABA000 |  |  |  | Standard |  |  |  | SC65E – IEC 61987 | - | C00018 | 001-01 (2019-03-08 15:35:33 by BATCH 00000766) standard | 0112-2---61987#ABJ131 | https://cdd.iec.ch/cdd/iec61987/iec61987.nsf/PropertiesAllVersions/0112-2---61987%23ABJ131
0112/2///61987#ABD245 | 001 | 02 | 0112/2///61987#ABD245#001 | reference to Structural design [absolute/gauge pressure transmitter] |  |  |  |  | reference to block ABC619 | [5 empty] | CLASS_REFERENCE_TYPE(0112/2///61987#ABC619) 0112/2///61987#ABC619 - Structural design [absolute/gauge pressure transmitter] |  |  |  |  | NON_DEPENDENT_P_DET | [5 empty] | 0112/2///61987#ABC438 - Mechanical and electrical construction [absolute/gauge pressure transmitter] | 0112/2///61987#ABA000 |  |  |  | Standard |  |  |  | SC65E – IEC 61987 | - | C00004 |  | 0112-2---61987#ABD245 | https://cdd.iec.ch/cdd/iec61987/iec61987.nsf/PropertiesAllVersions/0112-2---61987%23ABD245
0112/2///61987#ABA571 | 008 | 01 | 0112/2///61987#ABA571#008 | climate class |  |  |  |  | alphanumeric character sequence denoting a set of climatic conditions, i.e. ambient temperature, pressure and humidity, to which the equipment is or can be subjected during operation | [5 empty] | ENUM_CODE_TYPE(0112/2///61987#ABJ740) |  |  | IEC 60654-1, Clause 4 |  | DEPENDENT_P_DET |  |  | 0112/2///61987#ABJ740 | 0112/2///61987#ABK472 - 3B10112/2///61987#ABK473 - 3B20112/2///61987#ABK474 - 3B30112/2///61987#ABK475 - 3C10112/2///61987#ABK476 - 3C20112/2///61987#ABK477 - 3C30112/2///61987#ABK478 - 3C40112/2///61987#ABK479 - 3K10112/2///61987#ABK480 - 3K20112/2///61987#ABK481 - 3K30112/2///61987#ABK482 - 3K40112/2///61987#ABK483 - 3K50112/2///61987#ABK484 - 3K60112/2///61987#ABK485 - 3K70112/2///61987#ABK486 - 3K7L0112/2///61987#ABK487 - 3K80112/2///61987#ABK488 - 3K8H0112/2///61987#ABK489 - 3K8L0112/2///61987#ABK490 - 3M10112/2///61987#ABK491 - 3M20112/2///61987#ABK492 - 3M30112/2///61987#ABK493 - 3M40112/2///61987#ABK494 - 3M50112/2///61987#ABK495 - 3M60112/2///61987#ABK496 - 3M70112/2///61987#ABK497 - 3M80112/2///61987#ABK498 - 3S10112/2///61987#ABK499 - 3S20112/2///61987#ABK500 - 3S30112/2///61987#ABK501 - 3S40112/2///61987#ABK502 - 3Z10112/2///61987#ABK503 - 3Z100112/2///61987#ABK504 - 3Z110112/2///61987#ABK505 - 3Z120112/2///61987#ABK506 - 3Z20112/2///61987#ABK507 - 3Z30112/2///61987#ABK508 - 3Z40112/2///61987#ABK509 - 3Z50112/2///61987#ABK510 - 3Z60112/2///61987#ABK511 - 3Z70112/2///61987#ABK512 - 3Z80112/2///61987#ABK513 - 3Z90112/2///61987#ABK514 - 4B10112/2///61987#ABK515 - 4B20112/2///61987#ABK516 - 4C10112/2///61987#ABK517 - 4C20112/2///61987#ABK518 - 4C30112/2///61987#ABK519 - 4C40112/2///61987#ABK520 - 4K10112/2///61987#ABK521 - 4K20112/2///61987#ABK522 - 4K30112/2///61987#ABK523 - 4K40112/2///61987#ABK524 - 4K4H0112/2///61987#ABK525 - 4K4L0112/2///61987#ABK526 - 4M10112/2///61987#ABK527 - 4M20112/2///61987#ABK528 - 4M30112/2///61987#ABK529 - 4M40112/2///61987#ABK530 - 4M50112/2///61987#ABK531 - 4M60112/2///61987#ABK532 - 4M70112/2///61987#ABK533 - 4M80112/2///61987#ABK534 - 4S10112/2///61987#ABK535 - 4S20112/2///61987#ABK536 - 4S30112/2///61987#ABK537 - 4S40112/2///61987#ABK538 - 4Z10112/2///61987#ABK539 - 4Z20112/2///61987#ABK540 - 4Z30112/2///61987#ABK541 - 4Z40112/2///61987#ABK542 - 4Z50112/2///61987#ABK543 - 4Z60112/2///61987#ABK544 - 4Z70112/2///61987#ABK545 - 4Z80112/2///61987#ABK546 - 4Z90112/2///61987#ABI407 - others |  | 0112/2///61987#ABC450 - Normal environmental design conditions0112/2///61987#ABD509 - Normal environmental conditions [1]0112/2///61987#ABD944 - Normal environmental conditions [2]0112/2///61987#ABD945 - Normal environmental design conditions [3]0112/2///61987#ABD946 - Normal environmental design conditions [2]0112/2///61987#ABE367 - Normal environmental conditions [4]0112/2///61987#ABE371 - Normal environmental conditions [3]0112/2///61987#ABE588 - Normal environmental conditions [5]0112/2///61987#ABC449 - Normal environmental conditions | 0112/2///61987#ABA000 |  |  |  | Standard |  |  |  | SC65E – IEC 61987 | 0112/2///61987#ABI406 - empty_property | C00091 |  | 0112-2---61987#ABA571 | https://cdd.iec.ch/cdd/iec61987/iec61987.nsf/PropertiesAllVersions/0112-2---61987%23ABA571
0112/2///61987#ABC832 | 002 | 05 | 0112/2///61987#ABC832#002 | reference to Digital indicator |  |  |  |  | reference to block ABC202 | [5 empty] | CLASS_REFERENCE_TYPE(0112/2///61987#ABC202) 0112/2///61987#ABC202 - Digital indicator |  |  |  |  | DEPENDENT_P_DET | [5 empty] | 0112/2///61987#ABC609 - Structural design [(oval) gear flow transmitter/gauge]0112/2///61987#ABC610 - Structural design [piston flow transmitter/gauge]0112/2///61987#ABC612 - Structural design [rotating element flow transmitter/gauge]0112/2///61987#ABC614 - Structural design [variable area flow transmitter/gauge]0112/2///61987#ABC616 - Structural design [positive displacement flow transmitter/gauge]0112/2///61987#ABC617 - Structural design [helix flow transmitter/gauge]0112/2///61987#ABC621 - Structural design [absolute/gauge pressure gauge]0112/2///61987#ABC622 - Structural design [differential pressure gauge]0112/2///61987#ABG440 - Structural design [temperature gauge] | 0112/2///61987#ABA000 |  |  |  | Standard |  | IEC 61987 | IEC | IEC SC65E | 0112/2///61987#ABB970 - number of digital indicators | C00112 |  | 0112-2---61987#ABC832 | https://cdd.iec.ch/cdd/iec61987/iec61987.nsf/PropertiesAllVersions/0112-2---61987%23ABC832
0112/2///61987#ABD519 | 003 | 01 | 0112/2///61987#ABD519#003 | reference to Deployment conditions [4] |  |  |  |  | reference to block ABD518 | [5 empty] | CLASS_REFERENCE_TYPE(0112/2///61987#ABD518) 0112/2///61987#ABD518 - Deployment conditions [4] |  |  |  |  | NON_DEPENDENT_P_DET | [5 empty] | 0112/2///61987#ABD520 - Installation conditions [5]0112/2///61987#ABD897 - Installation conditions [8] | 0112/2///61987#ABA000 |  |  |  | Standard |  |  |  | SC65E – IEC 61987 | - | C00004 |  | 0112-2---61987#ABD519 | https://cdd.iec.ch/cdd/iec61987/iec61987.nsf/PropertiesAllVersions/0112-2---61987%23ABD519
0112/2///61987#ABE973 | 001 | 01 | 0112/2///61987#ABE973#001 | average influence of process temperature on mass |  |  |  |  | change in output of a mass measuring device caused by a change in process temperature with respect to reference conditions, expressed as the average error across the specified process temperature range |  |  | kg/K |  |  | REAL_MEASURE_TYPE |  |  |  |  | NON_DEPENDENT_P_DET | [5 empty] | 0112/2///61987#ABE970 - Influence of external quantities expressed for mass | 0112/2///61987#ABA000 | 0112/2///62720#UAA595 - kilogram per kelvin |  | 0112/2///61987#ABT541 - Mass per temperature | Standard |  | IEC 61987 | IEC | SC65E | - | C00018 | 001-01 (2018-03-28 07:27:03 by BATCH 00000762) standard | 0112-2---61987#ABE973 | https://cdd.iec.ch/cdd/iec61987/iec61987.nsf/PropertiesAllVersions/0112-2---61987%23ABE973
0112/2///61987#ABG510 | 002 | 05 | 0112/2///61987#ABG510#002 | reference to Measured variable [14] |  |  |  |  | reference to block ABF950 | [5 empty] | CLASS_REFERENCE_TYPE(0112/2///61987#ABF950) 0112/2///61987#ABF950 - Measured variable [14] |  |  |  |  | DEPENDENT_P_DET | [5 empty] | 0112/2///61987#ABF933 - Input [26] | 0112/2///61987#ABA000 |  |  |  | Standard |  | IEC 61987 | IEC | IEC SC65E | 0112/2///61987#ABB065 - number of measured variables | C00112 |  | 0112-2---61987#ABG510 | https://cdd.iec.ch/cdd/iec61987/iec61987.nsf/PropertiesAllVersions/0112-2---61987%23ABG510
0112/2///61987#ABF847 | 001 | 01 | 0112/2///61987#ABF847#001 | reference to Structural design of a buoyancy density transmitter |  |  |  |  | reference to block ABF631 | [5 empty] | CLASS_REFERENCE_TYPE(0112/2///61987#ABF631) 0112/2///61987#ABF631 - Structural design of a buoyancy density transmitter |  |  |  |  | NON_DEPENDENT_P_DET | [5 empty] | 0112/2///61987#ABG442 - Structural design [buoyancy density transmitter] | 0112/2///61987#ABA000 |  |  |  | Standard |  | IEC 61987 | IEC | SC65E | - | C00017 | 001-01 (2018-03-28 07:27:10 by BATCH 00000762) standard | 0112-2---61987#ABF847 | https://cdd.iec.ch/cdd/iec61987/iec61987.nsf/PropertiesAllVersions/0112-2---61987%23ABF847
0112/2///61987#ABA924 | 006 | 01 | 0112/2///61987#ABA924#006 | minimum limiting value of storage temperature |  |  |  |  | lowest temperature to which a device may be subject between the time of construction and the time of operation without permanent impairment of operating characteristics |  |  | °C |  |  | REAL_MEASURE_TYPE |  |  | IEC 61987-1, 3.10 |  | NON_DEPENDENT_P_DET | [5 empty] | 0112/2///61987#ABH806 - Storage0112/2///61987#ABC315 - Limiting environmental conditions0112/2///61987#ABD827 - Limiting environmental conditions [2]0112/2///61987#ABE589 - Limiting environmental conditions [3]0112/2///61987#ABC316 - Limiting environmental design conditions | 0112/2///61987#ABA000 | 0112/2///62720#UAA033 - degree Celsius |  | 0112/2///61987#ABT514 - Temperature | Standard |  |  |  | SC65E – IEC 61987 | - | C0004 |  | 0112-2---61987#ABA924 | https://cdd.iec.ch/cdd/iec61987/iec61987.nsf/PropertiesAllVersions/0112-2---61987%23ABA924
0112/2///61987#ABB822 | 001 | 04 | 0112/2///61987#ABB822#001 | maximum influence of process temperature on volume flow |  |  |  |  | change in output of a volume flow measuring device caused by a change in process temperature with respect to reference conditions, expressed as the maximum error across the specified process temperature range |  |  | "(m³/h)/K" |  |  | REAL_MEASURE_TYPE |  |  |  |  | NON_DEPENDENT_P_DET | [5 empty] | 0112/2///61987#ABC281 - Influence of external quantities expressed for volume flow | 0112/2///61987#ABA000 | 0112/2///62720#UAA764 - metre cubed per hour kelvin |  | 0112/2///61987#ABT502 - Volume flow rate per temperature | Standard |  |  |  | SC65E – IEC 61987 | - | C00018 |  | 0112-2---61987#ABB822 | https://cdd.iec.ch/cdd/iec61987/iec61987.nsf/PropertiesAllVersions/0112-2---61987%23ABB822
0112/2///61987#ABB305 | 002 | 01 | 0112/2///61987#ABB305#002 | health hazard rating |  |  |  |  | classification of possible health impact of a substance according to a rating standard | In the case of pressure changes when the temperature changes, the specific heat at constant pressure or constant volume is to be used. |  |  |  |  | ENUM_CODE_TYPE(0112/2///61987#ABJ767) |  |  |  |  | DEPENDENT_P_DET |  |  | 0112/2///61987#ABJ767 | 0112/2///61987#ABL101 - 00112/2///61987#ABL102 - 10112/2///61987#ABL103 - 20112/2///61987#ABL104 - 30112/2///61987#ABL105 - 40112/2///61987#ABI407 - others |  | 0112/2///61987#ABC469 - Other material properties0112/2///61987#ABD955 - Other process material properties [2] | 0112/2///61987#ABA000 |  |  |  | Standard |  |  |  | SC65E – IEC 61987 | 0112/2///61987#ABI406 - empty_property | C00091 |  | 0112-2---61987#ABB305 | https://cdd.iec.ch/cdd/iec61987/iec61987.nsf/PropertiesAllVersions/0112-2---61987%23ABB305
0112/2///61987#ABU313 | 001 | 03 | 0112/2///61987#ABU313#001 | reference to Pressure measurement |  |  |  |  | reference to block ABC528 |  | Id specified in IEC61987-12/-13: ABD158 |  |  |  | CLASS_REFERENCE_TYPE(0112/2///61987#ABC528) 0112/2///61987#ABC528 - Pressure measurement |  |  |  |  | DEPENDENT_P_DET | [5 empty] | 0112/2///61987#ABC662 - Type of measured variable [3] | 0112/2///61987#ABA000 |  |  |  | Standard |  |  |  | SC65E – IEC 61987 | 0112/2///61987#ABU293 - measured variable type [3] | C00004 |  | 0112-2---61987#ABU313 | https://cdd.iec.ch/cdd/iec61987/iec61987.nsf/PropertiesAllVersions/0112-2---61987%23ABU313
0112/2///61987#ABN746 | 001 | 01 | 0112/2///61987#ABN746#001 | reference to Concentration measurement variables |  |  |  |  | reference to block ABN688 | [5 empty] | CLASS_REFERENCE_TYPE(0112/2///61987#ABN688) 0112/2///61987#ABN688 - Concentration measurement variables |  |  |  |  | NON_DEPENDENT_P_DET | [5 empty] | 0112/2///61987#ABN682 - Continuous measurement variables | 0112/2///61987#ABA000 |  |  |  | Standard |  |  |  | SC65E – IEC 61987 | - | C00092 | 001-01 (2020-02-24 12:37:21 by BATCH 00000778) standard | 0112-2---61987#ABN746 | https://cdd.iec.ch/cdd/iec61987/iec61987.nsf/PropertiesAllVersions/0112-2---61987%23ABN746
0112/2///61987#ABG830 | 001 | 01 | 0112/2///61987#ABG830#001 | reference to Reference conditions for the performance variable [9] |  |  |  |  | reference to block ABG270 | [5 empty] | CLASS_REFERENCE_TYPE(0112/2///61987#ABG270) 0112/2///61987#ABG270 - Reference conditions for the performance variable [9] |  |  |  |  | NON_DEPENDENT_P_DET | [5 empty] | 0112/2///61987#ABG260 - Performance variable [20] | 0112/2///61987#ABA000 |  |  |  | Standard |  | IEC 61987 | IEC | SC65E | - | C00017 | 001-01 (2018-03-28 07:27:11 by BATCH 00000762) standard | 0112-2---61987#ABG830 | https://cdd.iec.ch/cdd/iec61987/iec61987.nsf/PropertiesAllVersions/0112-2---61987%23ABG830
0112/2///61987#ABB415 | 002 | 01 | 0112/2///61987#ABB415#002 | API ring number |  |  |  |  | API ring number of a ring joint flange or orifice plate holder | [5 empty] | ENUM_CODE_TYPE(0112/2///61987#ABL590) |  |  |  |  | DEPENDENT_P_DET |  |  | 0112/2///61987#ABL590 | 0112/2///61987#ABM937 - R110112/2///61987#ABM938 - R120112/2///61987#ABM939 - R130112/2///61987#ABM940 - R140112/2///61987#ABM941 - R150112/2///61987#ABM942 - R160112/2///61987#ABM943 - R170112/2///61987#ABM944 - R180112/2///61987#ABM945 - R190112/2///61987#ABM946 - R200112/2///61987#ABM947 - R210112/2///61987#ABM948 - R220112/2///61987#ABM949 - R230112/2///61987#ABM950 - R240112/2///61987#ABM951 - R250112/2///61987#ABM952 - R260112/2///61987#ABM953 - R270112/2///61987#ABM954 - R280112/2///61987#ABM955 - R290112/2///61987#ABM956 - R300112/2///61987#ABM957 - R310112/2///61987#ABM958 - R320112/2///61987#ABM959 - R330112/2///61987#ABM960 - R340112/2///61987#ABM961 - R350112/2///61987#ABM962 - R360112/2///61987#ABM963 - R370112/2///61987#ABM964 - R380112/2///61987#ABM965 - R390112/2///61987#ABM966 - R400112/2///61987#ABM967 - R410112/2///61987#ABM968 - R420112/2///61987#ABM969 - R430112/2///61987#ABM970 - R440112/2///61987#ABM971 - R450112/2///61987#ABM972 - R460112/2///61987#ABM973 - R470112/2///61987#ABM974 - R480112/2///61987#ABM975 - R490112/2///61987#ABM976 - R500112/2///61987#ABM977 - R510112/2///61987#ABM978 - R520112/2///61987#ABM979 - R530112/2///61987#ABM980 - R540112/2///61987#ABM981 - R550112/2///61987#ABM982 - R560112/2///61987#ABM983 - R570112/2///61987#ABM984 - R580112/2///61987#ABM985 - R590112/2///61987#ABM986 - R600112/2///61987#ABM987 - R610112/2///61987#ABI407 - others |  | 0112/2///61987#ABC244 - Flow nozzle0112/2///61987#ABC465 - Orifice plate and holder | 0112/2///61987#ABA000 |  |  |  | Standard |  |  |  | SC65E – IEC 61987 | 0112/2///61987#ABI406 - empty_property | C00091 |  | 0112-2---61987#ABB415 | https://cdd.iec.ch/cdd/iec61987/iec61987.nsf/PropertiesAllVersions/0112-2---61987%23ABB415
0112/2///61987#ABU414 | 004 | 01 | 0112/2///61987#ABU414#004 | reference to Keypad/buttons and display |  |  |  |  | reference to block ABC312 |  | Id specified in IEC61987-12/-13: ABC942 |  |  |  | CLASS_REFERENCE_TYPE(0112/2///61987#ABC312) 0112/2///61987#ABC312 - Keypad/buttons and display |  |  |  |  | DEPENDENT_P_DET | [5 empty] | 0112/2///61987#ABC646 - Style of parametrization | 0112/2///61987#ABA000 |  |  |  | Standard |  |  |  | SC65E – IEC 61987 | 0112/2///61987#ABU392 - parametrization interface type | C00004 |  | 0112-2---61987#ABU414 | https://cdd.iec.ch/cdd/iec61987/iec61987.nsf/PropertiesAllVersions/0112-2---61987%23ABU414
0112/2///61987#ABD446 | 001 | 03 | 0112/2///61987#ABD446#001 | maximum influence of process pressure on pressure |  |  |  |  | change in output of a pressure measuring device caused by a change in process pressure with respect to reference conditions, expressed as the maximum error across the specified process pressure range |  |  | mbar/bar |  |  | REAL_MEASURE_TYPE |  |  |  |  | NON_DEPENDENT_P_DET | [5 empty] | 0112/2///61987#ABD501 - Influence of external quantities expressed for pressure | 0112/2///61987#ABA000 | 0112/2///62720#UAA812 - millibar per bar |  | 0112/2///61987#ABT592 - Pressure per pressure | Standard |  |  |  | SC65E – IEC 61987 | - | C00018 |  | 0112-2---61987#ABD446 | https://cdd.iec.ch/cdd/iec61987/iec61987.nsf/PropertiesAllVersions/0112-2---61987%23ABD446
0112/2///61987#ABU869 | 001 | 01 | 0112/2///61987#ABU869#001 | reference to Type of performance variable [9] |  |  |  |  | reference to block ABG275 | [5 empty] | CLASS_REFERENCE_TYPE(0112/2///61987#ABG275) 0112/2///61987#ABG275 - Type of performance variable [9] |  |  |  |  | NON_DEPENDENT_P_DET | [5 empty] | 0112/2///61987#ABG250 - Performance variable [10] | 0112/2///61987#ABA000 |  |  |  | Standard |  | IEC 61987 | IEC | SC65E | - | C00018 | 001-01 (2018-03-28 07:27:22 by BATCH 00000762) standard | 0112-2---61987#ABU869 | https://cdd.iec.ch/cdd/iec61987/iec61987.nsf/PropertiesAllVersions/0112-2---61987%23ABU869
0112/2///61987#ABN725 | 001 | 01 | 0112/2///61987#ABN725#001 | simulation sample-hold command |  |  |  |  | property the value of which indicates the kind of sample-hold function to be executed | [5 empty] | ENUM_CODE_TYPE(0112/2///61987#ABN782) |  |  |  |  | DEPENDENT_P_DET |  |  | 0112/2///61987#ABN782 | 0112/2///61987#ABM115 - continuous0112/2///61987#ABN904 - sample-hold0112/2///61987#ABI407 - others |  | 0112/2///61987#ABN608 - LOPD for general functions | 0112/2///61987#ABA000 |  |  |  | Standard |  |  |  | SC65E – IEC 61987 | 0112/2///61987#ABI406 - empty_property | C00092 | 001-01 (2020-02-24 12:37:21 by BATCH 00000778) standard | 0112-2---61987#ABN725 | https://cdd.iec.ch/cdd/iec61987/iec61987.nsf/PropertiesAllVersions/0112-2---61987%23ABN725
0112/2///61987#ABF567 | 001 | 01 | 0112/2///61987#ABF567#001 | minimum span for volume fraction |  |  |  |  | lowest span to which a volume fraction measurement instrument can be adjusted |  |  | % |  |  | REAL_MEASURE_TYPE |  |  |  |  | NON_DEPENDENT_P_DET | [5 empty] | 0112/2///61987#ABE789 - Measuring range for volume fraction | 0112/2///61987#ABA000 | 0112/2///62720#UAA000 - percent |  | 0112/2///61987#ABT533 - Percentage | Standard |  | IEC 61987 | IEC | SC65E | - | C00017 | 001-01 (2018-03-28 07:27:07 by BATCH 00000762) standard | 0112-2---61987#ABF567 | https://cdd.iec.ch/cdd/iec61987/iec61987.nsf/PropertiesAllVersions/0112-2---61987%23ABF567
0112/2///61987#ABU973 | 001 | 01 | 0112/2///61987#ABU973#001 | reference to Pneumatic/hydraulic input |  |  |  |  | reference to block ABC514 | [5 empty] | CLASS_REFERENCE_TYPE(0112/2///61987#ABC514) 0112/2///61987#ABC514 - Pneumatic/hydraulic input |  |  |  |  | DEPENDENT_P_DET | [5 empty] | 0112/2///61987#ABG063 - Type of auxiliary input [14]0112/2///61987#ABG064 - Type of auxiliary input [15] | 0112/2///61987#ABA000 |  |  |  | Standard |  | IEC 61987 | IEC | SC65E | 0112/2///61987#ABU942 - auxiliary input type [14] | C00018 | 001-01 (2018-03-28 07:27:23 by BATCH 00000762) standard | 0112-2---61987#ABU973 | https://cdd.iec.ch/cdd/iec61987/iec61987.nsf/PropertiesAllVersions/0112-2---61987%23ABU973
0112/2///61987#ABN662 | 001 | 02 | 0112/2///61987#ABN662#001 | vibration amplitude at the bearing defect frequencies |  |  |  |  | amplitude of the oscillation envelope at the roller bearing defect frequencies after high pass filtering, expressed as acceleration | The parameter for the high pass filtering and oscillation envelope are regularly defined by the user. |  | m/s² |  |  | REAL_MEASURE_TYPE |  |  |  |  | NON_DEPENDENT_P_DET | [5 empty] | 0112/2///61987#ABN694 - Specific machine vibration measurement variables | 0112/2///61987#ABA000 | 0112/2///62720#UAA736 - metre per second squared |  | 0112/2///61987#ABT587 - Acceleration | Standard |  | IEC 61987 | IEC | IEC SC65E | - | C00112 |  | 0112-2---61987#ABN662 | https://cdd.iec.ch/cdd/iec61987/iec61987.nsf/PropertiesAllVersions/0112-2---61987%23ABN662
0112/2///61987#ABC755 | 004 | 01 | 0112/2///61987#ABC755#004 | reference to Audible controls |  |  |  |  | reference to block ABC125 | [5 empty] | CLASS_REFERENCE_TYPE(0112/2///61987#ABC125) 0112/2///61987#ABC125 - Audible controls |  |  |  |  | NON_DEPENDENT_P_DET | [5 empty] | 0112/2///61987#ABC461 - Operation | 0112/2///61987#ABA000 |  |  |  | Standard |  |  |  | SC65E – IEC 61987 | - | C00004 |  | 0112-2---61987#ABC755 | https://cdd.iec.ch/cdd/iec61987/iec61987.nsf/PropertiesAllVersions/0112-2---61987%23ABC755
0112/2///61987#ABB037 | 002 | 01 | 0112/2///61987#ABB037#002 | influence of process temperature on the remote seal |  |  |  |  | change in output of a remote seal caused by a change in process temperature with respect to reference conditions, expressed as the average of the upscale and downscale errors at selected test temperatures |  |  | mbar/K |  |  | REAL_MEASURE_TYPE |  |  |  |  | NON_DEPENDENT_P_DET | [5 empty] | 0112/2///61987#ABC502 - Performance of remote seal | 0112/2///61987#ABA000 | 0112/2///62720#UAA811 - millibar per kelvin |  | 0112/2///61987#ABT523 - Pressure per temperature | Standard |  |  |  | SC65E – IEC 61987 | - | C00004 |  | 0112-2---61987#ABB037 | https://cdd.iec.ch/cdd/iec61987/iec61987.nsf/PropertiesAllVersions/0112-2---61987%23ABB037
0112/2///61987#ABE786 | 001 | 01 | 0112/2///61987#ABE786#001 | lower range-limit of concentration |  |  |  |  | lowest value of concentration that a device can be adjusted to measure within its specified accuracy limits |  |  | mg/m³ |  |  | REAL_MEASURE_TYPE |  |  |  |  | NON_DEPENDENT_P_DET | [5 empty] | 0112/2///61987#ABE785 - Measuring range for concentration | 0112/2///61987#ABA000 | 0112/2///62720#UAA830 - milligram per metre cubed |  | 0112/2///61987#ABT575 - Mass concentration (mass per volume) | Standard |  | IEC 61987 | IEC | SC65E | - | C00018 | 001-01 (2018-03-28 07:27:01 by BATCH 00000762) standard | 0112-2---61987#ABE786 | https://cdd.iec.ch/cdd/iec61987/iec61987.nsf/PropertiesAllVersions/0112-2---61987%23ABE786
0112/2///61987#ABE998 | 001 | 01 | 0112/2///61987#ABE998#001 | minimum switching delay |  |  |  |  | shortest time delay between triggering and the resulting switching action |  |  | s |  |  | REAL_MEASURE_TYPE |  |  |  |  | NON_DEPENDENT_P_DET | [5 empty] | 0112/2///61987#ABE995 - Dynamic behaviour of point level | 0112/2///61987#ABA000 | 0112/2///62720#UAA972 - second |  | 0112/2///61987#ABT510 - Time/time duration short | Standard |  | IEC 61987 | IEC | SC65E | - | C00018 | 001-01 (2018-03-28 07:27:03 by BATCH 00000762) standard | 0112-2---61987#ABE998 | https://cdd.iec.ch/cdd/iec61987/iec61987.nsf/PropertiesAllVersions/0112-2---61987%23ABE998
0112/2///61987#ABB995 | 002 | 01 | 0112/2///61987#ABB995#002 | differential pressure |  |  |  | Differential pressure | difference between the two (absolute) pressures that act simultaneously on opposite sides of a membrane or a primary element |  |  | mbar |  |  | REAL_MEASURE_TYPE |  |  |  |  | NON_DEPENDENT_P_DET | [5 empty] | 0112/2///61987#ABC199 - Differential pressure process case variables0112/2///61987#ABN683 - Specific pressure measurement variables | 0112/2///61987#ABA000 | 0112/2///62720#UAA810 - millibar |  | 0112/2///61987#ABT524 - Pressure | Standard |  |  |  | SC65E – IEC 61987 | - | C00091 |  | 0112-2---61987#ABB995 | https://cdd.iec.ch/cdd/iec61987/iec61987.nsf/PropertiesAllVersions/0112-2---61987%23ABB995
0112/2///61987#ABD396 | 005 | 01 | 0112/2///61987#ABD396#005 | number of vibration test conditions |  |  |  |  | @number of vibration test conditions | [5 empty] | INT_TYPE |  |  |  |  | CONDITION_DET | [5 empty] | 0112/2///61987#ABC450 - Normal environmental design conditions0112/2///61987#ABD509 - Normal environmental conditions [1]0112/2///61987#ABD944 - Normal environmental conditions [2]0112/2///61987#ABD945 - Normal environmental design conditions [3]0112/2///61987#ABD946 - Normal environmental design conditions [2]0112/2///61987#ABE367 - Normal environmental conditions [4]0112/2///61987#ABE371 - Normal environmental conditions [3]0112/2///61987#ABE588 - Normal environmental conditions [5]0112/2///61987#ABC315 - Limiting environmental conditions0112/2///61987#ABD827 - Limiting environmental conditions [2]0112/2///61987#ABE589 - Limiting environmental conditions [3]0112/2///61987#ABC316 - Limiting environmental design conditions0112/2///61987#ABC449 - Normal environmental conditions | 0112/2///61987#ABA000 |  |  |  | Standard |  |  |  | SC65E – IEC 61987 | - | C00004 |  | 0112-2---61987#ABD396 | https://cdd.iec.ch/cdd/iec61987/iec61987.nsf/PropertiesAllVersions/0112-2---61987%23ABD396
0112/2///61987#ABB058 | 004 | 01 | 0112/2///61987#ABB058#004 | maximum Reynolds Number |  |  |  |  | highest Reynolds number for which a device is or should be designed to operate within its specified limits |  |  | 1 |  |  | REAL_MEASURE_TYPE |  |  |  |  | NON_DEPENDENT_P_DET | [5 empty] | 0112/2///61987#ABC451 - Normal process conditions [1]0112/2///61987#ABC455 - Normal process design conditions [2]0112/2///61987#ABH342 - Normal process design conditions [6]0112/2///61987#ABH462 - Normal process conditions [11]0112/2///61987#ABG346 - Normal process conditions [8]0112/2///61987#ABG344 - Normal process conditions [6] | 0112/2///61987#ABA000 | 0112/2///62720#UAA915 - quantity of dimension one |  |  | Standard |  |  |  | SC65E – IEC 61987 | - | C00019 |  | 0112-2---61987#ABB058 | https://cdd.iec.ch/cdd/iec61987/iec61987.nsf/PropertiesAllVersions/0112-2---61987%23ABB058
0112/2///61987#ABA110 | 006 | 01 | 0112/2///61987#ABA110#006 | maximum dynamic viscosity |  |  |  |  | highest dynamic viscosity for which a device is or should be designed to operate within its specified limits |  |  | mPa·s |  |  | REAL_MEASURE_TYPE |  |  |  |  | NON_DEPENDENT_P_DET | [5 empty] | 0112/2///61987#ABC451 - Normal process conditions [1]0112/2///61987#ABC454 - Normal process design conditions [1]0112/2///61987#ABC455 - Normal process design conditions [2]0112/2///61987#ABD947 - Normal process conditions [4]0112/2///61987#ABD948 - Normal process design conditions [3]0112/2///61987#ABG476 - Normal process design conditions [5]0112/2///61987#ABH071 - Fluid phase design conditions0112/2///61987#ABH342 - Normal process design conditions [6]0112/2///61987#ABH462 - Normal process conditions [11]0112/2///61987#ABG346 - Normal process conditions [8]0112/2///61987#ABG343 - Normal process conditions [5]0112/2///61987#ABG344 - Normal process conditions [6]0112/2///61987#ABG347 - Normal process conditions [9] | 0112/2///61987#ABA000 | 0112/2///62720#UAA797 - millipascal second |  | 0112/2///61987#ABT571 - Dynamic viscosity | Standard |  |  |  | SC65E – IEC 61987 | - | C00018 |  | 0112-2---61987#ABA110 | https://cdd.iec.ch/cdd/iec61987/iec61987.nsf/PropertiesAllVersions/0112-2---61987%23ABA110
0112/2///61987#ABF032 | 002 | 01 | 0112/2///61987#ABF032#002 | type of float switch |  |  |  |  | classification of a float switch according to its fastening or the mounting position of the float | [5 empty] | ENUM_CODE_TYPE(0112/2///61987#ABL685) |  |  |  |  | DEPENDENT_P_DET |  |  | 0112/2///61987#ABL685 | 0112/2///61987#ABL935 - vertical0112/2///61987#ABL936 - horizontal0112/2///61987#ABM035 - cable mounted0112/2///61987#ABI407 - others |  | 0112/2///61987#ABF025 - Structural design of a float level transmitter and switch | 0112/2///61987#ABA000 |  |  |  | Standard |  | IEC 61987 | IEC | SC65E | 0112/2///61987#ABI406 - empty_property | C00091 |  | 0112-2---61987#ABF032 | https://cdd.iec.ch/cdd/iec61987/iec61987.nsf/PropertiesAllVersions/0112-2---61987%23ABF032
0112/2///61987#ABH538 | 002 | 01 | 0112/2///61987#ABH538#002 | origin of compensation variable |  |  |  |  | method by which the compensation variable is acquired | [5 empty] | ENUM_CODE_TYPE(0112/2///61987#ABL327) |  |  |  |  | DEPENDENT_P_DET |  |  | 0112/2///61987#ABL327 | 0112/2///61987#ABM047 - calculated0112/2///61987#ABM048 - input via auxiliary device input0112/2///61987#ABM049 - measured by device0112/2///61987#ABM050 - set by user0112/2///61987#ABI407 - others |  | 0112/2///61987#ABH536 - Compensation variable | 0112/2///61987#ABA000 |  |  |  | Standard |  | IEC 61987 |  | SC65E – IEC 61987 | 0112/2///61987#ABI406 - empty_property | C00091 |  | 0112-2---61987#ABH538 | https://cdd.iec.ch/cdd/iec61987/iec61987.nsf/PropertiesAllVersions/0112-2---61987%23ABH538
0112/2///61987#ABP106 | 001 | 01 | 0112/2///61987#ABP106#001 | closed-contact current | current when contact is ON |  |  |  | current flowing when an external contact is closed |  |  | mA |  |  | REAL_MEASURE_TYPE |  |  |  |  | NON_DEPENDENT_P_DET | [5 empty] | 0112/2///61987#ABP028 - Electrical data for no-voltage contact input | 0112/2///61987#ABA000 | 0112/2///62720#UAA775 - milliampere |  | 0112/2///61987#ABT567 - Electrical current | Standard |  | IEC 61987 | IEC | IEC/SC 65E | - | C00128 | 001-01 (2023-01-23 14:53:52 by BATCH 00000807) standard | 0112-2---61987#ABP106 | https://cdd.iec.ch/cdd/iec61987/iec61987.nsf/PropertiesAllVersions/0112-2---61987%23ABP106
0112/2///61987#ABB628 | 001 | 04 | 0112/2///61987#ABB628#001 | maximum pulse/frequency signal level for signal "0" |  |  |  |  | maximum value of an input or output signal for the logical state "0" |  |  | Hz |  |  | REAL_MEASURE_TYPE |  |  |  |  | NON_DEPENDENT_P_DET | [5 empty] | 0112/2///61987#ABC487 - Parameters of a manufacturer-specific pulse/frequency binary signal | 0112/2///61987#ABA000 | 0112/2///62720#UAA170 - hertz |  | 0112/2///61987#ABT561 - Frequency | Standard |  |  |  | SC65E – IEC 61987 | - | C00018 |  | 0112-2---61987#ABB628 | https://cdd.iec.ch/cdd/iec61987/iec61987.nsf/PropertiesAllVersions/0112-2---61987%23ABB628
0112/2///61987#ABB101 | 002 | 01 | 0112/2///61987#ABB101#002 | high/low side arrangement |  |  |  |  | location of the pressure connections of a differential pressure transmitter with respect to the front or display side of the device | [5 empty] | ENUM_CODE_TYPE(0112/2///61987#ABL593) |  |  |  |  | DEPENDENT_P_DET |  |  | 0112/2///61987#ABL593 | 0112/2///61987#ABM995 - rear and top0112/2///61987#ABL996 - bottom0112/2///61987#ABM997 - left hand and right hand0112/2///61987#ABI407 - others |  | 0112/2///61987#ABC626 - Structural design of a differential pressure transmitter | 0112/2///61987#ABA000 |  |  |  | Standard |  |  |  | SC65E – IEC 61987 | 0112/2///61987#ABI406 - empty_property | C00091 |  | 0112-2---61987#ABB101 | https://cdd.iec.ch/cdd/iec61987/iec61987.nsf/PropertiesAllVersions/0112-2---61987%23ABB101
0112/2///61987#ABF258 | 001 | 01 | 0112/2///61987#ABF258#001 | material of objective |  |  |  |  | material from which the objective of a radiation thermometer is made | [5 empty] | STRING_TYPE |  |  |  |  | NON_DEPENDENT_P_DET | [5 empty] | 0112/2///61987#ABF254 - Objective | 0112/2///61987#ABA000 |  |  |  | Standard |  | IEC 61987 | IEC | SC65E | - | C00019 | 001-01 (2018-03-28 07:27:05 by BATCH 00000762) standard | 0112-2---61987#ABF258 | https://cdd.iec.ch/cdd/iec61987/iec61987.nsf/PropertiesAllVersions/0112-2---61987%23ABF258
0112/2///61987#ABF537 | 001 | 01 | 0112/2///61987#ABF537#001 | type of wash-out protection |  |  |  |  | classification of a wash-out protection according to its mechanical or chemical design | [5 empty] | STRING_TYPE |  |  |  |  | NON_DEPENDENT_P_DET | [5 empty] | 0112/2///61987#ABF535 - Sight glass | 0112/2///61987#ABA000 |  |  |  | Standard |  | IEC 61987 | IEC | SC65E | - | C00018 | 001-01 (2018-03-28 07:27:07 by BATCH 00000762) standard | 0112-2---61987#ABF537 | https://cdd.iec.ch/cdd/iec61987/iec61987.nsf/PropertiesAllVersions/0112-2---61987%23ABF537
0112/2///61987#ABN630 | 001 | 02 | 0112/2///61987#ABN630#001 | redox potential |  |  |  |  | potential generated by substances being reduced |  |  | V |  |  | REAL_MEASURE_TYPE |  |  |  |  | NON_DEPENDENT_P_DET | [5 empty] | 0112/2///61987#ABN689 - Liquid analysis measurement variables | 0112/2///61987#ABA000 | 0112/2///62720#UAA296 - volt |  | 0112/2///61987#ABT506 - Voltage | Standard |  | IEC 61987 | IEC | IEC SC65E | - | C00112 |  | 0112-2---61987#ABN630 | https://cdd.iec.ch/cdd/iec61987/iec61987.nsf/PropertiesAllVersions/0112-2---61987%23ABN630
0112/2///61987#ABA276 | 002 | 01 | 0112/2///61987#ABA276#002 | role of business partner |  |  |  |  | function of a business partner in a process | [5 empty] | ENUM_CODE_TYPE(0112/2///61987#ABL307) |  |  |  |  | DEPENDENT_P_DET |  |  | 0112/2///61987#ABL307 | 0112/2///61987#ABL969 - billing party0112/2///61987#ABL970 - sender party0112/2///61987#ABL971 - supplier0112/2///61987#ABL972 - transport party0112/2///61987#ABL973 - buyer party0112/2///61987#ABL974 - delivery party0112/2///61987#ABL975 - document creator party0112/2///61987#ABL976 - final delivery party0112/2///61987#ABL977 - intermediary party0112/2///61987#ABL978 - manufacturer0112/2///61987#ABL979 - receiver party0112/2///61987#ABL980 - standardization developing body0112/2///61987#ABI407 - others |  | 0112/2///61987#ABA372 - Business partner | 0112/2///61987#ABA000 |  |  |  | Standard |  | IEC 61987 |  | SC65E – IEC 61987 | 0112/2///61987#ABI406 - empty_property | C00091 |  | 0112-2---61987#ABA276 | https://cdd.iec.ch/cdd/iec61987/iec61987.nsf/PropertiesAllVersions/0112-2---61987%23ABA276
0112/2///61987#ABB493 | 001 | 02 | 0112/2///61987#ABB493#001 | coupling material of contact surface |  |  |  |  | material of an adapter to adjust surfaces of different shapes of transducer and pipe | [5 empty] | STRING_TYPE |  |  |  |  | NON_DEPENDENT_P_DET | [5 empty] | 0112/2///61987#ABC157 - Clamp-on ultrasonic flowmeter0112/2///61987#ABF168 - Sonic probe | 0112/2///61987#ABA000 |  |  |  | Standard |  |  |  | SC65E – IEC 61987 | - | C00004 |  | 0112-2---61987#ABB493 | https://cdd.iec.ch/cdd/iec61987/iec61987.nsf/PropertiesAllVersions/0112-2---61987%23ABB493
0112/2///61987#ABC030 | 004 | 01 | 0112/2///61987#ABC030#004 | style of gauge ring of dial indicator |  |  |  |  | classification of a gauge ring according to the fastening | [5 empty] | ENUM_CODE_TYPE(0112/2///61987#ABL302) |  |  |  |  | DEPENDENT_P_DET |  |  | 0112/2///61987#ABL302 | 0112/2///61987#ABL949 - bayonet lock0112/2///61987#ABL950 - snap0112/2///61987#ABL951 - threaded0112/2///61987#ABL952 - slip0112/2///61987#ABL953 - cam0112/2///61987#ABI407 - others |  | 0112/2///61987#ABC195 - Dial indicator0112/2///61987#ABD480 - Dial indicator [2] | 0112/2///61987#ABA000 |  |  |  | Standard |  |  |  | SC65E – IEC 61987 | 0112/2///61987#ABI406 - empty_property | C00091 |  | 0112-2---61987#ABC030 | https://cdd.iec.ch/cdd/iec61987/iec61987.nsf/PropertiesAllVersions/0112-2---61987%23ABC030
0112/2///61987#ABA974 | 006 | 01 | 0112/2///61987#ABA974#006 | maximum power consumption |  |  |  |  | highest instantaneous power requirement of the device during normal operation |  |  | W |  |  | REAL_MEASURE_TYPE |  |  |  |  | NON_DEPENDENT_P_DET | [5 empty] | 0112/2///61987#ABC218 - Electrical power input circuit | 0112/2///61987#ABA000 | 0112/2///62720#UAA306 - watt |  | 0112/2///61987#ABT525 - Power | Standard |  |  |  | SC65E – IEC 61987 | - | C00019 |  | 0112-2---61987#ABA974 | https://cdd.iec.ch/cdd/iec61987/iec61987.nsf/PropertiesAllVersions/0112-2---61987%23ABA974
0112/2///61987#ABB946 | 002 | 01 | 0112/2///61987#ABB946#002 | number of structural designs of a remote seal |  |  |  |  | @number of structural designs of a remote seal |  | cardinality property |  |  |  | INT_TYPE |  |  |  |  | CONDITION_DET | [5 empty] | 0112/2///61987#ABC620 - Structural design [differential pressure transmitter]0112/2///61987#ABC622 - Structural design [differential pressure gauge]0112/2///61987#ABG407 - Structural design [hydrostatic pressure level transmitter] | 0112/2///61987#ABA000 |  |  |  | Standard |  |  |  | SC65E – IEC 61987 | - | C00004 |  | 0112-2---61987#ABB946 | https://cdd.iec.ch/cdd/iec61987/iec61987.nsf/PropertiesAllVersions/0112-2---61987%23ABB946
0112/2///61987#ABD256 | 002 | 02 | 0112/2///61987#ABD256#002 | reference to Structural design of a remote seal [1] |  |  |  |  | reference to block ABC630 | [5 empty] | CLASS_REFERENCE_TYPE(0112/2///61987#ABC630) 0112/2///61987#ABC630 - Structural design of a remote seal [1] |  |  |  |  | DEPENDENT_P_DET | [5 empty] | 0112/2///61987#ABC620 - Structural design [differential pressure transmitter]0112/2///61987#ABC622 - Structural design [differential pressure gauge]0112/2///61987#ABG407 - Structural design [hydrostatic pressure level transmitter] | 0112/2///61987#ABA000 |  |  |  | Standard |  | IEC 61987 | IEC | IEC SC65E | 0112/2///61987#ABB946 - number of structural designs of a remote seal | C00112 |  | 0112-2---61987#ABD256 | https://cdd.iec.ch/cdd/iec61987/iec61987.nsf/PropertiesAllVersions/0112-2---61987%23ABD256
0112/2///61987#ABD724 | 002 | 01 | 0112/2///61987#ABD724#002 | style of rotary actuator |  |  |  |  | classification of a part turn actuator according to its mechanical construction | [5 empty] | ENUM_CODE_TYPE(0112/2///61987#ABL591) |  |  |  |  | DEPENDENT_P_DET |  |  | 0112/2///61987#ABL591 | 0112/2///61987#ABM988 - rack and pinion0112/2///61987#ABM989 - scotch yoke0112/2///61987#ABI407 - others |  | 0112/2///61987#ABE033 - Structural design of a pneumatic rotary actuator | 0112/2///61987#ABA000 |  |  |  | Standard |  |  |  |  | 0112/2///61987#ABI406 - empty_property | C00091 |  | 0112-2---61987#ABD724 | https://cdd.iec.ch/cdd/iec61987/iec61987.nsf/PropertiesAllVersions/0112-2---61987%23ABD724
0112/2///61987#ABF373 | 001 | 01 | 0112/2///61987#ABF373#001 | designation of displacer |  |  |  |  | alphanumeric character sequence identifying a displacer | [5 empty] | STRING_TYPE |  |  |  |  | NON_DEPENDENT_P_DET | [5 empty] | 0112/2///61987#ABF360 - Displacer0112/2///61987#ABF452 - Servo displacer | 0112/2///61987#ABA000 |  |  |  | Standard |  | IEC 61987 | IEC | SC65E | - | C00018 | 001-01 (2018-03-28 07:27:06 by BATCH 00000762) standard | 0112-2---61987#ABF373 | https://cdd.iec.ch/cdd/iec61987/iec61987.nsf/PropertiesAllVersions/0112-2---61987%23ABF373
0112/2///61987#ABH606 | 001 | 01 | 0112/2///61987#ABH606#001 | designation of calibration or test |  |  |  |  | alphanumeric character sequence identifying a calibration or a test | [5 empty] | STRING_TYPE |  |  |  |  | NON_DEPENDENT_P_DET | [5 empty] | 0112/2///61987#ABH552 - Calibration and test results | 0112/2///61987#ABA000 |  |  |  | Standard |  | IEC 61987 |  | SC65E – IEC 61987 | - | C00018 | 001-01 (2019-03-08 15:35:29 by BATCH 00000766) standard | 0112-2---61987#ABH606 | https://cdd.iec.ch/cdd/iec61987/iec61987.nsf/PropertiesAllVersions/0112-2---61987%23ABH606
0112/2///61987#ABB657 | 001 | 03 | 0112/2///61987#ABB657#001 | number of accuracies for a subrange of span |  |  |  |  | @number of accuracies for a subrange of span |  | cardinality property |  |  |  | INT_TYPE |  |  |  |  | CONDITION_DET | [5 empty] | 0112/2///61987#ABC068 - Accuracy expressed as a percentage [2]0112/2///61987#ABE365 - Accuracy expressed as a percentage [3]0112/2///61987#ABG353 - Accuracy expressed as a percentage [5]0112/2///61987#ABJ595 - Accuracy expressed as a percentage [6]0112/2///61987#ABG352 - Accuracy expressed as a percentage [7] | 0112/2///61987#ABA000 |  |  |  | Standard |  |  |  | SC65E – IEC 61987 | - | C00004 |  | 0112-2---61987#ABB657 | https://cdd.iec.ch/cdd/iec61987/iec61987.nsf/PropertiesAllVersions/0112-2---61987%23ABB657
0112/2///61987#ABB180 | 001 | 04 | 0112/2///61987#ABB180#001 | vapor pressure |  |  |  |  | absolute pressure of the gaseous state (vapor) of a substance which is in thermodynamic equilibrium with the liquid or solid phase of the substance at a given temperature |  |  | bar |  |  | REAL_MEASURE_TYPE |  |  |  |  | NON_DEPENDENT_P_DET | [5 empty] | 0112/2///61987#ABC103 - Aqueous phase0112/2///61987#ABC447 - Non-aqueous liquid phase0112/2///61987#ABC680 - Gas/vapor phase [flow]0112/2///61987#ABD833 - Liquid phase [valves]0112/2///61987#ABG459 - Aqueous phase [level]0112/2///61987#ABG460 - Aqueous phase [density]0112/2///61987#ABG461 - Non-aqueous liquid phase [level]0112/2///61987#ABG462 - Non-aqueous liquid phase [density]0112/2///61987#ABG463 - Gas/vapor phase [level]0112/2///61987#ABG464 - Gas/vapor phase [density] | 0112/2///61987#ABA000 | 0112/2///62720#UAA323 - bar |  | 0112/2///61987#ABT524 - Pressure | Standard |  |  |  | SC65E – IEC 61987 | - | C00004 |  | 0112-2---61987#ABB180 | https://cdd.iec.ch/cdd/iec61987/iec61987.nsf/PropertiesAllVersions/0112-2---61987%23ABB180
0112/2///61987#ABC764 | 001 | 05 | 0112/2///61987#ABC764#001 | reference to Auxiliary input [9] |  |  |  |  | reference to block ABC134 | [5 empty] | CLASS_REFERENCE_TYPE(0112/2///61987#ABC134) 0112/2///61987#ABC134 - Auxiliary input [9] |  |  |  |  | DEPENDENT_P_DET | [5 empty] | 0112/2///61987#ABC299 - Input [10] | 0112/2///61987#ABA000 |  |  |  | Standard |  | IEC 61987 | IEC | IEC SC65E | 0112/2///61987#ABA340 - number of auxiliary inputs | C00112 |  | 0112-2---61987#ABC764 | https://cdd.iec.ch/cdd/iec61987/iec61987.nsf/PropertiesAllVersions/0112-2---61987%23ABC764
0112/2///61987#ABH687 | 001 | 01 | 0112/2///61987#ABH687#001 | value of volume pulse output |  |  |  |  | reading of a value representing a volume variable |  |  | m³ |  |  | REAL_MEASURE_TYPE |  |  |  |  | NON_DEPENDENT_P_DET | [5 empty] | 0112/2///61987#ABH660 - Output values of volume | 0112/2///61987#ABA000 | 0112/2///62720#UAA757 - metre cubed |  | 0112/2///61987#ABT505 - Volume | Standard |  | IEC 61987 |  | SC65E – IEC 61987 | - | C00018 | 001-01 (2019-03-08 15:35:29 by BATCH 00000766) standard | 0112-2---61987#ABH687 | https://cdd.iec.ch/cdd/iec61987/iec61987.nsf/PropertiesAllVersions/0112-2---61987%23ABH687
0112/2///61987#ABP200 | 001 | 01 | 0112/2///61987#ABP200#001 | style of calibration |  |  |  |  | classification of a calibration according to the number of calibration points | [5 empty] | ENUM_CODE_TYPE(0112/2///61987#ABP309) |  |  |  |  | DEPENDENT_P_DET |  |  | 0112/2///61987#ABP309 | 0112/2///61987#ABP331 - one-point calibration0112/2///61987#ABP332 - two-point calibration0112/2///61987#ABP333 - three-point calibration0112/2///61987#ABI407 - others |  | 0112/2///61987#ABP069 - RMS input | 0112/2///61987#ABA000 |  |  |  | Standard |  | IEC 61987 | IEC | IEC/SC 65E | 0112/2///61987#ABI406 - empty_property | C00128 | 001-01 (2023-01-23 14:53:53 by BATCH 00000807) standard | 0112-2---61987#ABP200 | https://cdd.iec.ch/cdd/iec61987/iec61987.nsf/PropertiesAllVersions/0112-2---61987%23ABP200
0112/2///61987#ABP105 | 001 | 01 | 0112/2///61987#ABP105#001 | average influence of ambient temperature on reactive power |  |  |  |  | change in output of a reactive power measuring device caused by a change in ambient temperature with respect to reference conditions, expressed as the average error across the specified ambient temperature range |  |  | var/K |  |  | REAL_MEASURE_TYPE |  |  |  |  | NON_DEPENDENT_P_DET | [5 empty] | 0112/2///61987#ABP040 - Influence of external quantities expressed for reactive power [I/O module] | 0112/2///61987#ABA000 | 0112/2///62720#UAD901 - volt ampere reactive per kelvin |  | 0112/2///61987#ABP002 - Reactive power per temperature | Standard |  | IEC 61987 | IEC | IEC/SC 65E | - | C00128 | 001-01 (2023-01-23 14:53:52 by BATCH 00000807) standard | 0112-2---61987#ABP105 | https://cdd.iec.ch/cdd/iec61987/iec61987.nsf/PropertiesAllVersions/0112-2---61987%23ABP105
0112/2///61987#ABA300 | 006 | 02 | 0112/2///61987#ABA300#006 | code of product |  |  |  | Product code | unique combination of numbers and letters used to identify the device |  | also used by Process Automation - Device Information Model (PA-DIM) |  |  |  | STRING_TYPE |  |  | from IEC 61987-1, 5.4 |  | NON_DEPENDENT_P_DET | [5 empty] | 0112/2///61987#ABC164 - Component part0112/2///61987#ABC330 - Manufacturer identification0112/2///61987#ABC269 - Identification | 0112/2///61987#ABA000 |  |  |  | Standard |  | IEC 61987 | IEC | IEC SC65E | - | C00112 |  | 0112-2---61987#ABA300 | https://cdd.iec.ch/cdd/iec61987/iec61987.nsf/PropertiesAllVersions/0112-2---61987%23ABA300
0112/2///61987#ABE287 | 001 | 02 | 0112/2///61987#ABE287#001 | reference to Structural design of a plug valve |  |  |  |  | reference to block ABE031 | [5 empty] | CLASS_REFERENCE_TYPE(0112/2///61987#ABE031) 0112/2///61987#ABE031 - Structural design of a plug valve |  |  |  |  | NON_DEPENDENT_P_DET | [5 empty] | 0112/2///61987#ABE015 - Structural design [plug valve] | 0112/2///61987#ABA000 |  |  |  | Standard |  |  |  |  | - | C00004 |  | 0112-2---61987#ABE287 | https://cdd.iec.ch/cdd/iec61987/iec61987.nsf/PropertiesAllVersions/0112-2---61987%23ABE287
0112/2///61987#ABF414 | 001 | 02 | 0112/2///61987#ABF414#001 | response time t50 in water |  |  |  |  | time duration from a step change in water temperature for the output of the system to reach for the first time 50% of its final steady state value at conditions given in the reference standard |  |  | s |  |  | REAL_MEASURE_TYPE |  |  | IEC 61515 MOD |  | NON_DEPENDENT_P_DET | [5 empty] | 0112/2///61987#ABF492 - Performance of temperature measuring devices | 0112/2///61987#ABA000 | 0112/2///62720#UAA972 - second |  | 0112/2///61987#ABT510 - Time/time duration short | Standard |  | IEC 61987 | IEC | SC65E | - | C00019 |  | 0112-2---61987#ABF414 | https://cdd.iec.ch/cdd/iec61987/iec61987.nsf/PropertiesAllVersions/0112-2---61987%23ABF414
0112/2///61987#ABF549 | 001 | 01 | 0112/2///61987#ABF549#001 | diameter of emitter window |  |  |  |  | largest diameter of an emitter window |  |  | mm |  |  | REAL_MEASURE_TYPE |  |  |  |  | NON_DEPENDENT_P_DET | [5 empty] | 0112/2///61987#ABF542 - Laser probe | 0112/2///61987#ABA000 | 0112/2///62720#UAA862 - millimetre |  | 0112/2///61987#ABT548 - Length short | Standard |  | IEC 61987 | IEC | SC65E | - | C00018 | 001-01 (2018-03-28 07:27:07 by BATCH 00000762) standard | 0112-2---61987#ABF549 | https://cdd.iec.ch/cdd/iec61987/iec61987.nsf/PropertiesAllVersions/0112-2---61987%23ABF549
0112/2///61987#ABB016 | 004 | 01 | 0112/2///61987#ABB016#004 | mean time between failures |  |  |  |  | expectation of the operating time between failures |  |  | y |  |  | REAL_MEASURE_TYPE |  |  | IEV 191-12-09 (modified) |  | NON_DEPENDENT_P_DET | [5 empty] | 0112/2///61987#ABD877 - Functional safety and reliability [2]0112/2///61987#ABC257 - Functional safety and reliability | 0112/2///61987#ABA000 | 0112/2///62720#UAB026 - year |  | 0112/2///61987#ABT511 - Time/time duration long | Standard |  |  |  | SC65E – IEC 61987 | - | C00004 |  | 0112-2---61987#ABB016 | https://cdd.iec.ch/cdd/iec61987/iec61987.nsf/PropertiesAllVersions/0112-2---61987%23ABB016
0112/2///61987#ABB480 | 002 | 01 | 0112/2///61987#ABB480#002 | type of hot tap |  |  |  |  | classification of a hot tap according to the maximum extraction pressure for which it is designed | [5 empty] | ENUM_CODE_TYPE(0112/2///61987#ABL439) |  |  |  |  | DEPENDENT_P_DET |  |  | 0112/2///61987#ABL439 | 0112/2///61987#ABM441 - high pressure version0112/2///61987#ABM442 - low pressure version0112/2///61987#ABI407 - others |  | 0112/2///61987#ABC583 - Retractable thermal mass flow transmitter | 0112/2///61987#ABA000 |  |  |  | Standard |  |  |  | SC65E – IEC 61987 | 0112/2///61987#ABI406 - empty_property | C00091 |  | 0112-2---61987#ABB480 | https://cdd.iec.ch/cdd/iec61987/iec61987.nsf/PropertiesAllVersions/0112-2---61987%23ABB480
0112/2///61987#ABE983 | 001 | 01 | 0112/2///61987#ABE983#001 | maximum influence of process pressure on degree of filling |  |  |  |  | change in output of a degree of filling measuring device caused by a change in process pressure with respect to reference conditions, expressed as the maximum error across the specified process pressure range |  |  | %/bar |  |  | REAL_MEASURE_TYPE |  |  |  |  | NON_DEPENDENT_P_DET | [5 empty] | 0112/2///61987#ABE977 - Influence of external quantities expressed for degree of filling | 0112/2///61987#ABA000 | 0112/2///62720#UAA010 - percent per bar |  | 0112/2///61987#ABT529 - Percentage per pressure | Standard |  | IEC 61987 | IEC | SC65E | - | C00018 | 001-01 (2018-03-28 07:27:03 by BATCH 00000762) standard | 0112-2---61987#ABE983 | https://cdd.iec.ch/cdd/iec61987/iec61987.nsf/PropertiesAllVersions/0112-2---61987%23ABE983
0112/2///61987#ABG943 | 001 | 01 | 0112/2///61987#ABG943#001 | reference to Mechanical and electrical construction [sight level gauge] |  |  |  |  | reference to block ABG383 | [5 empty] | CLASS_REFERENCE_TYPE(0112/2///61987#ABG383) 0112/2///61987#ABG383 - Mechanical and electrical construction [sight level gauge] |  |  |  |  | NON_DEPENDENT_P_DET | [5 empty] | 0112/2///61987#ABE729 - Device LOP for sight level gauge | 0112/2///61987#ABA000 |  |  |  | Standard |  | IEC 61987 | IEC | SC65E | - | C00018 | 001-01 (2018-03-28 07:27:12 by BATCH 00000762) standard | 0112-2---61987#ABG943 | https://cdd.iec.ch/cdd/iec61987/iec61987.nsf/PropertiesAllVersions/0112-2---61987%23ABG943
0112/2///61987#ABG694 | 002 | 05 | 0112/2///61987#ABG694#002 | reference to Output [19] |  |  |  |  | reference to block ABG134 | [5 empty] | CLASS_REFERENCE_TYPE(0112/2///61987#ABG134) 0112/2///61987#ABG134 - Output [19] |  |  |  |  | DEPENDENT_P_DET | [5 empty] | 0112/2///61987#ABE760 - Device LOP for contact temperature transmitter0112/2///61987#ABE761 - Device LOP for radiation thermometer0112/2///61987#ABE767 - Device LOP for temperature transmitter | 0112/2///61987#ABA000 |  |  |  | Standard |  | IEC 61987 | IEC | IEC SC65E | 0112/2///61987#ABB206 - number of outputs | C00112 |  | 0112-2---61987#ABG694 | https://cdd.iec.ch/cdd/iec61987/iec61987.nsf/PropertiesAllVersions/0112-2---61987%23ABG694
0112/2///61987#ABA568 | 001 | 04 | 0112/2///61987#ABA568#001 | non-repeatability |  |  |  |  | for a device, percentage degree of deviation between the results of successive measurements of a quantity, carried out under the same conditions of measurement |  |  | % |  |  | REAL_MEASURE_TYPE |  |  | IEC 61298 |  | NON_DEPENDENT_P_DET | [5 empty] | 0112/2///61987#ABC067 - Accuracy expressed as a percentage [1]0112/2///61987#ABC068 - Accuracy expressed as a percentage [2]0112/2///61987#ABE365 - Accuracy expressed as a percentage [3]0112/2///61987#ABE702 - Accuracy expressed as a percentage [4]0112/2///61987#ABG353 - Accuracy expressed as a percentage [5]0112/2///61987#ABJ595 - Accuracy expressed as a percentage [6]0112/2///61987#ABG352 - Accuracy expressed as a percentage [7]0112/2///61987#ABP013 - Accuracy expressed as a percentage [I/O module] | 0112/2///61987#ABA000 | 0112/2///62720#UAA000 - percent |  | 0112/2///61987#ABT533 - Percentage | Standard |  |  |  | SC65E – IEC 61987 | - | C00004 |  | 0112-2---61987#ABA568 | https://cdd.iec.ch/cdd/iec61987/iec61987.nsf/PropertiesAllVersions/0112-2---61987%23ABA568
0112/2///61987#ABA258 | 005 | 01 | 0112/2///61987#ABA258#005 | number of special procedures |  |  |  |  | @number of special procedures |  | cardinality property |  |  |  | INT_TYPE |  |  |  |  | CONDITION_DET | [5 empty] | 0112/2///61987#ABC156 - Certificates and approvals0112/2///61987#ABD817 - Certificates and approvals [2]0112/2///61987#ABD818 - Certificates and approvals [3]0112/2///61987#ABE718 - Certificates and approvals [4]0112/2///61987#ABE720 - Certificates and approvals [5] | 0112/2///61987#ABA000 |  |  |  | Standard |  |  |  | SC65E – IEC 61987 | - | C00004 |  | 0112-2---61987#ABA258 | https://cdd.iec.ch/cdd/iec61987/iec61987.nsf/PropertiesAllVersions/0112-2---61987%23ABA258
0112/2///61987#ABD237 | 001 | 02 | 0112/2///61987#ABD237#001 | reference to Structural design [thermal mass flow transmitter] |  |  |  |  | reference to block ABC611 | [5 empty] | CLASS_REFERENCE_TYPE(0112/2///61987#ABC611) 0112/2///61987#ABC611 - Structural design [thermal mass flow transmitter] |  |  |  |  | NON_DEPENDENT_P_DET | [5 empty] | 0112/2///61987#ABC430 - Mechanical and electrical construction [thermal mass flow transmitter] | 0112/2///61987#ABA000 |  |  |  | Standard |  |  |  | SC65E – IEC 61987 | - | C00004 |  | 0112-2---61987#ABD237 | https://cdd.iec.ch/cdd/iec61987/iec61987.nsf/PropertiesAllVersions/0112-2---61987%23ABD237
0112/2///61987#ABF555 | 001 | 01 | 0112/2///61987#ABF555#001 | number of design ratings for thermowell |  |  |  |  | @number of design ratings for thermowell |  | Cardinality property |  |  |  | INT_TYPE |  |  |  |  | CONDITION_DET | [5 empty] | 0112/2///61987#ABG477 - Pressure-temperature design conditions [temperature]0112/2///61987#ABG323 - Rated operating conditions [18] | 0112/2///61987#ABA000 |  |  |  | Standard |  | IEC 61987 | IEC | SC65E | - | C00019 | 001-01 (2018-03-28 07:27:07 by BATCH 00000762) standard | 0112-2---61987#ABF555 | https://cdd.iec.ch/cdd/iec61987/iec61987.nsf/PropertiesAllVersions/0112-2---61987%23ABF555
0112/2///61987#ABF064 | 001 | 01 | 0112/2///61987#ABF064#001 | minimum span for resistance |  |  |  |  | lowest span to which a resistance measurement instrument can be adjusted |  |  | Ω |  |  | REAL_MEASURE_TYPE |  |  |  |  | NON_DEPENDENT_P_DET | [5 empty] | 0112/2///61987#ABF058 - Measuring range for resistance | 0112/2///61987#ABA000 | 0112/2///62720#UAA017 - ohm |  | 0112/2///61987#ABT564 - Electrical resistance | Standard |  | IEC 61987 | IEC | SC65E | - | C00019 | 001-01 (2018-03-28 07:27:04 by BATCH 00000762) standard | 0112-2---61987#ABF064 | https://cdd.iec.ch/cdd/iec61987/iec61987.nsf/PropertiesAllVersions/0112-2---61987%23ABF064
0112/2///61987#ABG970 | 001 | 01 | 0112/2///61987#ABG970#001 | reference to Structural design [float level transmitter/switch] |  |  |  |  | reference to block ABG410 | [5 empty] | CLASS_REFERENCE_TYPE(0112/2///61987#ABG410) 0112/2///61987#ABG410 - Structural design [float level transmitter/switch] |  |  |  |  | NON_DEPENDENT_P_DET | [5 empty] | 0112/2///61987#ABG365 - Mechanical and electrical construction [float level transmitter/switch] | 0112/2///61987#ABA000 |  |  |  | Standard |  | IEC 61987 | IEC | SC65E | - | C00018 | 001-01 (2018-03-28 07:27:12 by BATCH 00000762) standard | 0112-2---61987#ABG970 | https://cdd.iec.ch/cdd/iec61987/iec61987.nsf/PropertiesAllVersions/0112-2---61987%23ABG970
0112/2///61987#ABJ702 | 001 | 02 | 0112/2///61987#ABJ702#001 | reference to MEASUREMENT_TRANSFORMATION |  |  |  |  | reference to block ABJ610 | [5 empty] | CLASS_REFERENCE_TYPE(0112/2///61987#ABJ610) 0112/2///61987#ABJ610 - MEASUREMENT_TRANSFORMATION |  |  |  |  | DEPENDENT_P_DET | [5 empty] | 0112/2///61987#ABH849 - Level technology block0112/2///61987#ABH869 - Temperature technology block0112/2///61987#ABI807 - Density technology block0112/2///61987#ABJ615 - Other measurement technology block | 0112/2///61987#ABA000 |  |  |  | Standard |  | IEC 61987 | IEC | IEC SC65E | 0112/2///61987#ABJ667 - number of MEASUREMENT_TRANSFORMATIONs | C00112 |  | 0112-2---61987#ABJ702 | https://cdd.iec.ch/cdd/iec61987/iec61987.nsf/PropertiesAllVersions/0112-2---61987%23ABJ702
0112/2///61987#ABB370 | 005 | 01 | 0112/2///61987#ABB370#005 | dust group |  |  |  |  | classification of dangerous dust or fibers based on their ability to cause an explosion | A device approved for a particular dust group and be installed in the corresponding hazardous area |  |  |  |  | ENUM_CODE_TYPE(0112/2///61987#ABJ749) |  |  |  |  | DEPENDENT_P_DET |  |  | 0112/2///61987#ABJ749 | 0112/2///61987#ABK620 - Group E0112/2///61987#ABK621 - Group F0112/2///61987#ABK622 - Group G0112/2///61987#ABK623 - III A0112/2///61987#ABK624 - III B0112/2///61987#ABK625 - III C0112/2///61987#ABI407 - others |  | 0112/2///61987#ABC104 - Area classification | 0112/2///61987#ABA000 |  |  |  | Standard |  |  |  | SC65E – IEC 61987 | 0112/2///61987#ABI406 - empty_property | C00091 |  | 0112-2---61987#ABB370 | https://cdd.iec.ch/cdd/iec61987/iec61987.nsf/PropertiesAllVersions/0112-2---61987%23ABB370
0112/2///61987#ABE372 | 001 | 02 | 0112/2///61987#ABE372#001 | reference to Normal environmental conditions [3] |  |  |  |  | reference to block ABE371 | [5 empty] | CLASS_REFERENCE_TYPE(0112/2///61987#ABE371) 0112/2///61987#ABE371 - Normal environmental conditions [3] |  |  |  |  | NON_DEPENDENT_P_DET | [5 empty] | 0112/2///61987#ABE373 - Environmental design ratings [3] | 0112/2///61987#ABA000 |  |  |  | Standard |  |  |  |  | - | C00004 |  | 0112-2---61987#ABE372 | https://cdd.iec.ch/cdd/iec61987/iec61987.nsf/PropertiesAllVersions/0112-2---61987%23ABE372
0112/2///61987#ABF795 | 001 | 01 | 0112/2///61987#ABF795#001 | reference to Material of displacer cushioning |  |  |  |  | reference to block ABF371 | [5 empty] | CLASS_REFERENCE_TYPE(0112/2///61987#ABF371) 0112/2///61987#ABF371 - Material of displacer cushioning |  |  |  |  | NON_DEPENDENT_P_DET | [5 empty] | 0112/2///61987#ABF368 - Displacer support | 0112/2///61987#ABA000 |  |  |  | Standard |  | IEC 61987 | IEC | SC65E | - | C00018 | 001-01 (2018-03-28 07:27:09 by BATCH 00000762) standard | 0112-2---61987#ABF795 | https://cdd.iec.ch/cdd/iec61987/iec61987.nsf/PropertiesAllVersions/0112-2---61987%23ABF795
0112/2///61987#ABG998 | 001 | 01 | 0112/2///61987#ABG998#001 | reference to Structural design [thermowell extension] |  |  |  |  | reference to block ABG438 | [5 empty] | CLASS_REFERENCE_TYPE(0112/2///61987#ABG438) 0112/2///61987#ABG438 - Structural design [thermowell extension] |  |  |  |  | NON_DEPENDENT_P_DET | [5 empty] | 0112/2///61987#ABG393 - Mechanical and electrical construction [thermowell extension] | 0112/2///61987#ABA000 |  |  |  | Standard |  | IEC 61987 | IEC | SC65E | - | C00019 | 001-01 (2018-03-28 07:27:12 by BATCH 00000762) standard | 0112-2---61987#ABG998 | https://cdd.iec.ch/cdd/iec61987/iec61987.nsf/PropertiesAllVersions/0112-2---61987%23ABG998
0112/2///61987#ABI370 | 001 | 02 | 0112/2///61987#ABI370#001 | reference to Discrete output function block |  |  |  |  | reference to block ABH890 | [5 empty] | CLASS_REFERENCE_TYPE(0112/2///61987#ABH890) 0112/2///61987#ABH890 - Discrete output function block |  |  |  |  | DEPENDENT_P_DET | [5 empty] | 0112/2///61987#ABH840 - User application parameters | 0112/2///61987#ABA000 |  |  |  | Standard |  | IEC 61987 | IEC | IEC SC65E | 0112/2///61987#ABI002 - number of Discrete output function blocks | C00112 |  | 0112-2---61987#ABI370 | https://cdd.iec.ch/cdd/iec61987/iec61987.nsf/PropertiesAllVersions/0112-2---61987%23ABI370
0112/2///61987#ABI223 | 001 | 01 | 0112/2///61987#ABI223#001 | value of device-specific parameter |  |  |  |  | value assigned to a device-specific CPF 9 parameter | CPF 9 is the IEC 61784 acronym for HART. |  |  |  |  | REAL_TYPE |  |  |  |  | NON_DEPENDENT_P_DET | [5 empty] | 0112/2///61987#ABH923 - Device-specific HART parameter | 0112/2///61987#ABA000 |  |  |  | Standard |  |  |  | SC65E – IEC 61987 | - | C00019 | 001-01 (2018-03-28 07:27:16 by BATCH 00000762) standard | 0112-2---61987#ABI223 | https://cdd.iec.ch/cdd/iec61987/iec61987.nsf/PropertiesAllVersions/0112-2---61987%23ABI223
0112/2///61987#ABH834 | 001 | 01 | 0112/2///61987#ABH834#001 | maximum storage time |  |  |  |  | maximum duration of storage of a device when the storage conditions have been fulfilled |  |  | y |  |  | REAL_MEASURE_TYPE |  |  |  |  | NON_DEPENDENT_P_DET | [5 empty] | 0112/2///61987#ABH806 - Storage | 0112/2///61987#ABA000 | 0112/2///62720#UAB026 - year |  | 0112/2///61987#ABT511 - Time/time duration long | Standard |  |  |  | SC65E – IEC 61987 | - | C0018 | 001-01 (2019-03-08 15:35:31 by BATCH 00000766) standard | 0112-2---61987#ABH834 | https://cdd.iec.ch/cdd/iec61987/iec61987.nsf/PropertiesAllVersions/0112-2---61987%23ABH834
0112/2///61987#ABH293 | 001 | 01 | 0112/2///61987#ABH293#001 | reference to Insulation and trace heating |  |  |  |  | reference to block ABH135 | [5 empty] | CLASS_REFERENCE_TYPE(0112/2///61987#ABH135) 0112/2///61987#ABH135 - Insulation and trace heating |  |  |  |  | NON_DEPENDENT_P_DET | [5 empty] | 0112/2///61987#ABC266 - High/single pressure side line or nozzle0112/2///61987#ABC325 - Low pressure side line or nozzle0112/2///61987#ABD831 - Line or nozzle [2]0112/2///61987#ABH128 - Process equipment connection0112/2///61987#ABC322 - Line or nozzle | 0112/2///61987#ABA000 |  |  |  | Standard |  | IEC 61987 | IEC | SC65E | - | C00018 | 001-01 (2018-03-28 07:27:14 by BATCH 00000762) standard | 0112-2---61987#ABH293 | https://cdd.iec.ch/cdd/iec61987/iec61987.nsf/PropertiesAllVersions/0112-2---61987%23ABH293
0112/2///61987#ABD683 | 001 | 04 | 0112/2///61987#ABD683#001 | output capacity for venting |  |  |  |  | capacity of a positioner in the case of venting of the actuator, expressed as normalized volume flow at a given supply pressure |  |  | m³/h |  |  | REAL_MEASURE_TYPE |  |  |  |  | NON_DEPENDENT_P_DET | [5 empty] | 0112/2///61987#ABD981 - Pneumatic/hydraulic output parameters for positioner0112/2///61987#ABE577 - Pneumatic/hydraulic output parameters for solenoid valve0112/2///61987#ABE581 - Pneumatic/hydraulic output parameters for I/P converter | 0112/2///61987#ABA000 | 0112/2///62720#UAA763 - metre cubed per hour |  | 0112/2///61987#ABT504 - Volume flow rate | Standard |  |  |  |  | - | C00004 |  | 0112-2---61987#ABD683 | https://cdd.iec.ch/cdd/iec61987/iec61987.nsf/PropertiesAllVersions/0112-2---61987%23ABD683
0112/2///61987#ABF688 | 001 | 01 | 0112/2///61987#ABF688#001 | reference to Influence of external quantities expressed for degree of filling |  |  |  |  | reference to block ABE977 | [5 empty] | CLASS_REFERENCE_TYPE(0112/2///61987#ABE977) 0112/2///61987#ABE977 - Influence of external quantities expressed for degree of filling |  |  |  |  | NON_DEPENDENT_P_DET | [5 empty] | 0112/2///61987#ABE856 - Absolute performance for degree of filling | 0112/2///61987#ABA000 |  |  |  | Standard |  | IEC 61987 | IEC | SC65E | - | C00018 | 001-01 (2018-03-28 07:27:08 by BATCH 00000762) standard | 0112-2---61987#ABF688 | https://cdd.iec.ch/cdd/iec61987/iec61987.nsf/PropertiesAllVersions/0112-2---61987%23ABF688
0112/2///61987#ABA274 | 002 | 02 | 0112/2///61987#ABA274#002 | type of administrative document |  |  |  |  | classification of an administrative document according to its purpose or the information it contains | [5 empty] | ENUM_CODE_TYPE(0112/2///61987#ABL331) |  | 0112/2///61987#ABL331 |  |  | DEPENDENT_P_DET |  |  | 0112/2///61987#ABL331 | 0112/2///61987#ABM061 - catalog0112/2///61987#ABM062 - receipt acknowledgement0112/2///61987#ABM063 - request for quotation0112/2///61987#ABM064 - delivery note0112/2///61987#ABM065 - dispatch note0112/2///61987#ABM066 - invoice0112/2///61987#ABM067 - order0112/2///61987#ABM068 - order change0112/2///61987#ABM069 - order response0112/2///61987#ABM070 - quotation0112/2///61987#ABM071 - safety instruction0112/2///61987#ABI407 - others |  | 0112/2///61987#ABA362 - Document information0112/2///61987#ABI477 - Document | 0112/2///61987#ABA000 |  |  |  | Standard |  | IEC 61987 | IEC | IEC SC65E | 0112/2///61987#ABI406 - empty_property | C00112 |  | 0112-2---61987#ABA274 | https://cdd.iec.ch/cdd/iec61987/iec61987.nsf/PropertiesAllVersions/0112-2---61987%23ABA274
0112/2///61987#ABH507 | 001 | 01 | 0112/2///61987#ABH507#001 | number of additional documents |  |  |  |  | cardinality property for an additional document | [5 empty] | INT_TYPE |  |  |  |  | CONDITION_DET | [5 empty] | 0112/2///61987#ABH517 - Device documents supplied | 0112/2///61987#ABA000 |  |  |  | Standard |  | IEC 61987 |  | SC65E – IEC 61987 | - | C00018 | 001-01 (2019-03-08 15:35:28 by BATCH 00000766) standard | 0112-2---61987#ABH507 | https://cdd.iec.ch/cdd/iec61987/iec61987.nsf/PropertiesAllVersions/0112-2---61987%23ABH507
0112/2///61987#ABF823 | 001 | 01 | 0112/2///61987#ABF823#001 | reference to Structural design of temperature gauge |  |  |  |  | reference to block ABF513 | [5 empty] | CLASS_REFERENCE_TYPE(0112/2///61987#ABF513) 0112/2///61987#ABF513 - Structural design of temperature gauge |  |  |  |  | NON_DEPENDENT_P_DET | [5 empty] | 0112/2///61987#ABG440 - Structural design [temperature gauge] | 0112/2///61987#ABA000 |  |  |  | Standard |  | IEC 61987 | IEC | SC65E | - | C00019 | 001-01 (2018-03-28 07:27:09 by BATCH 00000762) standard | 0112-2---61987#ABF823 | https://cdd.iec.ch/cdd/iec61987/iec61987.nsf/PropertiesAllVersions/0112-2---61987%23ABF823
0112/2///61987#ABH139 | 001 | 01 | 0112/2///61987#ABH139#001 | location of internal fitting |  |  |  |  | plain text indicating where within the process equipment internal fitting is mounted | [5 empty] | STRING_TYPE |  |  |  |  | NON_DEPENDENT_P_DET | [5 empty] | 0112/2///61987#ABH137 - Internal fitting | 0112/2///61987#ABA000 |  |  |  | Standard |  | IEC 61987 | IEC | SC65E | - | C00018 | 001-01 (2018-03-28 07:27:13 by BATCH 00000762) standard | 0112-2---61987#ABH139 | https://cdd.iec.ch/cdd/iec61987/iec61987.nsf/PropertiesAllVersions/0112-2---61987%23ABH139
0112/2///61987#ABH545 | 001 | 01 | 0112/2///61987#ABH545#001 | input value of pressure |  |  |  |  | input value of a pressure table |  |  | bar |  |  | REAL_MEASURE_TYPE |  |  |  |  | NON_DEPENDENT_P_DET | [5 empty] | 0112/2///61987#ABH636 - Calibration point of pressure | 0112/2///61987#ABA000 | 0112/2///62720#UAA323 - bar |  | 0112/2///61987#ABT524 - Pressure | Standard |  | IEC 61987 |  | SC65E – IEC 61987 | - | C00018 | 001-01 (2019-03-08 15:35:29 by BATCH 00000766) standard | 0112-2---61987#ABH545 | https://cdd.iec.ch/cdd/iec61987/iec61987.nsf/PropertiesAllVersions/0112-2---61987%23ABH545
0112/2///61987#ABB977 | 002 | 01 | 0112/2///61987#ABB977#002 | style of decimal point |  |  |  |  | classification of a numerical display element by the way in which the decimal point is displayed | [5 empty] | ENUM_CODE_TYPE(0112/2///61987#ABL409) |  |  |  |  | DEPENDENT_P_DET |  |  | 0112/2///61987#ABL409 | 0112/2///61987#ABL153 - fixed0112/2///61987#ABM328 - floating0112/2///61987#ABM329 - programmable0112/2///61987#ABI407 - others |  | 0112/2///61987#ABC206 - Display element | 0112/2///61987#ABA000 |  |  |  | Standard |  |  |  | SC65E – IEC 61987 | 0112/2///61987#ABI406 - empty_property | C00091 |  | 0112-2---61987#ABB977 | https://cdd.iec.ch/cdd/iec61987/iec61987.nsf/PropertiesAllVersions/0112-2---61987%23ABB977
0112/2///61987#ABB051 | 002 | 01 | 0112/2///61987#ABB051#002 | self-emptying design |  |  |  |  | for a Coriolis flowmeter, provision made to drain out process material from the device with no assistance under suitable pressure conditions | [5 empty] | STRING_TYPE |  |  |  |  | NON_DEPENDENT_P_DET | [5 empty] | 0112/2///61987#ABC246 - Flowtube assembly0112/2///61987#ABC412 - Flow measuring chamber | 0112/2///61987#ABA000 |  |  |  | Standard |  |  |  | SC65E – IEC 61987 | - | C00004 |  | 0112-2---61987#ABB051 | https://cdd.iec.ch/cdd/iec61987/iec61987.nsf/PropertiesAllVersions/0112-2---61987%23ABB051
0112/2///61987#ABD710 | 003 | 01 | 0112/2///61987#ABD710#003 | sound pressure level |  |  |  |  | logarithmical measure of the pressure of a sound wave relative to a reference level |  |  | dB |  |  | REAL_MEASURE_TYPE |  |  |  |  | NON_DEPENDENT_P_DET | [5 empty] | 0112/2///61987#ABD816 - Calculation results of control devices0112/2///61987#ABE658 - Calculation results of flow modification accessory0112/2///61987#ABN690 - Specific environmental measurement variables | 0112/2///61987#ABA000 | 0112/2///62720#UAA409 - decibel |  |  | Standard |  |  |  |  | - | C00091 |  | 0112-2---61987#ABD710 | https://cdd.iec.ch/cdd/iec61987/iec61987.nsf/PropertiesAllVersions/0112-2---61987%23ABD710
0112/2///61987#ABF728 | 001 | 01 | 0112/2///61987#ABF728#001 | reference to Microwave probe |  |  |  |  | reference to block ABF118 | [5 empty] | CLASS_REFERENCE_TYPE(0112/2///61987#ABF118) 0112/2///61987#ABF118 - Microwave probe |  |  |  |  | NON_DEPENDENT_P_DET | [5 empty] | 0112/2///61987#ABF117 - Structural design of a guided-wave radar level transmitter | 0112/2///61987#ABA000 |  |  |  | Standard |  | IEC 61987 | IEC | SC65E | - | C00018 | 001-01 (2018-03-28 07:27:08 by BATCH 00000762) standard | 0112-2---61987#ABF728 | https://cdd.iec.ch/cdd/iec61987/iec61987.nsf/PropertiesAllVersions/0112-2---61987%23ABF728
0112/2///61987#ABA912 | 004 | 01 | 0112/2///61987#ABA912#004 | type of trace heating system |  |  |  |  | classification of a trace heating system according to the method used for heating | [5 empty] | ENUM_CODE_TYPE(0112/2///61987#ABL387) |  |  |  |  | DEPENDENT_P_DET |  |  | 0112/2///61987#ABL387 | 0112/2///61987#ABM264 - electrical heating0112/2///61987#ABM265 - steam heating0112/2///61987#ABM266 - liquid based heating0112/2///61987#ABI407 - others |  | 0112/2///61987#ABC042 - Trace heating system0112/2///61987#ABE039 - Trace heating system [2]0112/2///61987#ABH106 - Insulation and trace heating of process equipment0112/2///61987#ABH135 - Insulation and trace heating | 0112/2///61987#ABA000 |  |  |  | Standard |  |  |  | SC65E – IEC 61987 | 0112/2///61987#ABI406 - empty_property | C00091 |  | 0112-2---61987#ABA912 | https://cdd.iec.ch/cdd/iec61987/iec61987.nsf/PropertiesAllVersions/0112-2---61987%23ABA912
0112/2///61987#ABH397 | 005 | 01 | 0112/2///61987#ABH397#005 | protection against static discharge |  |  |  |  | classification of a means of protection against static discharge according to its electrical and mechanical construction | [5 empty] | STRING_TYPE |  |  |  |  | NON_DEPENDENT_P_DET | [5 empty] | 0112/2///61987#ABC048 - Transmitter housing [1]0112/2///61987#ABC049 - Transmitter housing [2]0112/2///61987#ABE040 - Transmitter housing [3]0112/2///61987#ABF375 - Transmitter/switch housing | 0112/2///61987#ABA000 |  |  |  | Standard |  |  |  | SC65E – IEC 61987 | - | C00018 |  | 0112-2---61987#ABH397 | https://cdd.iec.ch/cdd/iec61987/iec61987.nsf/PropertiesAllVersions/0112-2---61987%23ABH397
0112/2///61987#ABD138 | 001 | 05 | 0112/2///61987#ABD138#001 | reference to Performance variable [6] |  |  |  |  | reference to block ABC508 | [5 empty] | CLASS_REFERENCE_TYPE(0112/2///61987#ABC508) 0112/2///61987#ABC508 - Performance variable [6] |  |  |  |  | DEPENDENT_P_DET | [5 empty] | 0112/2///61987#ABC498 - Performance [8] | 0112/2///61987#ABA000 |  |  |  | Standard |  | IEC 61987 | IEC | IEC SC65E | 0112/2///61987#ABB636 - number of performance variables | C00112 |  | 0112-2---61987#ABD138 | https://cdd.iec.ch/cdd/iec61987/iec61987.nsf/PropertiesAllVersions/0112-2---61987%23ABD138
0112/2///61987#ABH767 | 001 | 01 | 0112/2///61987#ABH767#001 | reference to Output values of temperature |  |  |  |  | reference to block ABH655 | [5 empty] | CLASS_REFERENCE_TYPE(0112/2///61987#ABH655) 0112/2///61987#ABH655 - Output values of temperature |  |  |  |  | NON_DEPENDENT_P_DET | [5 empty] | 0112/2///61987#ABH637 - Calibration point of temperature | 0112/2///61987#ABA000 |  |  |  | Standard |  | IEC 61987 |  | SC65E – IEC 61987 | - | C00018 | 001-01 (2019-03-08 15:35:30 by BATCH 00000766) standard | 0112-2---61987#ABH767 | https://cdd.iec.ch/cdd/iec61987/iec61987.nsf/PropertiesAllVersions/0112-2---61987%23ABH767
0112/2///61987#ABD153 | 003 | 01 | 0112/2///61987#ABD153#003 | reference to Power supply [1] |  |  |  |  | reference to block ABC523 | [5 empty] | CLASS_REFERENCE_TYPE(0112/2///61987#ABC523) 0112/2///61987#ABC523 - Power supply [1] |  |  |  |  | NON_DEPENDENT_P_DET | [5 empty] | 0112/2///61987#ABA005 - Device LOP for flow transmitter0112/2///61987#ABA006 - Device LOP for coriolis mass flow transmitter0112/2///61987#ABA007 - Device LOP for swirl flow transmitter0112/2///61987#ABA008 - Device LOP for electromagnetic flow transmitter0112/2///61987#ABA009 - Device LOP for electromagnetic insertion flow transmitter0112/2///61987#ABA010 - Device LOP for orifice/differential pressure flow transmitter0112/2///61987#ABA016 - Device LOP for thermal mass flow transmitter0112/2///61987#ABA019 - Device LOP for ultrasonic flow transmitter0112/2///61987#ABA020 - Device LOP for variable area flow transmitter/gauge0112/2///61987#ABA022 - Device LOP for vortex flow transmitter0112/2///61987#ABA024 - Device LOP for helix flow transmitter/gauge0112/2///61987#ABE729 - Device LOP for sight level gauge0112/2///61987#ABE730 - Device LOP for rotary paddle switch0112/2///61987#ABE732 - Device LOP for vibrating level switch0112/2///61987#ABE733 - Device LOP for optical level switch0112/2///61987#ABE735 - Device LOP for level transmitter0112/2///61987#ABE737 - Device LOP for capacitance level transmitter/switch0112/2///61987#ABE738 - Device LOP for conductance level transmitter/switch0112/2///61987#ABE741 - Device LOP for plumb bob level transmitter0112/2///61987#ABE742 - Device LOP for free-space radar level transmitter0112/2///61987#ABE743 - Device LOP for guided-wave radar level transmitter/switch0112/2///61987#ABE744 - Device LOP for ultrasonic level transmitter0112/2///61987#ABE745 - Device LOP for ultrasonic level switch0112/2///61987#ABE746 - Device LOP for nuclear level transmitter/switch0112/2///61987#ABE747 - Device LOP for laser level transmitter0112/2///61987#ABE749 - Device LOP for microwave level switch0112/2///61987#ABE750 - Device LOP for sight level indicator0112/2///61987#ABE755 - Device LOP for level switch0112/2///61987#ABE759 - Device LOP for temperature gauge0112/2///61987#ABE760 - Device LOP for contact temperature transmitter0112/2///61987#ABE764 - Device LOP for separate temperature transmitter0112/2///61987#ABE767 - Device LOP for temperature transmitter0112/2///61987#ABF858 - Device LOP for buoyancy density transmitter0112/2///61987#ABF859 - Device LOP for refractive index density transmitter0112/2///61987#ABF860 - Device LOP for vibrating tube density transmitter0112/2///61987#ABF861 - Device LOP for radiometric density transmitter0112/2///61987#ABF862 - Device LOP for vibrating fork/rod density transmitter0112/2///61987#ABF863 - Device LOP for ultrasonic density transmitter0112/2///61987#ABF864 - Device LOP for microwave density transmitter0112/2///61987#ABF865 - Device LOP for density transmitter0112/2///61987#ABF866 - Device LOP for separate density transmitter0112/2///61987#ABE731 - Device LOP for thermal level switch | 0112/2///61987#ABA000 |  |  |  | Standard |  |  |  | SC65E – IEC 61987 | - | C00004 |  | 0112-2---61987#ABD153 | https://cdd.iec.ch/cdd/iec61987/iec61987.nsf/PropertiesAllVersions/0112-2---61987%23ABD153
0112/2///61987#ABU303 | 001 | 03 | 0112/2///61987#ABU303#001 | reference to Binary output IEC 60947-5-6 (NAMUR) |  |  |  |  | reference to block ABC145 |  | Id specified in IEC61987-12/-13: ABC775 |  |  |  | CLASS_REFERENCE_TYPE(0112/2///61987#ABC145) 0112/2///61987#ABC145 - Binary output IEC 60947-5-6 (NAMUR) |  |  |  |  | DEPENDENT_P_DET | [5 empty] | 0112/2///61987#ABC667 - Type of output [4] | 0112/2///61987#ABA000 |  |  |  | Standard |  |  |  | SC65E – IEC 61987 | 0112/2///61987#ABU292 - output type [4] | C00004 |  | 0112-2---61987#ABU303 | https://cdd.iec.ch/cdd/iec61987/iec61987.nsf/PropertiesAllVersions/0112-2---61987%23ABU303
0112/2///61987#ABB314 | 001 | 04 | 0112/2///61987#ABB314#001 | reference absolute air pressure for relative density |  |  |  |  | absolute pressure of air on which a statement of relative density is based |  |  | bar |  |  | REAL_MEASURE_TYPE |  |  |  |  | NON_DEPENDENT_P_DET | [5 empty] | 0112/2///61987#ABC679 - Gas/vapor phase [pressure]0112/2///61987#ABC680 - Gas/vapor phase [flow]0112/2///61987#ABD881 - Gas phase [valves]0112/2///61987#ABE045 - Vapor phase [valves]0112/2///61987#ABG463 - Gas/vapor phase [level]0112/2///61987#ABG464 - Gas/vapor phase [density] | 0112/2///61987#ABA000 | 0112/2///62720#UAA323 - bar |  | 0112/2///61987#ABT524 - Pressure | Standard |  |  |  | SC65E – IEC 61987 | - | C00004 |  | 0112-2---61987#ABB314 | https://cdd.iec.ch/cdd/iec61987/iec61987.nsf/PropertiesAllVersions/0112-2---61987%23ABB314
0112/2///61987#ABH582 | 001 | 01 | 0112/2///61987#ABH582#001 | value of temperature indicator/display |  |  |  |  | reading of a value on a display or an indicator representing a temperature variable |  |  | °C |  |  | REAL_MEASURE_TYPE |  |  |  |  | NON_DEPENDENT_P_DET | [5 empty] | 0112/2///61987#ABH655 - Output values of temperature | 0112/2///61987#ABA000 | 0112/2///62720#UAA033 - degree Celsius |  | 0112/2///61987#ABT514 - Temperature | Standard |  | IEC 61987 |  | SC65E – IEC 61987 | - | C00018 | 001-01 (2019-03-08 15:35:29 by BATCH 00000766) standard | 0112-2---61987#ABH582 | https://cdd.iec.ch/cdd/iec61987/iec61987.nsf/PropertiesAllVersions/0112-2---61987%23ABH582
0112/2///61987#ABD549 | 002 | 01 | 0112/2///61987#ABD549#002 | calculated pressure differential |  |  |  |  | highest pressure drop calculated at the given flow rate |  |  | bar |  |  | REAL_MEASURE_TYPE |  |  |  |  | NON_DEPENDENT_P_DET | [5 empty] | 0112/2///61987#ABD816 - Calculation results of control devices0112/2///61987#ABE658 - Calculation results of flow modification accessory | 0112/2///61987#ABA000 | 0112/2///62720#UAA323 - bar |  | 0112/2///61987#ABT524 - Pressure | Standard |  |  |  |  | - | C00004 |  | 0112-2---61987#ABD549 | https://cdd.iec.ch/cdd/iec61987/iec61987.nsf/PropertiesAllVersions/0112-2---61987%23ABD549
0112/2///61987#ABF759 | 001 | 01 | 0112/2///61987#ABF759#001 | reference to Objective |  |  |  |  | reference to block ABF254 | [5 empty] | CLASS_REFERENCE_TYPE(0112/2///61987#ABF254) 0112/2///61987#ABF254 - Objective |  |  |  |  | NON_DEPENDENT_P_DET | [5 empty] | 0112/2///61987#ABF226 - Structural design of a radiation thermometer | 0112/2///61987#ABA000 |  |  |  | Standard |  | IEC 61987 | IEC | SC65E | - | C00019 | 001-01 (2018-03-28 07:27:09 by BATCH 00000762) standard | 0112-2---61987#ABF759 | https://cdd.iec.ch/cdd/iec61987/iec61987.nsf/PropertiesAllVersions/0112-2---61987%23ABF759
0112/2///61987#ABI213 | 001 | 01 | 0112/2///61987#ABI213#001 | TV upper range value |  |  |  |  | value assigned to the upper range value of the tertiary variable of a CPF 9 device | CPF 9 is the IEC 61784 acronym for HART. |  |  |  |  | REAL_TYPE |  |  |  |  | NON_DEPENDENT_P_DET | [5 empty] | 0112/2///61987#ABH917 - HART common practice parameters | 0112/2///61987#ABA000 |  |  |  | Standard |  |  |  | SC65E – IEC 61987 | - | C00019 | 001-01 (2018-03-28 07:27:16 by BATCH 00000762) standard | 0112-2---61987#ABI213 | https://cdd.iec.ch/cdd/iec61987/iec61987.nsf/PropertiesAllVersions/0112-2---61987%23ABI213
0112/2///61987#ABF582 | 001 | 01 | 0112/2///61987#ABF582#001 | average influence of volume flow rate on density |  |  |  |  | change in output of a density measuring device caused by a change in volume flow rate with respect to reference conditions, expressed as the average error across the specified volume flow rate range |  |  | "(g/m³)/(m³/h)" |  |  | REAL_MEASURE_TYPE |  |  |  |  | NON_DEPENDENT_P_DET | [5 empty] | 0112/2///61987#ABI411 - Influence of external quantities expressed for density [2] | 0112/2///61987#ABA000 | 0112/2///62720#UAC812 - gram hour per power of metre with the exponent 6 |  | 0112/2///61987#ABI453 - Density per volume flow rate | Standard |  |  |  | SC65E – IEC 61987 | - | C00018 | 001-01 (2018-03-28 07:27:07 by BATCH 00000762) standard | 0112-2---61987#ABF582 | https://cdd.iec.ch/cdd/iec61987/iec61987.nsf/PropertiesAllVersions/0112-2---61987%23ABF582
0112/2///61987#ABD610 | 001 | 05 | 0112/2///61987#ABD610#001 | set lower range end-value of travel for linear motion |  |  |  |  | value defining the start of the linear range of a linear travel |  |  | mm |  |  | REAL_MEASURE_TYPE |  |  |  |  | NON_DEPENDENT_P_DET | [5 empty] | 0112/2///61987#ABD961 - Parameters of pneumatic linear actuator0112/2///61987#ABD963 - Parameters of positioner | 0112/2///61987#ABA000 | 0112/2///62720#UAA862 - millimetre |  | 0112/2///61987#ABT548 - Length short | Standard |  | IEC 61987 | IEC | IEC/SC 65E | - | C00128 |  | 0112-2---61987#ABD610 | https://cdd.iec.ch/cdd/iec61987/iec61987.nsf/PropertiesAllVersions/0112-2---61987%23ABD610
0112/2///61987#ABP159 | 001 | 01 | 0112/2///61987#ABP159#001 | non-repeatability of current |  |  |  |  | for a device, absolute degree of deviation between the results of successive measurements of current, carried out under the same conditions of measurement |  |  | mA |  |  | REAL_MEASURE_TYPE |  |  |  |  | NON_DEPENDENT_P_DET | [5 empty] | 0112/2///61987#ABP006 - Absolute performance for current [I/O module] | 0112/2///61987#ABA000 | 0112/2///62720#UAA775 - milliampere |  | 0112/2///61987#ABT567 - Electrical current | Standard |  | IEC 61987 | IEC | IEC/SC 65E | - | C00128 | 001-01 (2023-01-23 14:53:52 by BATCH 00000807) standard | 0112-2---61987#ABP159 | https://cdd.iec.ch/cdd/iec61987/iec61987.nsf/PropertiesAllVersions/0112-2---61987%23ABP159
0112/2///61987#ABB102 | 003 | 01 | 0112/2///61987#ABB102#003 | number of process connections |  |  |  |  | cardinality property for process connection |  | cardinality property |  |  |  | INT_TYPE |  |  |  |  | CONDITION_DET | [5 empty] | 0112/2///61987#ABC044 - Transmitter body [1]0112/2///61987#ABC045 - Transmitter body [2]0112/2///61987#ABC046 - Transmitter body [3]0112/2///61987#ABC047 - Transmitter body [4]0112/2///61987#ABC197 - Diaphragm element0112/2///61987#ABC270 - Impulse line0112/2///61987#ABC527 - Pressure gauge siphon0112/2///61987#ABC625 - Structural design of a differential pressure gauge0112/2///61987#ABC629 - Structural design of a pressure or differential pressure gauge0112/2///61987#ABC631 - Structural design of a remote seal [2]0112/2///61987#ABC637 - Structural design of a valve manifold0112/2///61987#ABF341 - Structural design of a hydrostatic pressure level transmitter0112/2///61987#ABF513 - Structural design of temperature gauge0112/2///61987#ABF517 - Structural design of a microwave level switch0112/2///61987#ABH365 - Insertion type microwave density transmitter0112/2///61987#ABC626 - Structural design of a differential pressure transmitter | 0112/2///61987#ABA000 |  |  |  | Standard |  |  |  | SC65E – IEC 61987 | - | C00004 |  | 0112-2---61987#ABB102 | https://cdd.iec.ch/cdd/iec61987/iec61987.nsf/PropertiesAllVersions/0112-2---61987%23ABB102
0112/2///61987#ABA421 | 001 | 04 | 0112/2///61987#ABA421#001 | quantity of pulses per pulse value of mass |  |  |  |  | number of pulses assigned per unit of mass |  |  | 1/kg |  |  | REAL_MEASURE_TYPE |  |  |  |  | NON_DEPENDENT_P_DET | [5 empty] | 0112/2///61987#ABC110 - Assigned mass pulse value | 0112/2///61987#ABA000 | 0112/2///62720#UAC003 - reciprocal kilogram |  | 0112/2///61987#ABT536 - Per mass | Standard |  |  |  | SC65E – IEC 61987 | - | C00004 |  | 0112-2---61987#ABA421 | https://cdd.iec.ch/cdd/iec61987/iec61987.nsf/PropertiesAllVersions/0112-2---61987%23ABA421
0112/2///61987#ABA494 | 004 | 01 | 0112/2///61987#ABA494#004 | number of signal configuration functions |  |  |  |  | @number of signal configuration functions |  | cardinality property |  |  |  | INT_TYPE |  |  |  |  | CONDITION_DET | [5 empty] | 0112/2///61987#ABC596 - Software configuration functions | 0112/2///61987#ABA000 |  |  |  | Standard |  |  |  | SC65E – IEC 61987 | - | C00004 |  | 0112-2---61987#ABA494 | https://cdd.iec.ch/cdd/iec61987/iec61987.nsf/PropertiesAllVersions/0112-2---61987%23ABA494
0112/2///61987#ABA165 | 002 | 01 | 0112/2///61987#ABA165#002 | type of terminal |  |  |  |  | classification of a terminal according to its mechanical design | [5 empty] | ENUM_CODE_TYPE(0112/2///61987#ABL613) |  |  |  |  | DEPENDENT_P_DET |  |  | 0112/2///61987#ABL613 | 0112/2///61987#ABL240 - screw0112/2///61987#ABM045 - cage0112/2///61987#ABN081 - clamp0112/2///61987#ABI407 - others |  | 0112/2///61987#ABC171 - Connection compartment | 0112/2///61987#ABA000 |  |  |  | Standard |  |  |  | SC65E – IEC 61987 | 0112/2///61987#ABI406 - empty_property | C00091 |  | 0112-2---61987#ABA165 | https://cdd.iec.ch/cdd/iec61987/iec61987.nsf/PropertiesAllVersions/0112-2---61987%23ABA165
0112/2///61987#ABB495 | 001 | 04 | 0112/2///61987#ABB495#001 | length of clamp-on sensor assembly |  |  |  |  | horizontal distance between the front and back of a device, when standing in its normal position of use |  |  | mm |  |  | REAL_MEASURE_TYPE |  |  |  |  | NON_DEPENDENT_P_DET | [5 empty] | 0112/2///61987#ABC157 - Clamp-on ultrasonic flowmeter | 0112/2///61987#ABA000 | 0112/2///62720#UAA862 - millimetre |  | 0112/2///61987#ABT548 - Length short | Standard |  |  |  | SC65E – IEC 61987 | - | C00004 |  | 0112-2---61987#ABB495 | https://cdd.iec.ch/cdd/iec61987/iec61987.nsf/PropertiesAllVersions/0112-2---61987%23ABB495
0112/2///61987#ABD512 | 001 | 02 | 0112/2///61987#ABD512#001 | reference to Environmental design ratings [1] |  |  |  |  | reference to block ABD511 | [5 empty] | CLASS_REFERENCE_TYPE(0112/2///61987#ABD511) 0112/2///61987#ABD511 - Environmental design ratings [1] |  |  |  |  | NON_DEPENDENT_P_DET | [5 empty] | 0112/2///61987#ABD514 - Rated operating conditions [7]0112/2///61987#ABD516 - Rated operating conditions [8] | 0112/2///61987#ABA000 |  |  |  | Standard |  |  |  | SC65E – IEC 61987 | - | C00004 |  | 0112-2---61987#ABD512 | https://cdd.iec.ch/cdd/iec61987/iec61987.nsf/PropertiesAllVersions/0112-2---61987%23ABD512
0112/2///61987#ABV188 | 001 | 01 | 0112/2///61987#ABV188#001 | reference to Assigned variable [13] |  |  |  |  | reference to block ABV236 | [5 empty] | CLASS_REFERENCE_TYPE(0112/2///61987#ABV236) 0112/2///61987#ABV236 - Assigned variable [13] |  |  |  |  | NON_DEPENDENT_P_DET | [5 empty] | 0112/2///61987#ABG084 - Analog current input [5]0112/2///61987#ABG119 - Analog voltage input [5]0112/2///61987#ABG122 - Frequency input [5]0112/2///61987#ABG125 - Manufacturer-specific input [5] | 0112/2///61987#ABA000 |  |  |  | Standard |  | IEC 61987 | IEC | SC65E | - | C00019 | 001-01 (2018-03-28 07:27:24 by BATCH 00000762) standard | 0112-2---61987#ABV188 | https://cdd.iec.ch/cdd/iec61987/iec61987.nsf/PropertiesAllVersions/0112-2---61987%23ABV188
0112/2///61987#ABH526 | 002 | 02 | 0112/2///61987#ABH526#002 | damping |  |  |  | Damping | for the output of a first-order system forced by a step or an impulse, the time required to complete 63.2% of the total rise or decay at any instant during the process |  | 1) The step response time T90 is about 2.3 times the step response time T63. (2) also used by Process Automation - Device Information Model (PA-DIM | s |  |  | REAL_MEASURE_TYPE |  |  |  |  | NON_DEPENDENT_P_DET | [5 empty] | 0112/2///61987#ABH531 - Output signal processing variable | 0112/2///61987#ABA000 | 0112/2///62720#UAA972 - second |  | 0112/2///61987#ABT510 - Time/time duration short | Standard |  | IEC 61987 | IEC | IEC SC65E | - | C00112 |  | 0112-2---61987#ABH526 | https://cdd.iec.ch/cdd/iec61987/iec61987.nsf/PropertiesAllVersions/0112-2---61987%23ABH526
0112/2///61987#ABB725 | 001 | 05 | 0112/2///61987#ABB725#001 | set upper range end-value of interval of mass flow |  |  |  |  | value defining the end of a subrange for mass flow |  |  | kg/h |  |  | REAL_MEASURE_TYPE |  |  |  |  | NON_DEPENDENT_P_DET | [5 empty] | 0112/2///61987#ABC073 - Accuracy for a subrange of mass flow | 0112/2///61987#ABA000 | 0112/2///62720#UAA607 - kilogram per hour |  | 0112/2///61987#ABT545 - Mass flow rate | Standard |  | IEC 61987 | IEC | IEC/SC 65E | - | C00128 |  | 0112-2---61987#ABB725 | https://cdd.iec.ch/cdd/iec61987/iec61987.nsf/PropertiesAllVersions/0112-2---61987%23ABB725
0112/2///61987#ABB414 | 002 | 01 | 0112/2///61987#ABB414#002 | style of seal unit |  |  |  |  | classification of a seal unit according to the method of sealing the orifice plate | [5 empty] | ENUM_CODE_TYPE(0112/2///61987#ABL385) |  |  |  |  | DEPENDENT_P_DET |  |  | 0112/2///61987#ABL385 | 0112/2///61987#ABM257 - dual seal0112/2///61987#ABM258 - metal seal clip-ring0112/2///61987#ABM259 - snap ring plate seal0112/2///61987#ABM260 - soft seal clip-ring0112/2///61987#ABI407 - others |  | 0112/2///61987#ABC244 - Flow nozzle0112/2///61987#ABC465 - Orifice plate and holder | 0112/2///61987#ABA000 |  |  |  | Standard |  |  |  | SC65E – IEC 61987 | 0112/2///61987#ABI406 - empty_property | C00091 |  | 0112-2---61987#ABB414 | https://cdd.iec.ch/cdd/iec61987/iec61987.nsf/PropertiesAllVersions/0112-2---61987%23ABB414
0112/2///61987#ABB257 | 004 | 01 | 0112/2///61987#ABB257#004 | operating wavelength |  |  |  |  | wavelength at which the optical connection operates |  |  | nm |  |  | REAL_MEASURE_TYPE |  |  |  |  | NON_DEPENDENT_P_DET | [5 empty] | 0112/2///61987#ABC462 - Optical communication interface0112/2///61987#ABF518 - Structural design of a laser level transmitter | 0112/2///61987#ABA000 | 0112/2///62720#UAA912 - nanometre |  | 0112/2///61987#ABT548 - Length short | Standard |  |  |  | SC65E – IEC 61987 | - | C00004 |  | 0112-2---61987#ABB257 | https://cdd.iec.ch/cdd/iec61987/iec61987.nsf/PropertiesAllVersions/0112-2---61987%23ABB257
0112/2///61987#ABV179 | 001 | 02 | 0112/2///61987#ABV179#001 | reference to Other variable |  |  |  |  | reference to block ABC475 | [5 empty] | CLASS_REFERENCE_TYPE(0112/2///61987#ABC475) 0112/2///61987#ABC475 - Other variable |  |  |  |  | DEPENDENT_P_DET | [5 empty] | 0112/2///61987#ABF985 - Type of measured variable [13]0112/2///61987#ABF986 - Type of measured variable [14] | 0112/2///61987#ABA000 |  |  |  | Standard |  | IEC 61987 | IEC | SC65E | 0112/2///61987#ABV167 - measured variable type [14] | C00019 |  | 0112-2---61987#ABV179 | https://cdd.iec.ch/cdd/iec61987/iec61987.nsf/PropertiesAllVersions/0112-2---61987%23ABV179
0112/2///61987#ABB609 | 004 | 01 | 0112/2///61987#ABB609#004 | minimum supply voltage DC |  |  |  |  | lowest DC voltage with which the device can be supplied in order that it operates within its specification |  |  | V |  |  | REAL_MEASURE_TYPE |  |  |  |  | NON_DEPENDENT_P_DET | [5 empty] | 0112/2///61987#ABC218 - Electrical power input circuit | 0112/2///61987#ABA000 | 0112/2///62720#UAA296 - volt |  | 0112/2///61987#ABT506 - Voltage | Standard |  |  |  | SC65E – IEC 61987 | - | C00004 |  | 0112-2---61987#ABB609 | https://cdd.iec.ch/cdd/iec61987/iec61987.nsf/PropertiesAllVersions/0112-2---61987%23ABB609
0112/2///61987#ABG903 | 001 | 02 | 0112/2///61987#ABG903#001 | reference to Normal process conditions [5] |  |  |  |  | reference to block ABG343 | [5 empty] | CLASS_REFERENCE_TYPE(0112/2///61987#ABG343) 0112/2///61987#ABG343 - Normal process conditions [5] |  |  |  |  | DEPENDENT_P_DET | [5 empty] | 0112/2///61987#ABG335 - Process design ratings [7] | 0112/2///61987#ABA000 |  |  |  | Standard |  | IEC 61987 | IEC | IEC SC65E | 0112/2///61987#ABH445 - number of normal process conditions | C00112 |  | 0112-2---61987#ABG903 | https://cdd.iec.ch/cdd/iec61987/iec61987.nsf/PropertiesAllVersions/0112-2---61987%23ABG903
0112/2///61987#ABH283 | 001 | 02 | 0112/2///61987#ABH283#001 | reference to Fluid phase design conditions |  |  |  |  | reference to block ABH071 | [5 empty] | CLASS_REFERENCE_TYPE(0112/2///61987#ABH071) 0112/2///61987#ABH071 - Fluid phase design conditions |  |  |  |  | DEPENDENT_P_DET | [5 empty] | 0112/2///61987#ABG475 - Normal process design conditions [4]0112/2///61987#ABH344 - Normal process design conditions [7] | 0112/2///61987#ABA000 |  |  |  | Standard |  | IEC 61987 | IEC | IEC SC65E | 0112/2///61987#ABH070 - number of fluid phase design conditions | C00112 |  | 0112-2---61987#ABH283 | https://cdd.iec.ch/cdd/iec61987/iec61987.nsf/PropertiesAllVersions/0112-2---61987%23ABH283
0112/2///61987#ABC977 | 002 | 01 | 0112/2///61987#ABC977#002 | reference to Material of body/lower housing |  |  |  |  | reference to block ABC347 | [5 empty] | CLASS_REFERENCE_TYPE(0112/2///61987#ABC347) 0112/2///61987#ABC347 - Material of body/lower housing |  |  |  |  | NON_DEPENDENT_P_DET | [5 empty] | 0112/2///61987#ABC630 - Structural design of a remote seal [1]0112/2///61987#ABC631 - Structural design of a remote seal [2] | 0112/2///61987#ABA000 |  |  |  | Standard |  |  |  | SC65E – IEC 61987 | - | C00004 |  | 0112-2---61987#ABC977 | https://cdd.iec.ch/cdd/iec61987/iec61987.nsf/PropertiesAllVersions/0112-2---61987%23ABC977
0112/2///61987#ABU308 | 001 | 03 | 0112/2///61987#ABU308#001 | reference to Pneumatic/hydraulic output [1] |  |  |  |  | reference to block ABC516 |  | Id specified in IEC61987-12/-13: ABD146 |  |  |  | CLASS_REFERENCE_TYPE(0112/2///61987#ABC516) 0112/2///61987#ABC516 - Pneumatic/hydraulic output [1] |  |  |  |  | DEPENDENT_P_DET | [5 empty] | 0112/2///61987#ABC667 - Type of output [4] | 0112/2///61987#ABA000 |  |  |  | Standard |  |  |  | SC65E – IEC 61987 | 0112/2///61987#ABU292 - output type [4] | C00004 |  | 0112-2---61987#ABU308 | https://cdd.iec.ch/cdd/iec61987/iec61987.nsf/PropertiesAllVersions/0112-2---61987%23ABU308
0112/2///61987#ABF655 | 001 | 01 | 0112/2///61987#ABF655#001 | reference to Measuring range for level |  |  |  |  | reference to block ABE813 | [5 empty] | CLASS_REFERENCE_TYPE(0112/2///61987#ABE813) 0112/2///61987#ABE813 - Measuring range for level |  |  |  |  | NON_DEPENDENT_P_DET | [5 empty] | 0112/2///61987#ABE812 - Level measurement | 0112/2///61987#ABA000 |  |  |  | Standard |  | IEC 61987 | IEC | SC65E | - | C00018 | 001-01 (2018-03-28 07:27:08 by BATCH 00000762) standard | 0112-2---61987#ABF655 | https://cdd.iec.ch/cdd/iec61987/iec61987.nsf/PropertiesAllVersions/0112-2---61987%23ABF655
0112/2///61987#ABF801 | 002 | 05 | 0112/2///61987#ABF801#002 | reference to RTD/resistance measurement |  |  |  |  | reference to block ABF398 | [5 empty] | CLASS_REFERENCE_TYPE(0112/2///61987#ABF398) 0112/2///61987#ABF398 - RTD/resistance measurement |  |  |  |  | DEPENDENT_P_DET | [5 empty] | 0112/2///61987#ABF396 - Structural design of separate temperature transmitter | 0112/2///61987#ABA000 |  |  |  | Standard |  | IEC 61987 | IEC | IEC SC65E | 0112/2///61987#ABF401 - number of RTD/resistance measurements | C00112 |  | 0112-2---61987#ABF801 | https://cdd.iec.ch/cdd/iec61987/iec61987.nsf/PropertiesAllVersions/0112-2---61987%23ABF801
0112/2///61987#ABD460 | 002 | 01 | 0112/2///61987#ABD460#002 | reference base for accuracy expressed as percentage |  |  |  |  | basis for stating an accuracy expressed as percentage | [5 empty] | ENUM_CODE_TYPE(0112/2///61987#ABJ764) |  |  |  |  | DEPENDENT_P_DET |  |  | 0112/2///61987#ABJ764 | 0112/2///61987#ABL009 - relative to calibrated span0112/2///61987#ABL010 - relative to full scale0112/2///61987#ABL011 - relative to measured value0112/2///61987#ABL012 - relative to measuring upper range-limit0112/2///61987#ABL013 - relative to span0112/2///61987#ABI407 - others |  | 0112/2///61987#ABC077 - Accuracy for a subrange of span0112/2///61987#ABC067 - Accuracy expressed as a percentage [1]0112/2///61987#ABC068 - Accuracy expressed as a percentage [2]0112/2///61987#ABE365 - Accuracy expressed as a percentage [3]0112/2///61987#ABE702 - Accuracy expressed as a percentage [4]0112/2///61987#ABG353 - Accuracy expressed as a percentage [5]0112/2///61987#ABJ595 - Accuracy expressed as a percentage [6]0112/2///61987#ABG352 - Accuracy expressed as a percentage [7]0112/2///61987#ABP013 - Accuracy expressed as a percentage [I/O module] | 0112/2///61987#ABA000 |  |  |  | Standard |  |  |  | SC65E – IEC 61987 | 0112/2///61987#ABI406 - empty_property | C00091 |  | 0112-2---61987#ABD460 | https://cdd.iec.ch/cdd/iec61987/iec61987.nsf/PropertiesAllVersions/0112-2---61987%23ABD460
0112/2///61987#ABA634 | 005 | 01 | 0112/2///61987#ABA634#005 | issuing organization or notified body for explosion protection or safety |  |  |  |  | independent, accredited body which is entitled by an authorized accrediting body to ensure and assess compliance to defined standards and regulations as well as to provide an official certification mark or a declaration of conformity | [5 empty] | ENUM_CODE_TYPE(0112/2///61987#ABO126) |  | 0112/2///61987#ABO126 |  |  | DEPENDENT_P_DET |  |  | 0112/2///61987#ABO126 | 0112/2///61987#ABO156 - TestSafe Australia0112/2///61987#ABO157 - Ex Testing and Certification Pty Ltd0112/2///61987#ABO158 - Mine Safety Technology Centre0112/2///61987#ABO159 - Safety in Mines,Testing and Research Station0112/2///61987#ABO160 - NCC Certificações do Brasil Ltda.0112/2///61987#ABO161 - UL do Brasil Certificações0112/2///61987#ABO162 - LabTest Certification Inc.0112/2///61987#ABO163 - QPS Evaluation Services Inc.0112/2///61987#ABO164 - CSA Group0112/2///61987#ABO165 - Fiditas d.o.o.0112/2///61987#ABO166 - Fyzikálně technický zkušební ústav,s.p.0112/2///61987#ABO167 - UL International Demko A/S0112/2///61987#ABO168 - Eurofins Expert Services Oy0112/2///61987#ABO169 - Institut National de l'Environnement Industriel et des Risques0112/2///61987#ABO170 - Laboratoire Central des Industries Electriques – Bureau Veritas0112/2///61987#ABO171 - IBExU Institut für Sicherheitstechnik GmbH0112/2///61987#ABO172 - Physikalisch-Technische Bundesanstalt0112/2///61987#ABO173 - TÜV SÜD Product Service GmbH0112/2///61987#ABO174 - Bureau Veritas Consumer Products Services Germany GmbH0112/2///61987#ABO175 - TÜV NORD CERT GmbH0112/2///61987#ABO176 - TÜV Rheinland Industrie Service GmbH0112/2///61987#ABO177 - DEKRA Testing and Certification GmbH0112/2///61987#ABO178 - Kapa RO Hellas Body of Inspection and Certification0112/2///61987#ABO179 - ExVÁ Testing Station for Explosion Proof Equipment Company0112/2///61987#ABO180 - KL Certification Services0112/2///61987#ABO181 - I.T.L Product Testing0112/2///61987#ABO182 - CESI – Centro Elettrotecnico Sperimentale Italiano0112/2///61987#ABO183 - Istituto Italiano del Marchio di Qualità0112/2///61987#ABO184 - Eurofins Product Testing Italy0112/2///61987#ABO185 - Technology Institution of Industrial Safety0112/2///61987#ABO186 - CNEX-Global0112/2///61987#ABO187 - DEKRA Certification0112/2///61987#ABO188 - Presafe/DNV0112/2///61987#ABO189 - CQM0112/2///61987#ABO190 - National Supervision and Inspection Centre for Explosion Protection and Safety of Instrumentation0112/2///61987#ABO191 - Nanyang Explosion Protected Electrical Apparatus Research Institute0112/2///61987#ABO192 - Central Mining Institute Product Certification Team BARBARA0112/2///61987#ABO193 - Osrodek Badan, Atestacji i Certyfikacji OBAC0112/2///61987#ABO194 - KSC POLAND0112/2///61987#ABO195 - Korea Occupational Safety and Health Agency0112/2///61987#ABO196 - Korea Testing Laboratory0112/2///61987#ABO197 - Korea Gas Safety Corporation0112/2///61987#ABO198 - INSEMEX PETROSANI NATIONAL INSTITUTE FOR MINE SAFETY AND EXPLOSION PROOF PROTECTION0112/2///61987#ABO199 - Certification Centre of explosion-proof and mine electrical equipment NANIO CCVE0112/2///61987#ABO200 - Slovenian Institute of Quality and Metrology0112/2///61987#ABO201 - Mining and Surface Certification0112/2///61987#ABO202 - Laboratorio Oficial Jose María de Madariaga0112/2///61987#ABO203 - RISE Research Institutes of Sweden0112/2///61987#ABO204 - Eurofins Electric & Electronic Product Testing0112/2///61987#ABO205 - SIRA Certification Service0112/2///61987#ABO206 - Eurofins E&E CML0112/2///61987#ABO207 - Element Materials Technology0112/2///61987#ABO208 - ExVeritas0112/2///61987#ABO209 - FM Approvals (UK)0112/2///61987#ABO210 - Intertek Testing & Certification0112/2///61987#ABO211 - SGS BASEEFA0112/2///61987#ABO212 - FM Approvals (US)0112/2///61987#ABO213 - Intertek Testing Services NA0112/2///61987#ABO214 - UL (US)0112/2///61987#ABO215 - TÜV AUSTRIA SERVICES GMBH0112/2///61987#ABO216 - APRAGAZ A.S.B.L.0112/2///61987#ABO217 - VINÇOTTE sa/nv0112/2///61987#ABO218 - MINPROEKT EAD; Division "Scientic and Research Activity"0112/2///61987#ABO219 - FIDITAS d.o.o.0112/2///61987#ABO220 - TUV CYPRUS LTD0112/2///61987#ABO221 - FYZIKALNE TECHNICKY ZKUSEBNI USTAV S.P.0112/2///61987#ABO222 - Danish Technological Institute Dancert A/S0112/2///61987#ABO223 - ExVeritas ApS0112/2///61987#ABO224 - TEKNOLOGISK INSTITUT - Certificering & Inspektion0112/2///61987#ABO225 - UL International Demko A/S0112/2///61987#ABO226 - Eurofins Expert Services Oy0112/2///61987#ABO227 - SGS FIMKO OY0112/2///61987#ABO228 - INSTITUT NATIONAL DE L'ENVIRONNEMENT INDUSTRIEL ET DES RISQUES0112/2///61987#ABO229 - LABORATOIRE CENTRAL DES INDUSTRIES ELECTRIQUES0112/2///61987#ABO230 - Bundesanstalt für Materialforschung und –prüfung (BAM)0112/2///61987#ABO231 - Bureau Veritas Consumer Products Services Germany GmbH0112/2///61987#ABO232 - DEKRA Testing and Certification GmbH0112/2///61987#ABO233 - FORSCHUNGSGESELLSCHAFT FÜR ANGEWANDTE SYSTEMSICHERHEIT UND ARBEITSMEDIZIN mbH0112/2///61987#ABO234 - IBExU Institut für Sicherheitstechnik GmbH0112/2///61987#ABO235 - Konformitätsbewertungsstelle der Physikalisch-Technischen Bundesanstalt (PTB)0112/2///61987#ABO236 - SGS-TÜV Saar GmbH0112/2///61987#ABO237 - TÜV NORD CERT GmbH0112/2///61987#ABO238 - TÜV Rheinland Industrie Service GmbH0112/2///61987#ABO239 - TÜV SÜD Product Service GmbH Zertifizierstellen0112/2///61987#ABO240 - EUROPEAN INSPECTION AND CERTIFICATION COMPANY SA - EUROCERT SA0112/2///61987#ABO241 - KR HELLAS LTD.0112/2///61987#ABO242 - ExNB Tanúsító Intézet Kft.0112/2///61987#ABO243 - EX-ON Mérnökiroda Kft0112/2///61987#ABO244 - ExVA Vizsgáló és Tanúsító KFT.0112/2///61987#ABO245 - FM Approvals Europe Limited0112/2///61987#ABO246 - BUREAU VERITAS ITALIA S.P.A.0112/2///61987#ABO247 - CESI (CENTRO ELETROTECNICO SPERIMENTALE ITALIANO) GIACINTO MOTTA SPA0112/2///61987#ABO248 - ENTE CERTIFICAZIONE MACCHINE SRL0112/2///61987#ABO249 - Eurofins Product Testing Italy S.r.l.0112/2///61987#ABO250 - ICIM S.P.A.0112/2///61987#ABO251 - IMQ ISTITUTO ITALIANO DEL MARCHIO DI QUALITÀ S.P.A.0112/2///61987#ABO252 - INTERTEK Italia S.p.A.0112/2///61987#ABO253 - MTIC InterCert S.r.l.0112/2///61987#ABO254 - RINA Services S.P.A.0112/2///61987#ABO255 - TUV ITALIA SRL0112/2///61987#ABO256 - XEFRACERT S.r.l.0112/2///61987#ABO257 - Limited liability company "International Center for Quality Certification - ICQC"0112/2///61987#ABO258 - Ltd CE-Test0112/2///61987#ABO259 - CML B.V.0112/2///61987#ABO260 - CNEX-Global B.V.0112/2///61987#ABO261 - CSA Group Netherlands B.V.0112/2///61987#ABO262 - DEKRA Certification B.V.0112/2///61987#ABO263 - Element Materials Technology Rotterdam B.V.0112/2///61987#ABO264 - Kiwa Nederland B.V.0112/2///61987#ABO265 - Lloyd's Register Verification B.V.0112/2///61987#ABO266 - QPS Europe B.V.0112/2///61987#ABO267 - DNV GL Presafe AS0112/2///61987#ABO268 - Gexcon Certification AS0112/2///61987#ABO269 - NEMKO AS0112/2///61987#ABO270 - Centrum Badan i Dozoru Gornictwa Podziemnego sp. z o.o.0112/2///61987#ABO271 - GLÓWNY INSTYTUT GÓRNICTWA0112/2///61987#ABO272 - ICR Polska Sp. z o.o.0112/2///61987#ABO273 - INSTYTUT TECHNIKI GORNICZEJ KOMAG0112/2///61987#ABO274 - J.S. HAMILTON POLAND Sp. z o.o.0112/2///61987#ABO275 - KSC POLAND Sp. z o.o.0112/2///61987#ABO276 - OSRODEK BADAN - ATESTACJI I CERTYFIKACJI OBAC SP. Z.O.O.0112/2///61987#ABO277 - URZAD DOZORU TECHNICZNEGO0112/2///61987#ABO278 - Institutul National de Cercetare-Dezvoltare pentru Securitate Miniera si Protectie Antiexploziva0112/2///61987#ABO279 - Technicka inspekcia a.s.0112/2///61987#ABO280 - Technicky skusobny ustav Piestany s.p.0112/2///61987#ABO281 - TÜV SÜD SLOVAKIA s.r.o.0112/2///61987#ABO282 - SLOVENIAN INSTITUTE OF QUALITY AND METROLOGY - SIQ0112/2///61987#ABO283 - LABORATORIO OFICIAL JOSE MARIA DE MADARIAGA0112/2///61987#ABO284 - RISE Research Institutes of Sweden AB0112/2///61987#ABO285 - Eurofins Electric & Electronic Product Testing AG0112/2///61987#ABO286 - Leumann & Uhlmann AG0112/2///61987#ABO287 - IEP Uluslararası Enerji Petrol Gozetim Sertifikasyon ve Teknik Hizmetler Organizasyonu Ticaret Limited Şirketi0112/2///61987#ABO288 - SCA Belgelendirme ve Ozel Egitim Hizmetleri Limited Sirketi0112/2///61987#ABO289 - Szutest Uygunluk Değerlendirme A.Ş.0112/2///61987#ABO290 - TURKISH STANDARDS INSTITUTION (TSE)0112/2///61987#ABO291 - NET CONNECTION INTERNATIONAL S.R.L.0112/2///61987#ABO292 - INSTITUTO ARGENTINO DE NORMALIZACION Y CERTIFICACION (IRAM)0112/2///61987#ABO293 - OVE0112/2///61987#ABO294 - BELLIS Testing and Certification of Home Appliances and Industrial Products JSC0112/2///61987#ABO295 - SGS Belgium N.V. − Division SGS-CEBEC0112/2///61987#ABO296 - PCCB – Product Certification Centre at Brussels0112/2///61987#ABO297 - QPS Evaluation Services, Inc.0112/2///61987#ABO298 - LabTest Certification Inc.0112/2///61987#ABO299 - CSA Group0112/2///61987#ABO300 - UL (CA)0112/2///61987#ABO301 - CENTRO DE ESTUDIOS, MEDICION Y CERTIFICACION DE CALIDAD CESMEC S.A.0112/2///61987#ABO302 - China Quality Mark Certification Group Co., Ltd. (CQM)0112/2///61987#ABO303 - CEPREI Certification Body0112/2///61987#ABO304 - Vkan Certification & Testing Co., Ltd. (CVC)0112/2///61987#ABO305 - Guangdong Quality Testing CTC Certification Co., Ltd. (GDCTC)0112/2///61987#ABO306 - The Hong Kong Certification Centre Ltd. (HKCC)0112/2///61987#ABO307 - China Quality Certification Center (CQC)0112/2///61987#ABO308 - KONČAR - Electrical Engineering Institute Inc.0112/2///61987#ABO309 - EZU (Elektrotechnický zkušební ústav, s. p.)0112/2///61987#ABO310 - CODINORM0112/2///61987#ABO311 - FORCE Certification A/S0112/2///61987#ABO312 - UL (Demko)0112/2///61987#ABO313 - SGS Fimko Ltd0112/2///61987#ABO314 - LCIE0112/2///61987#ABO315 - EMITECH SAS0112/2///61987#ABO316 - Laboratoire National de Métrologie et d’Essais (LNE)0112/2///61987#ABO317 - APAVE Certification0112/2///61987#ABO318 - Eurofins Product Service GmbH0112/2///61987#ABO319 - TÜV NORD CERT GmbH0112/2///61987#ABO320 - SLG Prüf- und Zertifizierungs GmbH0112/2///61987#ABO321 - Kiwa Primara GmbH0112/2///61987#ABO322 - VDE Prüf- und Zertifizierungsinstitut GmbH0112/2///61987#ABO323 - Hansecontrol Zertifizierungsgesellschaft mbH0112/2///61987#ABO324 - TÜV Rheinland LGA Products GmbH0112/2///61987#ABO325 - Intertek Deutschland GmbH0112/2///61987#ABO326 - TÜV SÜD Product Service GmbH0112/2///61987#ABO327 - Materials Industrial Research and Technology Center s.a. (MIRTEC SA)0112/2///61987#ABO328 - TÜV Rheinland InterCert Kft., MEEI Division0112/2///61987#ABO329 - BIS0112/2///61987#ABO330 - PT. Sucofindo (Persero), Sucofindo International Certification Services (SICS)0112/2///61987#ABO331 - PRODUCT CERTIFICATION BODY- PPMB0112/2///61987#ABO332 - Hermon Laboratories Ltd0112/2///61987#ABO333 - SII0112/2///61987#ABO334 - I.T.L. (Product Testing) Ltd.0112/2///61987#ABO335 - System Advanced Laboratories LTD.0112/2///61987#ABO336 - ICIM S.p.A.0112/2///61987#ABO337 - IMQ S.p.A.0112/2///61987#ABO338 - ECM, ENTE CERTIFICAZIONE MACCHINE S.R.L.0112/2///61987#ABO339 - Japan Quality Assurance Organization (JQA)0112/2///61987#ABO340 - TÜV Rheinland Japan Ltd.0112/2///61987#ABO341 - UL (JP)0112/2///61987#ABO342 - Japan Electrical Safety and Environment Technology Laboratories (JET)0112/2///61987#ABO343 - Korea Testing Laboratory (KTL)0112/2///61987#ABO344 - Korea Testing & Research Institute (KTR)0112/2///61987#ABO345 - KTC - Korea Testing Certification0112/2///61987#ABO346 - SIRIM QAS International Sdn. Bhd. (SIRIM)0112/2///61987#ABO347 - ANCE - Asociación de Normalización y Certificación, A.C.0112/2///61987#ABO348 - Kiwa Nederland B.V.0112/2///61987#ABO349 - DEKRA Certification B.V.0112/2///61987#ABO350 - NEMKO AS0112/2///61987#ABO351 - Łukasiewicz- IMiF PREDOM Division0112/2///61987#ABO352 - Association of Polish Electricians – Quality Testing Office (SEP – BBJ)0112/2///61987#ABO353 - CERTIF – Associação para a Certificação0112/2///61987#ABO354 - GOST Re0112/2///61987#ABO355 - Saudi NCB, Saudi Arabia0112/2///61987#ABO356 - KVALITET0112/2///61987#ABO357 - Intertek Testing Services (Singapore) Pte Ltd0112/2///61987#ABO358 - TÜV SÜD PSB Pte. Ltd.0112/2///61987#ABO359 - Centre Testing International Pte. Ltd.0112/2///61987#ABO360 - EVPU0112/2///61987#ABO361 - SIQ Ljubljana0112/2///61987#ABO362 - Certification Entity for Renewable Energies, S.L. (CERE)0112/2///61987#ABO363 - AENOR INTERNACIONAL, S.A.U.0112/2///61987#ABO364 - Intertek Semko AB0112/2///61987#ABO365 - Eurofins Electric & Electronic Product Testing AG0112/2///61987#ABO366 - TISI0112/2///61987#ABO367 - Electrical and Electronics Institute, Foundation for Industrial Development (EEI)0112/2///61987#ABO368 - TSE Certification Center0112/2///61987#ABO369 - Ukrainian Scientific and Technical Institute for Certification and Testing of Electrical Equipment UkrTEST of SE “Ukrmetrteststandart”0112/2///61987#ABO370 - Emirates Authority for Standardization and Metrology (ESMA)0112/2///61987#ABO371 - Intertek Testing & Certification Ltd.0112/2///61987#ABO372 - LIA Laboratory Limited0112/2///61987#ABO373 - BSI0112/2///61987#ABO374 - Element Materials Technology0112/2///61987#ABO375 - Bay Area Compliance Laboratories Corp. (BACL)0112/2///61987#ABO376 - UL (US)0112/2///61987#ABO377 - Intertek Testing Services NA, Inc.0112/2///61987#ABO378 - Eurofins MET Labs0112/2///61987#ABO379 - TUV Rheinland of North America, Inc.0112/2///61987#ABI407 - others |  | 0112/2///61987#ABC138 - Battery0112/2///61987#ABC232 - Explosion protection design approval0112/2///61987#ABP296 - Issuing organization | 0112/2///61987#ABA000 |  |  |  | Standard |  | IEC 61987 | IEC | IEC SC65E | 0112/2///61987#ABI406 - empty_property | C00112 |  | 0112-2---61987#ABA634 | https://cdd.iec.ch/cdd/iec61987/iec61987.nsf/PropertiesAllVersions/0112-2---61987%23ABA634
0112/2///61987#ABB046 | 001 | 04 | 0112/2///61987#ABB046#001 | length of capsule seal |  |  |  |  | overall length of a capsule seal |  |  | mm |  |  | REAL_MEASURE_TYPE |  |  |  |  | NON_DEPENDENT_P_DET | [5 empty] | 0112/2///61987#ABC154 - Capsule/probe remote seal | 0112/2///61987#ABA000 | 0112/2///62720#UAA862 - millimetre |  | 0112/2///61987#ABT548 - Length short | Standard |  |  |  | SC65E – IEC 61987 | - | C00004 |  | 0112-2---61987#ABB046 | https://cdd.iec.ch/cdd/iec61987/iec61987.nsf/PropertiesAllVersions/0112-2---61987%23ABB046
0112/2///61987#ABE655 | 005 | 01 | 0112/2///61987#ABE655#005 | purpose of electrical power supply |  |  |  |  | classification of an electrical supply according to its usage | [5 empty] | STRING_TYPE |  |  |  |  | NON_DEPENDENT_P_DET | [5 empty] | 0112/2///61987#ABC219 - Electrical power output circuit0112/2///61987#ABC218 - Electrical power input circuit | 0112/2///61987#ABA000 |  |  |  | Standard |  |  |  | SC65E – IEC 61987 | - | C00016 |  | 0112-2---61987#ABE655 | https://cdd.iec.ch/cdd/iec61987/iec61987.nsf/PropertiesAllVersions/0112-2---61987%23ABE655
0112/2///61987#ABH330 | 001 | 01 | 0112/2///61987#ABH330#001 | degree of filling |  |  |  |  | volume of material in a vessel expressed as a percentage of the total volume which is allowed to be filled |  |  | % |  |  | REAL_MEASURE_TYPE |  |  |  |  | NON_DEPENDENT_P_DET | [5 empty] | 0112/2///61987#ABH326 - Total process material0112/2///61987#ABN686 - Specific level measurement variables | 0112/2///61987#ABA000 | 0112/2///62720#UAA000 - percent |  | 0112/2///61987#ABT533 - Percentage | Standard |  | IEC 61987 | IEC | SC65E | - | C00018 | 001-01 (2018-03-28 07:27:14 by BATCH 00000762) standard | 0112-2---61987#ABH330 | https://cdd.iec.ch/cdd/iec61987/iec61987.nsf/PropertiesAllVersions/0112-2---61987%23ABH330
0112/2///61987#ABI121 | 001 | 01 | 0112/2///61987#ABI121#001 | ALARM_HIGH_LIMIT |  |  |  |  | parameter setting the value for the upper warning limit for the primary input | [5 empty] | REAL_TYPE |  |  | IEC 6804-2 MOD |  | NON_DEPENDENT_P_DET | [5 empty] | 0112/2///61987#ABH876 - Analog input function block0112/2///61987#ABH885 - Control function block | 0112/2///61987#ABA000 |  |  |  | Standard |  |  |  | SC65E – IEC 61987 | - | C00018 | 001-01 (2019-03-08 15:35:31 by BATCH 00000766) standard | 0112-2---61987#ABI121 | https://cdd.iec.ch/cdd/iec61987/iec61987.nsf/PropertiesAllVersions/0112-2---61987%23ABI121
0112/2///61987#ABP110 | 001 | 01 | 0112/2///61987#ABP110#001 | inaccuracy of current |  |  |  |  | for a current measurement, maximum positive and negative deviation from the specified characteristic curve observed in testing a device under specified conditions and by a specified procedure |  |  | mA |  |  | REAL_MEASURE_TYPE |  |  | IEC 61298-1, Ed. 2.0, 3.5 |  | NON_DEPENDENT_P_DET | [5 empty] | 0112/2///61987#ABP006 - Absolute performance for current [I/O module] | 0112/2///61987#ABA000 | 0112/2///62720#UAA775 - milliampere |  | 0112/2///61987#ABT567 - Electrical current | Standard |  | IEC 61987 | IEC | IEC/SC 65E | - | C00128 | 001-01 (2023-01-23 14:53:52 by BATCH 00000807) standard | 0112-2---61987#ABP110 | https://cdd.iec.ch/cdd/iec61987/iec61987.nsf/PropertiesAllVersions/0112-2---61987%23ABP110
0112/2///61987#ABU354 | 001 | 03 | 0112/2///61987#ABU354#001 | reference to Frequency output [1] |  |  |  |  | reference to block ABC250 |  | Id specified in IEC61987-12/-13: ABC880 |  |  |  | CLASS_REFERENCE_TYPE(0112/2///61987#ABC250) 0112/2///61987#ABC250 - Frequency output [1] |  |  |  |  | DEPENDENT_P_DET | [5 empty] | 0112/2///61987#ABC668 - Type of output [5] | 0112/2///61987#ABA000 |  |  |  | Standard |  |  |  | SC65E – IEC 61987 | 0112/2///61987#ABU346 - output type [5] | C00004 |  | 0112-2---61987#ABU354 | https://cdd.iec.ch/cdd/iec61987/iec61987.nsf/PropertiesAllVersions/0112-2---61987%23ABU354
0112/2///61987#ABD403 | 001 | 04 | 0112/2///61987#ABD403#001 | maximum frequency |  |  |  |  | highest value for frequency that occurs or has to occur |  |  | Hz |  |  | REAL_MEASURE_TYPE |  |  |  |  | NON_DEPENDENT_P_DET | [5 empty] | 0112/2///61987#ABD397 - Vibration test condition | 0112/2///61987#ABA000 | 0112/2///62720#UAA170 - hertz |  | 0112/2///61987#ABT561 - Frequency | Standard |  |  |  | SC65E – IEC 61987 | - | C00018 |  | 0112-2---61987#ABD403 | https://cdd.iec.ch/cdd/iec61987/iec61987.nsf/PropertiesAllVersions/0112-2---61987%23ABD403
0112/2///61987#ABF713 | 001 | 01 | 0112/2///61987#ABF713#001 | reference to Measuring range for voltage |  |  |  |  | reference to block ABF057 | [5 empty] | CLASS_REFERENCE_TYPE(0112/2///61987#ABF057) 0112/2///61987#ABF057 - Measuring range for voltage |  |  |  |  | NON_DEPENDENT_P_DET | [5 empty] | 0112/2///61987#ABF053 - Voltage measurement | 0112/2///61987#ABA000 |  |  |  | Standard |  | IEC 61987 | IEC | SC65E | - | C00019 | 001-01 (2018-03-28 07:27:08 by BATCH 00000762) standard | 0112-2---61987#ABF713 | https://cdd.iec.ch/cdd/iec61987/iec61987.nsf/PropertiesAllVersions/0112-2---61987%23ABF713
0112/2///61987#ABU690 | 001 | 01 | 0112/2///61987#ABU690#001 | reference to Assigned volume fraction range |  |  |  |  | reference to block ABF597 | [5 empty] | CLASS_REFERENCE_TYPE(0112/2///61987#ABF597) 0112/2///61987#ABF597 - Assigned volume fraction range |  |  |  |  | DEPENDENT_P_DET | [5 empty] | 0112/2///61987#ABG096 - Assigned variable [16] | 0112/2///61987#ABA000 |  |  |  | Standard |  | IEC 61987 | IEC | SC65E | 0112/2///61987#ABU656 - assigned variable type [16] | C00017 | 001-01 (2018-03-28 07:27:21 by BATCH 00000762) standard | 0112-2---61987#ABU690 | https://cdd.iec.ch/cdd/iec61987/iec61987.nsf/PropertiesAllVersions/0112-2---61987%23ABU690
0112/2///61987#ABB461 | 001 | 03 | 0112/2///61987#ABB461#001 | quantity of electrodes |  |  |  |  | number of electrodes used in a device | [5 empty] | INT_TYPE |  |  |  |  | NON_DEPENDENT_P_DET | [5 empty] | 0112/2///61987#ABC573 - Reference electrode0112/2///61987#ABU456 - Sensing element of an electromagnetic flow transmitter0112/2///61987#ABU457 - Sensing element of an electromagnetic flow transmitter | 0112/2///61987#ABA000 |  |  |  | Standard |  |  |  | SC65E – IEC 61987 | - | C00004 |  | 0112-2---61987#ABB461 | https://cdd.iec.ch/cdd/iec61987/iec61987.nsf/PropertiesAllVersions/0112-2---61987%23ABB461
0112/2///61987#ABE505 | 001 | 01 | 0112/2///61987#ABE505#001 | reference to Environmental design ratings [5] |  |  |  |  | reference to block ABE587 | [5 empty] | CLASS_REFERENCE_TYPE(0112/2///61987#ABE587) 0112/2///61987#ABE587 - Environmental design ratings [5] |  |  |  |  | NON_DEPENDENT_P_DET | [5 empty] | 0112/2///61987#ABE586 - Rated operating conditions [13] | 0112/2///61987#ABA000 |  |  |  | Standard |  | IEC 61987 | IEC | SC65E | - | C00016 | 001-01 (2018-03-28 07:27:00 by BATCH 00000762) standard | 0112-2---61987#ABE505 | https://cdd.iec.ch/cdd/iec61987/iec61987.nsf/PropertiesAllVersions/0112-2---61987%23ABE505
0112/2///61987#ABA311 | 005 | 01 | 0112/2///61987#ABA311#005 | style of failsafe |  |  |  |  | device response to a failure in power, hardware or firmware | [5 empty] | ENUM_CODE_TYPE(0112/2///61987#ABL401) |  |  |  |  | DEPENDENT_P_DET |  |  | 0112/2///61987#ABL401 | 0112/2///61987#ABM302 - failsafe0112/2///61987#ABM303 - non-failsafe0112/2///61987#ABL841 - NA0112/2///61987#ABI407 - others |  | 0112/2///61987#ABD877 - Functional safety and reliability [2]0112/2///61987#ABC257 - Functional safety and reliability | 0112/2///61987#ABA000 |  |  |  | Standard |  |  |  | SC65E – IEC 61987 | 0112/2///61987#ABI406 - empty_property | C00091 |  | 0112-2---61987#ABA311 | https://cdd.iec.ch/cdd/iec61987/iec61987.nsf/PropertiesAllVersions/0112-2---61987%23ABA311
0112/2///61987#ABB073 | 003 | 01 | 0112/2///61987#ABB073#003 | pressure shock resistance |  |  |  |  | mechanical resistance of devices to rapid pressure changes in specified degrees of severity without the device sustaining any permanent damage | [5 empty] | STRING_TYPE |  |  | IEC 60068-2-14 |  | NON_DEPENDENT_P_DET | [5 empty] | 0112/2///61987#ABC318 - Limiting process conditions [1]0112/2///61987#ABC319 - Limiting process conditions [2]0112/2///61987#ABC320 - Limiting process conditions [3]0112/2///61987#ABD829 - Limiting process conditions [4]0112/2///61987#ABG350 - Limiting process conditions [8] | 0112/2///61987#ABA000 |  |  |  | Standard |  |  |  | SC65E – IEC 61987 | - | C00004 |  | 0112-2---61987#ABB073 | https://cdd.iec.ch/cdd/iec61987/iec61987.nsf/PropertiesAllVersions/0112-2---61987%23ABB073
0112/2///61987#ABB964 | 003 | 01 | 0112/2///61987#ABB964#003 | maximum influence of temperature on remote seal |  |  |  |  | greatest change in the output of a remote seal caused by varying the temperature over the rated temperature range |  |  | mbar |  |  | REAL_MEASURE_TYPE |  |  |  |  | NON_DEPENDENT_P_DET | [5 empty] | 0112/2///61987#ABC502 - Performance of remote seal | 0112/2///61987#ABA000 | 0112/2///62720#UAA810 - millibar |  | 0112/2///61987#ABT524 - Pressure | Standard |  |  |  | SC65E – IEC 61987 | - | C00004 |  | 0112-2---61987#ABB964 | https://cdd.iec.ch/cdd/iec61987/iec61987.nsf/PropertiesAllVersions/0112-2---61987%23ABB964
0112/2///61987#ABB902 | 001 | 04 | 0112/2///61987#ABB902#001 | influence of alternating unilateral overpressure |  |  |  |  | maximum deviation (modulus) of zero pressure reading after applying successively the maximum positive and then the maximum negative allowed overpressure to one side of a differential pressure transmitter at reference temperature | See drawing attached for further details |  | % |  |  | REAL_MEASURE_TYPE |  |  |  |  | NON_DEPENDENT_P_DET | [5 empty] | 0112/2///61987#ABC500 - Performance of differential pressure transmitter | 0112/2///61987#ABA000 | 0112/2///62720#UAA000 - percent |  | 0112/2///61987#ABT533 - Percentage | Standard |  |  |  | SC65E – IEC 61987 | - | C00004 |  | 0112-2---61987#ABB902 | https://cdd.iec.ch/cdd/iec61987/iec61987.nsf/PropertiesAllVersions/0112-2---61987%23ABB902
0112/2///61987#ABI428 | 001 | 01 | 0112/2///61987#ABI428#001 | minimum limit of transportation relative humidity |  |  |  |  | lowest relative humidity to which a device may be subjected during transportation without permanent impairment of operating characteristics |  |  | % |  |  | REAL_MEASURE_TYPE |  |  |  |  | NON_DEPENDENT_P_DET | [5 empty] | 0112/2///61987#ABI413 - Packaging and transportation | 0112/2///61987#ABA000 | 0112/2///62720#UAA000 - percent |  | 0112/2///61987#ABT533 - Percentage | Standard |  |  |  | SC65E – IEC 61987 | - | C00018 | 001-01 (2019-03-08 15:35:32 by BATCH 00000766) standard | 0112-2---61987#ABI428 | https://cdd.iec.ch/cdd/iec61987/iec61987.nsf/PropertiesAllVersions/0112-2---61987%23ABI428
0112/2///61987#ABD090 | 002 | 01 | 0112/2///61987#ABD090#002 | reference to Operating conditions for device design [pressure] |  |  |  |  | reference to block ABC460 | [5 empty] | CLASS_REFERENCE_TYPE(0112/2///61987#ABC460) 0112/2///61987#ABC460 - Operating conditions for device design [pressure] |  |  |  |  | NON_DEPENDENT_P_DET | [5 empty] | 0112/2///61987#ABA026 - Operating LOP for pressure measuring equipment | 0112/2///61987#ABA000 |  |  |  | Standard |  |  |  | SC65E – IEC 61987 | - | C00004 |  | 0112-2---61987#ABD090 | https://cdd.iec.ch/cdd/iec61987/iec61987.nsf/PropertiesAllVersions/0112-2---61987%23ABD090
0112/2///61987#ABA508 | 001 | 02 | 0112/2///61987#ABA508#001 | designation of display |  |  |  |  | alphanumeric character sequence identifying a display or a keypad display | [5 empty] | STRING_TYPE |  |  |  |  | NON_DEPENDENT_P_DET | [5 empty] | 0112/2///61987#ABC204 - Keypad display | 0112/2///61987#ABA000 |  |  |  | Standard |  |  |  | SC65E – IEC 61987 | - | C00004 |  | 0112-2---61987#ABA508 | https://cdd.iec.ch/cdd/iec61987/iec61987.nsf/PropertiesAllVersions/0112-2---61987%23ABA508
0112/2///61987#ABB841 | 001 | 03 | 0112/2///61987#ABB841#001 | average influence of process pressure on other variable |  |  |  |  | change in output of a dynamic viscosity measuring device caused by a change in process pressure with respect to reference conditions, expressed as the average error across the specified process pressure range |  |  | 1 |  |  | REAL_MEASURE_TYPE |  |  |  |  | NON_DEPENDENT_P_DET | [5 empty] | 0112/2///61987#ABC283 - Influence of external quantities expressed for other variable | 0112/2///61987#ABA000 | 0112/2///62720#UAA915 - quantity of dimension one |  |  | Standard |  |  |  | SC65E – IEC 61987 | - | C00019 |  | 0112-2---61987#ABB841 | https://cdd.iec.ch/cdd/iec61987/iec61987.nsf/PropertiesAllVersions/0112-2---61987%23ABB841
0112/2///61987#ABE520 | 002 | 01 | 0112/2///61987#ABE520#002 | reference to Structural design of a limit switch |  |  |  |  | reference to block ABE601 | [5 empty] | CLASS_REFERENCE_TYPE(0112/2///61987#ABE601) 0112/2///61987#ABE601 - Structural design of a limit switch |  |  |  |  | NON_DEPENDENT_P_DET | [5 empty] | 0112/2///61987#ABE023 - Structural design [positioner]0112/2///61987#ABE600 - Structural design [limit switch] | 0112/2///61987#ABA000 |  |  |  | Standard |  | IEC 61987 | IEC | SC65E | - | C00016 |  | 0112-2---61987#ABE520 | https://cdd.iec.ch/cdd/iec61987/iec61987.nsf/PropertiesAllVersions/0112-2---61987%23ABE520
0112/2///61987#ABV214 | 001 | 01 | 0112/2///61987#ABV214#001 | reference to Type of performance variable [17] |  |  |  |  | reference to block ABG283 | [5 empty] | CLASS_REFERENCE_TYPE(0112/2///61987#ABG283) 0112/2///61987#ABG283 - Type of performance variable [17] |  |  |  |  | NON_DEPENDENT_P_DET | [5 empty] | 0112/2///61987#ABG257 - Performance variable [17]0112/2///61987#ABG265 - Performance variable [25] | 0112/2///61987#ABA000 |  |  |  | Standard |  | IEC 61987 | IEC | SC65E | - | C00019 | 001-01 (2018-03-28 07:27:24 by BATCH 00000762) standard | 0112-2---61987#ABV214 | https://cdd.iec.ch/cdd/iec61987/iec61987.nsf/PropertiesAllVersions/0112-2---61987%23ABV214
0112/2///61987#ABA437 | 002 | 01 | 0112/2///61987#ABA437#002 | type of voltage output |  |  |  |  | classification of a voltage output according to the range end-values of the information parameter and power supply | [5 empty] | ENUM_CODE_TYPE(0112/2///61987#ABJ808) |  |  |  |  | DEPENDENT_P_DET |  |  | 0112/2///61987#ABJ808 | 0112/2///61987#ABL749 - 0-10 V0112/2///61987#ABL750 - 2-10 V0112/2///61987#ABL751 - 0-5 V0112/2///61987#ABL752 - 1-5 V0112/2///61987#ABL753 - -5 - +5V0112/2///61987#ABL754 - -10 - +10V0112/2///61987#ABI407 - others |  | 0112/2///61987#ABC099 - Analog voltage output parameters | 0112/2///61987#ABA000 |  |  |  | Standard |  |  |  | SC65E – IEC 61987 | 0112/2///61987#ABI406 - empty_property | C00091 |  | 0112-2---61987#ABA437 | https://cdd.iec.ch/cdd/iec61987/iec61987.nsf/PropertiesAllVersions/0112-2---61987%23ABA437
0112/2///61987#ABB448 | 004 | 01 | 0112/2///61987#ABB448#004 | quantity of batteries |  |  |  |  | number of batteries required to power a particular device function | [5 empty] | INT_TYPE |  |  |  |  | NON_DEPENDENT_P_DET | [5 empty] | 0112/2///61987#ABC138 - Battery | 0112/2///61987#ABA000 |  |  |  | Standard |  |  |  | SC65E – IEC 61987 | - | C00004 |  | 0112-2---61987#ABB448 | https://cdd.iec.ch/cdd/iec61987/iec61987.nsf/PropertiesAllVersions/0112-2---61987%23ABB448
0112/2///61987#ABF441 | 001 | 01 | 0112/2///61987#ABF441#001 | length of cable/tape |  |  |  |  | length of a cable or tape not including any devices or components attached |  |  | m |  |  | REAL_MEASURE_TYPE |  |  |  |  | NON_DEPENDENT_P_DET | [5 empty] | 0112/2///61987#ABF431 - Structural design of a plumb bob level transmitter | 0112/2///61987#ABA000 | 0112/2///62720#UAA726 - metre |  | 0112/2///61987#ABT548 - Length short | Standard |  | IEC 61987 | IEC | SC65E | - | C00018 | 001-01 (2018-03-28 07:27:06 by BATCH 00000762) standard | 0112-2---61987#ABF441 | https://cdd.iec.ch/cdd/iec61987/iec61987.nsf/PropertiesAllVersions/0112-2---61987%23ABF441
0112/2///61987#ABF193 | 002 | 01 | 0112/2///61987#ABF193#002 | type of paddle mounting |  |  |  |  | classification of a paddle mounting according to the mechanical design | [5 empty] | ENUM_CODE_TYPE(0112/2///61987#ABL619) |  |  |  |  | DEPENDENT_P_DET |  |  | 0112/2///61987#ABL619 | 0112/2///61987#ABN094 - shaft0112/2///61987#ABM037 - cable0112/2///61987#ABI407 - others |  | 0112/2///61987#ABF192 - Paddle | 0112/2///61987#ABA000 |  |  |  | Standard |  | IEC 61987 | IEC | SC65E | 0112/2///61987#ABI406 - empty_property | C00091 |  | 0112-2---61987#ABF193 | https://cdd.iec.ch/cdd/iec61987/iec61987.nsf/PropertiesAllVersions/0112-2---61987%23ABF193
0112/2///61987#ABU272 | 001 | 02 | 0112/2///61987#ABU272#001 | reference to Device LOP for vortex flow transmitter |  |  |  |  | reference to block ABA022 | [5 empty] | CLASS_REFERENCE_TYPE(0112/2///61987#ABA022) 0112/2///61987#ABA022 - Device LOP for vortex flow transmitter |  |  |  |  | NON_DEPENDENT_P_DET | [5 empty] | 0112/2///61987#ABA802 - Vortex flow transmitter | 0112/2///61987#ABA000 |  |  |  | Standard |  |  |  | SC65E – IEC 61987 | - | C00004 |  | 0112-2---61987#ABU272 | https://cdd.iec.ch/cdd/iec61987/iec61987.nsf/PropertiesAllVersions/0112-2---61987%23ABU272
0112/2///61987#ABI493 | 001 | 01 | 0112/2///61987#ABI493#001 | number of disposal concepts |  |  |  |  | cardinality property for disposal concept | [5 empty] | INT_TYPE |  |  |  |  | CONDITION_DET | [5 empty] | 0112/2///61987#ABI467 - Accessories and spare parts0112/2///61987#ABI470 - Maintenance/service and repair0112/2///61987#ABI569 - Decommissioning and disposal | 0112/2///61987#ABA000 |  |  |  | Standard |  |  |  | SC65E – IEC 61987 | - | C00018 | 001-01 (2019-03-08 15:35:32 by BATCH 00000766) standard | 0112-2---61987#ABI493 | https://cdd.iec.ch/cdd/iec61987/iec61987.nsf/PropertiesAllVersions/0112-2---61987%23ABI493
0112/2///61987#ABA143 | 004 | 01 | 0112/2///61987#ABA143#004 | design derating temperature |  |  |  |  | temperature at which the design pressure deratings have been determined |  |  | °C |  |  | REAL_MEASURE_TYPE |  |  | IEC 62424 MOD |  | NON_DEPENDENT_P_DET | [5 empty] | 0112/2///61987#ABC188 - Design deratings | 0112/2///61987#ABA000 | 0112/2///62720#UAA033 - degree Celsius |  | 0112/2///61987#ABT514 - Temperature | Standard |  |  |  | SC65E – IEC 61987 | - | C00004 |  | 0112-2---61987#ABA143 | https://cdd.iec.ch/cdd/iec61987/iec61987.nsf/PropertiesAllVersions/0112-2---61987%23ABA143
0112/2///61987#ABD174 | 001 | 02 | 0112/2///61987#ABD174#001 | reference to Process design ratings [4] |  |  |  |  | reference to block ABC544 | [5 empty] | CLASS_REFERENCE_TYPE(0112/2///61987#ABC544) 0112/2///61987#ABC544 - Process design ratings [4] |  |  |  |  | NON_DEPENDENT_P_DET | [5 empty] | 0112/2///61987#ABC561 - Rated operating conditions [5] | 0112/2///61987#ABA000 |  |  |  | Standard |  |  |  | SC65E – IEC 61987 | - | C00004 |  | 0112-2---61987#ABD174 | https://cdd.iec.ch/cdd/iec61987/iec61987.nsf/PropertiesAllVersions/0112-2---61987%23ABD174
0112/2///61987#ABU405 | 001 | 03 | 0112/2///61987#ABU405#001 | reference to Temperature measurement |  |  |  |  | reference to block ABC650 |  | Id specified in IEC61987-12/-13: ABD276 |  |  |  | CLASS_REFERENCE_TYPE(0112/2///61987#ABC650) 0112/2///61987#ABC650 - Temperature measurement |  |  |  |  | DEPENDENT_P_DET | [5 empty] | 0112/2///61987#ABC663 - Type of measured variable [4] | 0112/2///61987#ABA000 |  |  |  | Standard |  |  |  | SC65E – IEC 61987 | 0112/2///61987#ABU389 - measured variable type [4] | C00004 |  | 0112-2---61987#ABU405 | https://cdd.iec.ch/cdd/iec61987/iec61987.nsf/PropertiesAllVersions/0112-2---61987%23ABU405
0112/2///61987#ABF314 | 001 | 01 | 0112/2///61987#ABF314#001 | number of infrared detectors |  |  |  |  | @number of infrared detectors |  | Cardinality property |  |  |  | INT_TYPE |  |  |  |  | CONDITION_DET | [5 empty] | 0112/2///61987#ABF226 - Structural design of a radiation thermometer | 0112/2///61987#ABA000 |  |  |  | Standard |  | IEC 61987 | IEC | SC65E | - | C00019 | 001-01 (2018-03-28 07:27:05 by BATCH 00000762) standard | 0112-2---61987#ABF314 | https://cdd.iec.ch/cdd/iec61987/iec61987.nsf/PropertiesAllVersions/0112-2---61987%23ABF314
0112/2///61987#ABI633 | 001 | 01 | 0112/2///61987#ABI633#001 | ALARM_STATE |  |  |  |  | parameter indicating the reported state of an alarm | [5 empty] | BOOLEAN_TYPE |  |  |  |  | NON_DEPENDENT_P_DET | [5 empty] | 0112/2///61987#ABI759 - HIGH_HIGH_ALARM0112/2///61987#ABI760 - HIGH_ALARM0112/2///61987#ABI761 - LOW_ALARM0112/2///61987#ABI762 - LOW_LOW_ALARM | 0112/2///61987#ABA000 |  |  |  | Standard |  |  |  | SC65E – IEC 61987 | - | C00018 | 001-01 (2019-03-08 15:35:33 by BATCH 00000766) standard | 0112-2---61987#ABI633 | https://cdd.iec.ch/cdd/iec61987/iec61987.nsf/PropertiesAllVersions/0112-2---61987%23ABI633
0112/2///61987#ABD523 | 002 | 01 | 0112/2///61987#ABD523#002 | reference to Power supply [3] |  |  |  |  | reference to block ABD522 | [5 empty] | CLASS_REFERENCE_TYPE(0112/2///61987#ABD522) 0112/2///61987#ABD522 - Power supply [3] |  |  |  |  | NON_DEPENDENT_P_DET | [5 empty] | 0112/2///61987#ABA032 - Device LOP for absolute/gauge pressure gauge0112/2///61987#ABA034 - Device LOP for differential pressure gauge0112/2///61987#ABE630 - Device LOP for limit switch0112/2///61987#ABE631 - Device LOP for solenoid valve0112/2///61987#ABV520 - Device LOP for position transmitter | 0112/2///61987#ABA000 |  |  |  | Standard |  |  |  | SC65E – IEC 61987 | - | C00004 |  | 0112-2---61987#ABD523 | https://cdd.iec.ch/cdd/iec61987/iec61987.nsf/PropertiesAllVersions/0112-2---61987%23ABD523
0112/2///61987#ABA160 | 001 | 01 | 0112/2///61987#ABA160#001 | telephone number |  |  |  |  | complete telephone number to be called to reach a business partner | [5 empty] | STRING_TYPE |  |  |  |  | NON_DEPENDENT_P_DET | [5 empty] | 0112/2///61987#ABA399 - Phone | 0112/2///61987#ABA000 |  |  |  | Standard |  | IEC 61987 |  | SC65E – IEC 61987 | - | C00018 | 001-01 (2019-03-08 15:35:28 by BATCH 00000766) standard | 0112-2---61987#ABA160 | https://cdd.iec.ch/cdd/iec61987/iec61987.nsf/PropertiesAllVersions/0112-2---61987%23ABA160
0112/2///61987#ABC979 | 004 | 01 | 0112/2///61987#ABC979#004 | reference to Material of bolting |  |  |  |  | reference to block ABC349 | [5 empty] | CLASS_REFERENCE_TYPE(0112/2///61987#ABC349) 0112/2///61987#ABC349 - Material of bolting |  |  |  |  | NON_DEPENDENT_P_DET | [5 empty] | 0112/2///61987#ABC445 - Meter run0112/2///61987#ABC464 - Orifice flange or fitting0112/2///61987#ABD863 - End connection0112/2///61987#ABU455 - End connection0112/2///61987#ABU458 - Process connection0112/2///61987#ABD812 - Body of valve [2]0112/2///61987#ABD813 - Body of valve [3]0112/2///61987#ABD814 - Body of valve [1] | 0112/2///61987#ABA000 |  |  |  | Standard |  |  |  | SC65E – IEC 61987 | - | C00004 |  | 0112-2---61987#ABC979 | https://cdd.iec.ch/cdd/iec61987/iec61987.nsf/PropertiesAllVersions/0112-2---61987%23ABC979
0112/2///61987#ABA208 | 002 | 01 | 0112/2///61987#ABA208#002 | style of drag pointer |  |  |  |  | classification of a min/max indicator according to the function it performs | [5 empty] | ENUM_CODE_TYPE(0112/2///61987#ABL525) |  |  |  |  | DEPENDENT_P_DET |  |  | 0112/2///61987#ABL525 | 0112/2///61987#ABM716 - minimum pointer0112/2///61987#ABM717 - maximum pointer0112/2///61987#ABI407 - others |  | 0112/2///61987#ABC446 - Drag pointer | 0112/2///61987#ABA000 |  |  |  | Standard |  |  |  | SC65E – IEC 61987 | 0112/2///61987#ABI406 - empty_property | C00091 |  | 0112-2---61987#ABA208 | https://cdd.iec.ch/cdd/iec61987/iec61987.nsf/PropertiesAllVersions/0112-2---61987%23ABA208
0112/2///61987#ABN712 | 001 | 02 | 0112/2///61987#ABN712#001 | reference sound intensity |  |  |  |  | sound intensity for stating the sound intensity level |  |  | pW/m² |  |  | REAL_MEASURE_TYPE |  |  |  |  | NON_DEPENDENT_P_DET | [5 empty] | 0112/2///61987#ABN690 - Specific environmental measurement variables | 0112/2///61987#ABA000 | 0112/2///62720#UAA936 - picowatt per metre squared |  |  | Standard |  | IEC 61987 | IEC | IEC SC65E | - | C00112 |  | 0112-2---61987#ABN712 | https://cdd.iec.ch/cdd/iec61987/iec61987.nsf/PropertiesAllVersions/0112-2---61987%23ABN712
0112/2///61987#ABB069 | 002 | 01 | 0112/2///61987#ABB069#002 | rated pressure of secondary containment |  |  |  |  | alphanumeric designation of a pressure allowable within a secondary containment, which is used for reference purposes |  |  | bar |  |  | REAL_MEASURE_TYPE |  |  |  |  | NON_DEPENDENT_P_DET | [5 empty] | 0112/2///61987#ABC588 - Secondary containment | 0112/2///61987#ABA000 | 0112/2///62720#UAA323 - bar |  | 0112/2///61987#ABT524 - Pressure | Standard |  |  |  | SC65E – IEC 61987 | - | C00004 |  | 0112-2---61987#ABB069 | https://cdd.iec.ch/cdd/iec61987/iec61987.nsf/PropertiesAllVersions/0112-2---61987%23ABB069
0112/2///61987#ABU406 | 001 | 03 | 0112/2///61987#ABU406#001 | reference to Other variable |  |  |  |  | reference to block ABC475 |  | Id specified in IEC61987-12/-13: ABD105 |  |  |  | CLASS_REFERENCE_TYPE(0112/2///61987#ABC475) 0112/2///61987#ABC475 - Other variable |  |  |  |  | DEPENDENT_P_DET | [5 empty] | 0112/2///61987#ABC663 - Type of measured variable [4] | 0112/2///61987#ABA000 |  |  |  | Standard |  |  |  | SC65E – IEC 61987 | 0112/2///61987#ABU389 - measured variable type [4] | C00004 |  | 0112-2---61987#ABU406 | https://cdd.iec.ch/cdd/iec61987/iec61987.nsf/PropertiesAllVersions/0112-2---61987%23ABU406
0112/2///61987#ABU200 | 001 | 03 | 0112/2///61987#ABU200#001 | reference to Absolute performance for temperature |  |  |  |  | reference to block ABC065 |  | Id specified in IEC61987-12/-13: ABC695 |  |  |  | CLASS_REFERENCE_TYPE(0112/2///61987#ABC065) 0112/2///61987#ABC065 - Absolute performance for temperature |  |  |  |  | DEPENDENT_P_DET | [5 empty] | 0112/2///61987#ABC672 - Type of performance variable [2] | 0112/2///61987#ABA000 |  |  |  | Standard |  |  |  | SC65E – IEC 61987 | 0112/2///61987#ABU168 - performance variable type [2] | C00004 |  | 0112-2---61987#ABU200 | https://cdd.iec.ch/cdd/iec61987/iec61987.nsf/PropertiesAllVersions/0112-2---61987%23ABU200
0112/2///61987#ABV165 | 002 | 01 | 0112/2///61987#ABV165#002 | reference to Material of wetted inner seal |  |  |  |  | reference to block ABC403 | [5 empty] | CLASS_REFERENCE_TYPE(0112/2///61987#ABC403) 0112/2///61987#ABC403 - Material of wetted inner seal |  |  |  |  | NON_DEPENDENT_P_DET | [5 empty] | 0112/2///61987#ABF319 - Structural design of a thermowell0112/2///61987#ABF513 - Structural design of temperature gauge | 0112/2///61987#ABA000 |  |  |  | Standard |  | IEC 61987 | IEC | SC65E | - | C00019 |  | 0112-2---61987#ABV165 | https://cdd.iec.ch/cdd/iec61987/iec61987.nsf/PropertiesAllVersions/0112-2---61987%23ABV165
0112/2///61987#ABA328 | 004 | 01 | 0112/2///61987#ABA328#004 | base absolute pressure |  |  |  |  | absolute pressure used to calculate variables to reference conditions |  |  | bar |  |  | REAL_MEASURE_TYPE |  |  |  |  | NON_DEPENDENT_P_DET | [5 empty] | 0112/2///61987#ABC136 - Base conditions0112/2///61987#ABC180 - Density measurement0112/2///61987#ABD808 - Base conditions [2]0112/2///61987#ABE562 - Parameters of restriction orifice/diffuser0112/2///61987#ABE784 - Concentration measurement0112/2///61987#ABE788 - Volume fraction measurement0112/2///61987#ABE812 - Level measurement0112/2///61987#ABE816 - Volume measurement0112/2///61987#ABE820 - Mass measurement0112/2///61987#ABE823 - Degree of filling measurement0112/2///61987#ABE871 - Point level measurement0112/2///61987#ABE888 - Ullage measurement0112/2///61987#ABF570 - Mass fraction measurement0112/2///61987#ABG359 - Density measurement [2]0112/2///61987#ABC079 - Actual volume flow measurement0112/2///61987#ABC337 - Mass flow measurement0112/2///61987#ABC456 - Normalized volume flow measurement0112/2///61987#ABD488 - Flow velocity measurement0112/2///61987#ABC475 - Other variable | 0112/2///61987#ABA000 | 0112/2///62720#UAA323 - bar |  | 0112/2///61987#ABT524 - Pressure | Standard |  |  |  | SC65E – IEC 61987 | - | C00004 |  | 0112-2---61987#ABA328 | https://cdd.iec.ch/cdd/iec61987/iec61987.nsf/PropertiesAllVersions/0112-2---61987%23ABA328
0112/2///61987#ABU170 | 001 | 02 | 0112/2///61987#ABU170#001 | reference to Type of measured variable [2] |  |  |  |  | reference to block ABC661 |  | Id specified in IEC61987-12/-13: ABD304 |  |  |  | CLASS_REFERENCE_TYPE(0112/2///61987#ABC661) 0112/2///61987#ABC661 - Type of measured variable [2] |  |  |  |  | NON_DEPENDENT_P_DET | [5 empty] | 0112/2///61987#ABC408 - Measured variable [2] | 0112/2///61987#ABA000 |  |  |  | Standard |  |  |  | SC65E – IEC 61987 | - | C00004 |  | 0112-2---61987#ABU170 | https://cdd.iec.ch/cdd/iec61987/iec61987.nsf/PropertiesAllVersions/0112-2---61987%23ABU170
0112/2///61987#ABD221 | 001 | 02 | 0112/2///61987#ABD221#001 | reference to Signal on alarm |  |  |  |  | reference to block ABC595 | [5 empty] | CLASS_REFERENCE_TYPE(0112/2///61987#ABC595) 0112/2///61987#ABC595 - Signal on alarm |  |  |  |  | NON_DEPENDENT_P_DET | [5 empty] | 0112/2///61987#ABC486 - Parameters of a manufacturer-specific analog pulse/frequency signal | 0112/2///61987#ABA000 |  |  |  | Standard |  |  |  | SC65E – IEC 61987 | - | C00004 |  | 0112-2---61987#ABD221 | https://cdd.iec.ch/cdd/iec61987/iec61987.nsf/PropertiesAllVersions/0112-2---61987%23ABD221
0112/2///61987#ABD163 | 003 | 01 | 0112/2///61987#ABD163#003 | reference to Pressure-temperature design ratings |  |  |  |  | reference to block ABC533 | [5 empty] | CLASS_REFERENCE_TYPE(0112/2///61987#ABC533) 0112/2///61987#ABC533 - Pressure-temperature design ratings |  |  |  |  | NON_DEPENDENT_P_DET | [5 empty] | 0112/2///61987#ABC557 - Rated operating conditions [1]0112/2///61987#ABG320 - Rated operating conditions [15]0112/2///61987#ABG321 - Rated operating conditions [16]0112/2///61987#ABG322 - Rated operating conditions [17]0112/2///61987#ABG323 - Rated operating conditions [18]0112/2///61987#ABG326 - Rated operating conditions [21]0112/2///61987#ABG327 - Rated operating conditions [22]0112/2///61987#ABG328 - Rated operating conditions [23]0112/2///61987#ABV235 - Rated operating conditions [25]0112/2///61987#ABH458 - Rated operating conditions [27]0112/2///61987#ABC559 - Rated operating conditions [3]0112/2///61987#ABC560 - Rated operating conditions [4]0112/2///61987#ABC561 - Rated operating conditions [5]0112/2///61987#ABC562 - Rated operating conditions [6]0112/2///61987#ABD514 - Rated operating conditions [7]0112/2///61987#ABD516 - Rated operating conditions [8] | 0112/2///61987#ABA000 |  |  |  | Standard |  |  |  | SC65E – IEC 61987 | - | C00004 |  | 0112-2---61987#ABD163 | https://cdd.iec.ch/cdd/iec61987/iec61987.nsf/PropertiesAllVersions/0112-2---61987%23ABD163
0112/2///61987#ABP250 | 001 | 01 | 0112/2///61987#ABP250#001 | reference to Insulation resistance |  |  |  |  | reference to block ABP046 | [5 empty] | CLASS_REFERENCE_TYPE(0112/2///61987#ABP046) 0112/2///61987#ABP046 - Insulation resistance |  |  |  |  | NON_DEPENDENT_P_DET | [5 empty] | 0112/2///61987#ABP044 - Input [I/O module] | 0112/2///61987#ABA000 |  |  |  | Standard |  | IEC 61987 | IEC | IEC/SC 65E | - | C00128 | 001-01 (2023-01-23 14:53:53 by BATCH 00000807) standard | 0112-2---61987#ABP250 | https://cdd.iec.ch/cdd/iec61987/iec61987.nsf/PropertiesAllVersions/0112-2---61987%23ABP250
0112/2///61987#ABF338 | 001 | 01 | 0112/2///61987#ABF338#001 | length of cable |  |  |  |  | length of a cable including protruding wires |  |  | mm |  |  | REAL_MEASURE_TYPE |  |  |  |  | NON_DEPENDENT_P_DET | [5 empty] | 0112/2///61987#ABF335 - Connected cable | 0112/2///61987#ABA000 | 0112/2///62720#UAA862 - millimetre |  | 0112/2///61987#ABT548 - Length short | Standard |  | IEC 61987 | IEC | SC65E | - | C00019 | 001-01 (2018-03-28 07:27:06 by BATCH 00000762) standard | 0112-2---61987#ABF338 | https://cdd.iec.ch/cdd/iec61987/iec61987.nsf/PropertiesAllVersions/0112-2---61987%23ABF338
0112/2///61987#ABF288 | 003 | 01 | 0112/2///61987#ABF288#003 | set type of connected probe |  |  |  |  | setting of the sensing element type that is or should be connected to the device | [5 empty] | ENUM_CODE_TYPE(0112/2///61987#ABJ800) |  | 0112/2///61987#ABJ800 |  |  | DEPENDENT_P_DET |  |  | 0112/2///61987#ABJ800 | 0112/2///61987#ABL238 - RTD0112/2///61987#ABL239 - TC0112/2///61987#ABI407 - others |  | 0112/2///61987#ABF396 - Structural design of separate temperature transmitter | 0112/2///61987#ABA000 |  |  |  | Standard |  | IEC 61987 | IEC | IEC SC65E | 0112/2///61987#ABI406 - empty_property | C00112 |  | 0112-2---61987#ABF288 | https://cdd.iec.ch/cdd/iec61987/iec61987.nsf/PropertiesAllVersions/0112-2---61987%23ABF288
0112/2///61987#ABV169 | 001 | 01 | 0112/2///61987#ABV169#001 | performance variable type [15] |  |  |  |  | polymorphism property specifying the process variable to which the performance applies |  | Polymorphic control property |  |  |  | ENUM_STRING_TYPE(0112/2///61987#ABV147(Percentage performance [6],Absolute performance for temperature [2],Absolute performance for other variable)) |  |  |  |  | CONDITION_DET |  |  | 0112/2///61987#ABV147 | 0112/2///61987#ABV140 - IEC61987-11 Name of Percentage performance [6]0112/2///61987#ABV142 - IEC61987-11 Name of Absolute performance for temperature [2]0112/2///61987#ABV115 - IEC61987-11 Name of Absolute performance for other variable |  | 0112/2///61987#ABG281 - Type of performance variable [15] | 0112/2///61987#ABA000 |  |  |  | Standard |  | IEC 61987 | IEC | SC65E | - | C00019 | 001-01 (2018-03-28 07:27:23 by BATCH 00000762) standard | 0112-2---61987#ABV169 | https://cdd.iec.ch/cdd/iec61987/iec61987.nsf/PropertiesAllVersions/0112-2---61987%23ABV169
0112/2///61987#ABI153 | 001 | 01 | 0112/2///61987#ABI153#001 | SETPOINT_LOW_LIMIT |  |  |  |  | parameter setting a low limit for setpoint limiting | [5 empty] | REAL_TYPE |  |  |  |  | NON_DEPENDENT_P_DET | [5 empty] | 0112/2///61987#ABH885 - Control function block0112/2///61987#ABH888 - Analog output function block | 0112/2///61987#ABA000 |  |  |  | Standard |  |  |  | SC65E – IEC 61987 | - | C00018 | 001-01 (2019-03-08 15:35:31 by BATCH 00000766) standard | 0112-2---61987#ABI153 | https://cdd.iec.ch/cdd/iec61987/iec61987.nsf/PropertiesAllVersions/0112-2---61987%23ABI153
0112/2///61987#ABE423 | 002 | 01 | 0112/2///61987#ABE423#002 | style of plug |  |  |  |  | classification of a plug according to its geometric shape | [5 empty] | ENUM_CODE_TYPE(0112/2///61987#ABJ793) |  |  |  |  | DEPENDENT_P_DET |  |  | 0112/2///61987#ABJ793 | 0112/2///61987#ABL218 - parabolic plug0112/2///61987#ABL219 - perforated plug0112/2///61987#ABL220 - contoured plug0112/2///61987#ABL221 - cage-guided plug0112/2///61987#ABI407 - others |  | 0112/2///61987#ABE030 - Structural design of a globe valve | 0112/2///61987#ABA000 |  |  |  | Standard |  |  |  |  | 0112/2///61987#ABI406 - empty_property | C00091 |  | 0112-2---61987#ABE423 | https://cdd.iec.ch/cdd/iec61987/iec61987.nsf/PropertiesAllVersions/0112-2---61987%23ABE423
0112/2///61987#ABF832 | 001 | 01 | 0112/2///61987#ABF832#001 | reference to Laser probe |  |  |  |  | reference to block ABF542 | [5 empty] | CLASS_REFERENCE_TYPE(0112/2///61987#ABF542) 0112/2///61987#ABF542 - Laser probe |  |  |  |  | NON_DEPENDENT_P_DET | [5 empty] | 0112/2///61987#ABF518 - Structural design of a laser level transmitter | 0112/2///61987#ABA000 |  |  |  | Standard |  | IEC 61987 | IEC | SC65E | - | C00018 | 001-01 (2018-03-28 07:27:09 by BATCH 00000762) standard | 0112-2---61987#ABF832 | https://cdd.iec.ch/cdd/iec61987/iec61987.nsf/PropertiesAllVersions/0112-2---61987%23ABF832
0112/2///61987#ABH047 | 001 | 01 | 0112/2///61987#ABH047#001 | reference to External cleaning in place conditions [1] |  |  |  |  | reference to block ABH046 | [5 empty] | CLASS_REFERENCE_TYPE(0112/2///61987#ABH046) 0112/2///61987#ABH046 - External cleaning in place conditions [1] |  |  |  |  | NON_DEPENDENT_P_DET | [5 empty] | 0112/2///61987#ABG357 - Environmental design ratings [7] | 0112/2///61987#ABA000 |  |  |  | Standard |  | IEC 61987 | IEC | SC65E | - | C00019 | 001-01 (2018-03-28 07:27:13 by BATCH 00000762) standard | 0112-2---61987#ABH047 | https://cdd.iec.ch/cdd/iec61987/iec61987.nsf/PropertiesAllVersions/0112-2---61987%23ABH047
0112/2///61987#ABU202 | 001 | 03 | 0112/2///61987#ABU202#001 | reference to Absolute performance for other variable |  |  |  |  | reference to block ABC063 |  | Id specified in IEC61987-12/-13: ABC693 |  |  |  | CLASS_REFERENCE_TYPE(0112/2///61987#ABC063) 0112/2///61987#ABC063 - Absolute performance for other variable |  |  |  |  | DEPENDENT_P_DET | [5 empty] | 0112/2///61987#ABC672 - Type of performance variable [2] | 0112/2///61987#ABA000 |  |  |  | Standard |  |  |  | SC65E – IEC 61987 | 0112/2///61987#ABU168 - performance variable type [2] | C00004 |  | 0112-2---61987#ABU202 | https://cdd.iec.ch/cdd/iec61987/iec61987.nsf/PropertiesAllVersions/0112-2---61987%23ABU202
0112/2///61987#ABJ698 | 001 | 01 | 0112/2///61987#ABJ698#001 | reference to SENSOR_DESCRIPTION |  |  |  |  | reference to block ABJ606 | [5 empty] | CLASS_REFERENCE_TYPE(0112/2///61987#ABJ606) 0112/2///61987#ABJ606 - SENSOR_DESCRIPTION |  |  |  |  | NON_DEPENDENT_P_DET | [5 empty] | 0112/2///61987#ABH843 - Flow technology block0112/2///61987#ABH849 - Level technology block0112/2///61987#ABH867 - Pressure technology block0112/2///61987#ABI807 - Density technology block0112/2///61987#ABJ615 - Other measurement technology block | 0112/2///61987#ABA000 |  |  |  | Standard |  |  |  | SC65E – IEC 61987 | - | C00018 | 001-01 (2019-03-08 15:35:34 by BATCH 00000766) standard | 0112-2---61987#ABJ698 | https://cdd.iec.ch/cdd/iec61987/iec61987.nsf/PropertiesAllVersions/0112-2---61987%23ABJ698
0112/2///61987#ABF215 | 003 | 01 | 0112/2///61987#ABF215#003 | position of mounting |  |  |  |  | mounting position of the device part relative to the orientation of the erected device | [5 empty] | ENUM_CODE_TYPE(0112/2///61987#ABJ804) |  |  |  |  | DEPENDENT_P_DET |  |  | 0112/2///61987#ABJ804 | 0112/2///61987#ABL247 - top mounted0112/2///61987#ABL248 - bottom mounted0112/2///61987#ABL249 - side mounted0112/2///61987#ABL250 - left-sided mounted0112/2///61987#ABL251 - right-sided mounted0112/2///61987#ABI407 - others |  | 0112/2///61987#ABF213 - External continuous probe0112/2///61987#ABI468 - Installation | 0112/2///61987#ABA000 |  |  |  | Standard |  | IEC 61987 | IEC | SC65E | 0112/2///61987#ABI406 - empty_property | C00091 |  | 0112-2---61987#ABF215 | https://cdd.iec.ch/cdd/iec61987/iec61987.nsf/PropertiesAllVersions/0112-2---61987%23ABF215
0112/2///61987#ABB982 | 001 | 04 | 0112/2///61987#ABB982#001 | set lower range end-value of displayed variable |  |  |  |  | value defining the lower end of a measuring range of a displayed variable | [5 empty] | REAL_TYPE |  |  |  |  | NON_DEPENDENT_P_DET | [5 empty] | 0112/2///61987#ABC209 - Displayed variable of an indicator | 0112/2///61987#ABA000 |  |  |  | Standard |  | IEC 61987 | IEC | IEC/SC 65E | - | C00128 |  | 0112-2---61987#ABB982 | https://cdd.iec.ch/cdd/iec61987/iec61987.nsf/PropertiesAllVersions/0112-2---61987%23ABB982
0112/2///61987#ABB307 | 002 | 01 | 0112/2///61987#ABB307#002 | flammability hazard rating |  |  |  |  | classification of the flammability of a substance according to a rating standard | [5 empty] | ENUM_CODE_TYPE(0112/2///61987#ABJ767) |  |  |  |  | DEPENDENT_P_DET |  |  | 0112/2///61987#ABJ767 | 0112/2///61987#ABL101 - 00112/2///61987#ABL102 - 10112/2///61987#ABL103 - 20112/2///61987#ABL104 - 30112/2///61987#ABL105 - 40112/2///61987#ABI407 - others |  | 0112/2///61987#ABC469 - Other material properties0112/2///61987#ABD955 - Other process material properties [2] | 0112/2///61987#ABA000 |  |  |  | Standard |  |  |  | SC65E – IEC 61987 | 0112/2///61987#ABI406 - empty_property | C00091 |  | 0112-2---61987#ABB307 | https://cdd.iec.ch/cdd/iec61987/iec61987.nsf/PropertiesAllVersions/0112-2---61987%23ABB307
0112/2///61987#ABE189 | 001 | 02 | 0112/2///61987#ABE189#001 | reference to Mechanical and electrical construction [butterfly valve] |  |  |  |  | reference to block ABD933 | [5 empty] | CLASS_REFERENCE_TYPE(0112/2///61987#ABD933) 0112/2///61987#ABD933 - Mechanical and electrical construction [butterfly valve] |  |  |  |  | NON_DEPENDENT_P_DET | [5 empty] | 0112/2///61987#ABE314 - Device LOP for butterfly valve | 0112/2///61987#ABA000 |  |  |  | Standard |  |  |  |  | - | C00004 |  | 0112-2---61987#ABE189 | https://cdd.iec.ch/cdd/iec61987/iec61987.nsf/PropertiesAllVersions/0112-2---61987%23ABE189
0112/2///61987#ABC781 | 005 | 01 | 0112/2///61987#ABC781#005 | reference to Calculation certificate |  |  |  |  | reference to block ABC151 | [5 empty] | CLASS_REFERENCE_TYPE(0112/2///61987#ABC151) 0112/2///61987#ABC151 - Calculation certificate |  |  |  |  | NON_DEPENDENT_P_DET | [5 empty] | 0112/2///61987#ABC156 - Certificates and approvals0112/2///61987#ABD817 - Certificates and approvals [2]0112/2///61987#ABD818 - Certificates and approvals [3] | 0112/2///61987#ABA000 |  |  |  | Standard |  |  |  | SC65E – IEC 61987 | - | C00004 |  | 0112-2---61987#ABC781 | https://cdd.iec.ch/cdd/iec61987/iec61987.nsf/PropertiesAllVersions/0112-2---61987%23ABC781
0112/2///61987#ABA043 | 004 | 01 | 0112/2///61987#ABA043#004 | LAS functionality |  |  |  |  | for FOUNDATION fieldbus devices, ability of the device to act as link active scheduler | [5 empty] | ENUM_CODE_TYPE(0112/2///61987#ABJ765) |  |  |  |  | DEPENDENT_P_DET |  |  | 0112/2///61987#ABJ765 | 0112/2///61987#ABL014 - no0112/2///61987#ABL015 - yes0112/2///61987#ABI407 - others |  | 0112/2///61987#ABC162 - Communication protocol | 0112/2///61987#ABA000 |  |  |  | Standard |  |  |  | SC65E – IEC 61987 | 0112/2///61987#ABI406 - empty_property | C00091 |  | 0112-2---61987#ABA043 | https://cdd.iec.ch/cdd/iec61987/iec61987.nsf/PropertiesAllVersions/0112-2---61987%23ABA043
0112/2///61987#ABB710 | 002 | 01 | 0112/2///61987#ABB710#002 | reference base for maximum influence of flow |  |  |  |  | basis for stating a maximum influence of flow | [5 empty] | ENUM_CODE_TYPE(0112/2///61987#ABJ764) |  |  |  |  | DEPENDENT_P_DET |  |  | 0112/2///61987#ABJ764 | 0112/2///61987#ABL009 - relative to calibrated span0112/2///61987#ABL010 - relative to full scale0112/2///61987#ABL011 - relative to measured value0112/2///61987#ABL012 - relative to measuring upper range-limit0112/2///61987#ABL013 - relative to span0112/2///61987#ABI407 - others |  | 0112/2///61987#ABC277 - Influence of external quantities expressed as a percentage for pressure0112/2///61987#ABC276 - Influence of external quantities expressed as a percentage0112/2///61987#ABG314 - Influence of external quantities expressed as a percentage [4] | 0112/2///61987#ABA000 |  |  |  | Standard |  |  |  | SC65E – IEC 61987 | 0112/2///61987#ABI406 - empty_property | C00091 |  | 0112-2---61987#ABB710 | https://cdd.iec.ch/cdd/iec61987/iec61987.nsf/PropertiesAllVersions/0112-2---61987%23ABB710
0112/2///61987#ABF880 | 001 | 01 | 0112/2///61987#ABF880#001 | reference to Device LOP for vibrating level switch |  |  |  |  | reference to block ABE732 | [5 empty] | CLASS_REFERENCE_TYPE(0112/2///61987#ABE732) 0112/2///61987#ABE732 - Device LOP for vibrating level switch |  |  |  |  | NON_DEPENDENT_P_DET | [5 empty] | 0112/2///61987#ABA717 - Vibrating level switch | 0112/2///61987#ABA000 |  |  |  | Standard |  | IEC 61987 | IEC | SC65E | - | C00018 | 001-01 (2018-03-28 07:27:10 by BATCH 00000762) standard | 0112-2---61987#ABF880 | https://cdd.iec.ch/cdd/iec61987/iec61987.nsf/PropertiesAllVersions/0112-2---61987%23ABF880
0112/2///61987#ABE657 | 001 | 01 | 0112/2///61987#ABE657#001 | reference to Operating LOP for flow modification accessory |  |  |  |  | reference to block ABE656 | [5 empty] | CLASS_REFERENCE_TYPE(0112/2///61987#ABE656) 0112/2///61987#ABE656 - Operating LOP for flow modification accessory |  |  |  |  | NON_DEPENDENT_P_DET | [5 empty] | 0112/2///61987#ABD381 - Flow modification accessory | 0112/2///61987#ABA000 |  |  |  | Standard |  |  |  |  | - | C00016 | 001-01 (2018-03-28 07:27:01 by BATCH 00000762) standard | 0112-2---61987#ABE657 | https://cdd.iec.ch/cdd/iec61987/iec61987.nsf/PropertiesAllVersions/0112-2---61987%23ABE657
0112/2///61987#ABB266 | 005 | 01 | 0112/2///61987#ABB266#005 | width of tag plate |  |  |  |  | horizontal distance between the two sides of a tag plate, when standing in its normal position of use |  |  | mm |  |  | REAL_MEASURE_TYPE |  |  |  |  | NON_DEPENDENT_P_DET | [5 empty] | 0112/2///61987#ABC193 - Device tag plate | 0112/2///61987#ABA000 | 0112/2///62720#UAA862 - millimetre |  | 0112/2///61987#ABT548 - Length short | Standard |  |  |  | SC65E – IEC 61987 | - | C00004 |  | 0112-2---61987#ABB266 | https://cdd.iec.ch/cdd/iec61987/iec61987.nsf/PropertiesAllVersions/0112-2---61987%23ABB266
0112/2///61987#ABI491 | 001 | 01 | 0112/2///61987#ABI491#001 | number of spare parts |  |  |  |  | cardinality property for spare part | [5 empty] | INT_TYPE |  |  |  |  | CONDITION_DET | [5 empty] | 0112/2///61987#ABI467 - Accessories and spare parts | 0112/2///61987#ABA000 |  |  |  | Standard |  |  |  | SC65E – IEC 61987 | - | C00018 | 001-01 (2019-03-08 15:35:32 by BATCH 00000766) standard | 0112-2---61987#ABI491 | https://cdd.iec.ch/cdd/iec61987/iec61987.nsf/PropertiesAllVersions/0112-2---61987%23ABI491
0112/2///61987#ABH544 | 001 | 01 | 0112/2///61987#ABH544#001 | input value of density |  |  |  |  | input value of a density table |  |  | kg/m³ |  |  | REAL_MEASURE_TYPE |  |  |  |  | NON_DEPENDENT_P_DET | [5 empty] | 0112/2///61987#ABH632 - Calibration point of density | 0112/2///61987#ABA000 | 0112/2///62720#UAA619 - kilogram per metre cubed |  | 0112/2///61987#ABT573 - Density | Standard |  | IEC 61987 |  | SC65E – IEC 61987 | - | C00018 | 001-01 (2019-03-08 15:35:29 by BATCH 00000766) standard | 0112-2---61987#ABH544 | https://cdd.iec.ch/cdd/iec61987/iec61987.nsf/PropertiesAllVersions/0112-2---61987%23ABH544
0112/2///61987#ABI978 | 001 | 01 | 0112/2///61987#ABI978#001 | FACTORY_RESET |  |  |  |  | parameter controlling the reset of a device to factory configuration or variations thereof | [5 empty] | INT_TYPE |  |  |  |  | NON_DEPENDENT_P_DET | [5 empty] | 0112/2///61987#ABH841 - Device (resource) block | 0112/2///61987#ABA000 |  |  |  | Standard |  |  |  | SC65E – IEC 61987 | - | C00018 | 001-01 (2019-03-08 15:35:33 by BATCH 00000766) standard | 0112-2---61987#ABI978 | https://cdd.iec.ch/cdd/iec61987/iec61987.nsf/PropertiesAllVersions/0112-2---61987%23ABI978
0112/2///61987#ABI304 | 001 | 01 | 0112/2///61987#ABI304#001 | descriptor |  |  |  |  | tag descriptor assigned to a CPF 9 device | CPF 9 is the IEC 61784 acronym for HART. |  |  |  |  | STRING_TYPE |  |  |  |  | NON_DEPENDENT_P_DET | [5 empty] | 0112/2///61987#ABH916 - HART universal parameters | 0112/2///61987#ABA000 |  |  |  | Standard |  |  |  | SC65E – IEC 61987 | - | C00004 | 001-01 (2018-03-28 07:27:16 by BATCH 00000762) standard | 0112-2---61987#ABI304 | https://cdd.iec.ch/cdd/iec61987/iec61987.nsf/PropertiesAllVersions/0112-2---61987%23ABI304
0112/2///61987#ABD706 | 001 | 04 | 0112/2///61987#ABD706#001 | relative travel |  |  |  |  | travel of a control valve referenced to the rated full travel |  |  | % |  |  | REAL_MEASURE_TYPE |  |  |  |  | NON_DEPENDENT_P_DET | [5 empty] | 0112/2///61987#ABD816 - Calculation results of control devices0112/2///61987#ABN695 - Specific final control elements diagnostic variables | 0112/2///61987#ABA000 | 0112/2///62720#UAA000 - percent |  | 0112/2///61987#ABT533 - Percentage | Standard |  |  |  |  | - | C00004 |  | 0112-2---61987#ABD706 | https://cdd.iec.ch/cdd/iec61987/iec61987.nsf/PropertiesAllVersions/0112-2---61987%23ABD706
0112/2///61987#ABF684 | 001 | 01 | 0112/2///61987#ABF684#001 | reference to Influence of external quantities expressed for level |  |  |  |  | reference to block ABE949 | [5 empty] | CLASS_REFERENCE_TYPE(0112/2///61987#ABE949) 0112/2///61987#ABE949 - Influence of external quantities expressed for level |  |  |  |  | NON_DEPENDENT_P_DET | [5 empty] | 0112/2///61987#ABE826 - Absolute performance for level | 0112/2///61987#ABA000 |  |  |  | Standard |  | IEC 61987 | IEC | SC65E | - | C00018 | 001-01 (2018-03-28 07:27:08 by BATCH 00000762) standard | 0112-2---61987#ABF684 | https://cdd.iec.ch/cdd/iec61987/iec61987.nsf/PropertiesAllVersions/0112-2---61987%23ABF684
0112/2///61987#ABF415 | 001 | 02 | 0112/2///61987#ABF415#001 | response time t50 in air |  |  |  |  | time duration from a step change in air temperature for the output of the system to reach for the first time 50% of its final steady state value at conditions given in the reference standard |  |  | s |  |  | REAL_MEASURE_TYPE |  |  | IEC 61515 MOD |  | NON_DEPENDENT_P_DET | [5 empty] | 0112/2///61987#ABF492 - Performance of temperature measuring devices | 0112/2///61987#ABA000 | 0112/2///62720#UAA972 - second |  | 0112/2///61987#ABT510 - Time/time duration short | Standard |  | IEC 61987 | IEC | SC65E | - | C00019 |  | 0112-2---61987#ABF415 | https://cdd.iec.ch/cdd/iec61987/iec61987.nsf/PropertiesAllVersions/0112-2---61987%23ABF415
0112/2///61987#ABV216 | 001 | 01 | 0112/2///61987#ABV216#001 | output type [18] |  |  |  |  | polymorphism property allowing selection of an output type for a device |  | Polymorphic control property |  |  |  | ENUM_STRING_TYPE(0112/2///61987#ABV155(Analog current output [13],Analog voltage output [13],Frequency output [13],Binary output IEC 60947-5-6 (NAMUR),0112/2///61987#Binary current output,0112/2///61987#Binary isolated output,0112/2///61987#Binary electronic output,0112/2///61987#Manufacturer-specific output [17]) |  |  |  |  | CONDITION_DET |  |  | 0112/2///61987#ABV155 | 0112/2///61987#ABV130 - IEC61987-11 Name of Analog current output [13]0112/2///61987#ABV131 - IEC61987-11 Name of Analog voltage output [13]0112/2///61987#ABV132 - IEC61987-11 Name of Frequency output [13]0112/2///61987#ABV133 - IEC61987-11 Name of Binary output IEC 60947-5-6 (NAMUR)0112/2///61987#ABV134 - IEC61987-11 Name of Binary current output0112/2///61987#ABV135 - IEC61987-11 Name of Binary isolated output0112/2///61987#ABV136 - IEC61987-11 Name of Binary electronic output0112/2///61987#ABV137 - IEC61987-11 Name of Manufacturer-specific output [17] |  | 0112/2///61987#ABG148 - Type of output [18] | 0112/2///61987#ABA000 |  |  |  | Standard |  | IEC 61987 | IEC | SC65E | - | C00019 | 001-01 (2018-03-28 07:27:24 by BATCH 00000762) standard | 0112-2---61987#ABV216 | https://cdd.iec.ch/cdd/iec61987/iec61987.nsf/PropertiesAllVersions/0112-2---61987%23ABV216
0112/2///61987#ABH724 | 001 | 01 | 0112/2///61987#ABH724#001 | reference to Calibration of normalized volume flow |  |  |  |  | reference to block ABH612 | [5 empty] | CLASS_REFERENCE_TYPE(0112/2///61987#ABH612) 0112/2///61987#ABH612 - Calibration of normalized volume flow |  |  |  |  | DEPENDENT_P_DET | [5 empty] | 0112/2///61987#ABH561 - Calibration | 0112/2///61987#ABA000 |  |  |  | Standard |  | IEC 61987 |  | SC65E – IEC 61987 | 0112/2///61987#ABH562 - calibration variable type | C00018 | 001-01 (2019-03-08 15:35:30 by BATCH 00000766) standard | 0112-2---61987#ABH724 | https://cdd.iec.ch/cdd/iec61987/iec61987.nsf/PropertiesAllVersions/0112-2---61987%23ABH724
0112/2///61987#ABD170 | 001 | 02 | 0112/2///61987#ABD170#001 | reference to Process design conditions [flow] |  |  |  |  | reference to block ABC540 | [5 empty] | CLASS_REFERENCE_TYPE(0112/2///61987#ABC540) 0112/2///61987#ABC540 - Process design conditions [flow] |  |  |  |  | NON_DEPENDENT_P_DET | [5 empty] | 0112/2///61987#ABC459 - Operating conditions for device design | 0112/2///61987#ABA000 |  |  |  | Standard |  |  |  | SC65E – IEC 61987 | - | C00004 |  | 0112-2---61987#ABD170 | https://cdd.iec.ch/cdd/iec61987/iec61987.nsf/PropertiesAllVersions/0112-2---61987%23ABD170
0112/2///61987#ABE280 | 001 | 02 | 0112/2///61987#ABE280#001 | reference to Structural design [pneumatic rotary actuator] |  |  |  |  | reference to block ABE024 | [5 empty] | CLASS_REFERENCE_TYPE(0112/2///61987#ABE024) 0112/2///61987#ABE024 - Structural design [pneumatic rotary actuator] |  |  |  |  | NON_DEPENDENT_P_DET | [5 empty] | 0112/2///61987#ABD934 - Mechanical and electrical construction [pneumatic rotary actuator] | 0112/2///61987#ABA000 |  |  |  | Standard |  |  |  |  | - | C00004 |  | 0112-2---61987#ABE280 | https://cdd.iec.ch/cdd/iec61987/iec61987.nsf/PropertiesAllVersions/0112-2---61987%23ABE280
0112/2///61987#ABH032 | 001 | 01 | 0112/2///61987#ABH032#001 | reference to Process design conditions [level] |  |  |  |  | reference to block ABG472 | [5 empty] | CLASS_REFERENCE_TYPE(0112/2///61987#ABG472) 0112/2///61987#ABG472 - Process design conditions [level] |  |  |  |  | NON_DEPENDENT_P_DET | [5 empty] | 0112/2///61987#ABG467 - Operating conditions for device design [level] | 0112/2///61987#ABA000 |  |  |  | Standard |  | IEC 61987 | IEC | SC65E | - | C00018 | 001-01 (2018-03-28 07:27:13 by BATCH 00000762) standard | 0112-2---61987#ABH032 | https://cdd.iec.ch/cdd/iec61987/iec61987.nsf/PropertiesAllVersions/0112-2---61987%23ABH032
0112/2///61987#ABH314 | 001 | 01 | 0112/2///61987#ABH314#001 | reference to Dust |  |  |  |  | reference to block ABH222 | [5 empty] | CLASS_REFERENCE_TYPE(0112/2///61987#ABH222) 0112/2///61987#ABH222 - Dust |  |  |  |  | NON_DEPENDENT_P_DET | [5 empty] | 0112/2///61987#ABH220 - Material between detector and target0112/2///61987#ABH253 - Atmosphere in sight path | 0112/2///61987#ABA000 |  |  |  | Standard |  | IEC 61987 | IEC | SC65E | - | C00019 | 001-01 (2018-03-28 07:27:14 by BATCH 00000762) standard | 0112-2---61987#ABH314 | https://cdd.iec.ch/cdd/iec61987/iec61987.nsf/PropertiesAllVersions/0112-2---61987%23ABH314
0112/2///61987#ABH103 | 001 | 01 | 0112/2///61987#ABH103#001 | strapping point degree of filling |  |  |  |  | degree of filling of the process equipment at the associated strapping point |  |  | % |  |  | REAL_MEASURE_TYPE |  |  |  |  | NON_DEPENDENT_P_DET | [5 empty] | 0112/2///61987#ABH099 - Strapping table point | 0112/2///61987#ABA000 | 0112/2///62720#UAA000 - percent |  | 0112/2///61987#ABT533 - Percentage | Standard |  | IEC 61987 | IEC | SC65E | - | C00018 | 001-01 (2018-03-28 07:27:13 by BATCH 00000762) standard | 0112-2---61987#ABH103 | https://cdd.iec.ch/cdd/iec61987/iec61987.nsf/PropertiesAllVersions/0112-2---61987%23ABH103
0112/2///61987#ABI437 | 001 | 01 | 0112/2///61987#ABI437#001 | description of transportation |  |  |  |  | plain text describing a transportation of a product | [5 empty] | STRING_TYPE |  |  |  |  | NON_DEPENDENT_P_DET | [5 empty] | 0112/2///61987#ABI415 - Type of transportation | 0112/2///61987#ABA000 |  |  |  | Standard |  |  |  | SC65E – IEC 61987 | - | C00018 | 001-01 (2019-03-08 15:35:32 by BATCH 00000766) standard | 0112-2---61987#ABI437 | https://cdd.iec.ch/cdd/iec61987/iec61987.nsf/PropertiesAllVersions/0112-2---61987%23ABI437
0112/2///61987#ABI510 | 001 | 01 | 0112/2///61987#ABI510#001 | inspection cycle |  |  |  |  | period of time between planned inspection activities |  |  | y |  |  | REAL_MEASURE_TYPE |  |  |  |  | NON_DEPENDENT_P_DET | [5 empty] | 0112/2///61987#ABI482 - Regular inspection | 0112/2///61987#ABA000 | 0112/2///62720#UAB026 - year |  | 0112/2///61987#ABT511 - Time/time duration long | Standard |  |  |  | SC65E – IEC 61987 | - | C00018 | 001-01 (2019-03-08 15:35:32 by BATCH 00000766) standard | 0112-2---61987#ABI510 | https://cdd.iec.ch/cdd/iec61987/iec61987.nsf/PropertiesAllVersions/0112-2---61987%23ABI510
0112/2///61987#ABF882 | 001 | 01 | 0112/2///61987#ABF882#001 | reference to Device LOP for hydrostatic pressure level transmitter |  |  |  |  | reference to block ABE740 | [5 empty] | CLASS_REFERENCE_TYPE(0112/2///61987#ABE740) 0112/2///61987#ABE740 - Device LOP for hydrostatic pressure level transmitter |  |  |  |  | NON_DEPENDENT_P_DET | [5 empty] | 0112/2///61987#ABA812 - Hydrostatic pressure level transmitter | 0112/2///61987#ABA000 |  |  |  | Standard |  | IEC 61987 | IEC | SC65E | - | C00018 | 001-01 (2018-03-28 07:27:10 by BATCH 00000762) standard | 0112-2---61987#ABF882 | https://cdd.iec.ch/cdd/iec61987/iec61987.nsf/PropertiesAllVersions/0112-2---61987%23ABF882
0112/2///61987#ABA628 | 005 | 01 | 0112/2///61987#ABA628#005 | details of overfill prevention approval |  |  |  |  | if appropriate, details of a overspill protection approval | e.g. approval number or code, classification etc. |  |  |  |  | STRING_TYPE |  |  |  |  | NON_DEPENDENT_P_DET | [5 empty] | 0112/2///61987#ABC485 - Overfill prevention protection approval | 0112/2///61987#ABA000 |  |  |  | Standard |  |  |  | SC65E – IEC 61987 | - | C00018 |  | 0112-2---61987#ABA628 | https://cdd.iec.ch/cdd/iec61987/iec61987.nsf/PropertiesAllVersions/0112-2---61987%23ABA628
0112/2///61987#ABD432 | 001 | 04 | 0112/2///61987#ABD432#001 | minimum span for flow velocity |  |  |  |  | lowest span to which a flow velocity measurement instrument can be adjusted |  |  | m/s |  |  | REAL_MEASURE_TYPE |  |  |  |  | NON_DEPENDENT_P_DET | [5 empty] | 0112/2///61987#ABD468 - Measuring range for flow velocity | 0112/2///61987#ABA000 | 0112/2///62720#UAA733 - metre per second |  | 0112/2///61987#ABT509 - Velocity | Standard |  |  |  | SC65E – IEC 61987 | - | C00004 |  | 0112-2---61987#ABD432 | https://cdd.iec.ch/cdd/iec61987/iec61987.nsf/PropertiesAllVersions/0112-2---61987%23ABD432
0112/2///61987#ABE092 | 002 | 02 | 0112/2///61987#ABE092#002 | reference to Dial indicator [2] |  |  |  |  | reference to block ABD848 | [5 empty] | CLASS_REFERENCE_TYPE(0112/2///61987#ABD848) 0112/2///61987#ABD848 - Dial indicator [3] |  |  |  |  | DEPENDENT_P_DET | [5 empty] | 0112/2///61987#ABE023 - Structural design [positioner]0112/2///61987#ABE609 - Structural design [filter regulator]0112/2///61987#ABE617 - Structural design [I/P converter] | 0112/2///61987#ABA000 |  |  |  | Standard |  | IEC 61987 | IEC | IEC SC65E | 0112/2///61987#ABB503 - number of dial indicators | C00112 |  | 0112-2---61987#ABE092 | https://cdd.iec.ch/cdd/iec61987/iec61987.nsf/PropertiesAllVersions/0112-2---61987%23ABE092
0112/2///61987#ABN742 | 002 | 01 | 0112/2///61987#ABN742#002 | reference to Specific flow rate measurement variables |  |  |  |  | reference to block ABN684 | [5 empty] | CLASS_REFERENCE_TYPE(0112/2///61987#ABN684) 0112/2///61987#ABN684 - Specific flow rate measurement variables |  |  |  |  | NON_DEPENDENT_P_DET | [5 empty] | 0112/2///61987#ABN682 - Continuous measurement variables | 0112/2///61987#ABA000 |  |  |  | Standard |  | IEC 61987 | IEC | IEC/SC 65E | - | C00112 |  | 0112-2---61987#ABN742 | https://cdd.iec.ch/cdd/iec61987/iec61987.nsf/PropertiesAllVersions/0112-2---61987%23ABN742
0112/2///61987#ABE799 | 001 | 01 | 0112/2///61987#ABE799#001 | number of accuracies for a subrange of concentration |  |  |  |  | @number of accuracies for a subrange of concentration |  | Cardinality property |  |  |  | INT_TYPE |  |  |  |  | CONDITION_DET | [5 empty] | 0112/2///61987#ABE792 - Absolute performance for concentration | 0112/2///61987#ABA000 |  |  |  | Standard |  | IEC 61987 | IEC | SC65E | - | C00018 | 001-01 (2018-03-28 07:27:02 by BATCH 00000762) standard | 0112-2---61987#ABE799 | https://cdd.iec.ch/cdd/iec61987/iec61987.nsf/PropertiesAllVersions/0112-2---61987%23ABE799
0112/2///61987#ABF397 | 002 | 01 | 0112/2///61987#ABF397#002 | type of separate temperature transmitter |  |  |  |  | classification of a separate temperature transmitter according to its mounting location | [5 empty] | ENUM_CODE_TYPE(0112/2///61987#ABL437) |  |  |  |  | DEPENDENT_P_DET |  |  | 0112/2///61987#ABL437 | 0112/2///61987#ABM428 - head-mounted0112/2///61987#ABM429 - field-mounted0112/2///61987#ABM430 - rack-mounted0112/2///61987#ABM431 - panel-mounted0112/2///61987#ABI407 - others |  | 0112/2///61987#ABF396 - Structural design of separate temperature transmitter | 0112/2///61987#ABA000 |  |  |  | Standard |  | IEC 61987 | IEC | SC65E | 0112/2///61987#ABI406 - empty_property | C00091 |  | 0112-2---61987#ABF397 | https://cdd.iec.ch/cdd/iec61987/iec61987.nsf/PropertiesAllVersions/0112-2---61987%23ABF397
0112/2///61987#ABB738 | 001 | 03 | 0112/2///61987#ABB738#001 | number of accuracies for a subrange of normalized volume flow |  |  |  |  | @number of accuracies for a subrange of normalized volume flow |  | cardinality property |  |  |  | INT_TYPE |  |  |  |  | CONDITION_DET | [5 empty] | 0112/2///61987#ABC062 - Absolute performance for normalized volume flow | 0112/2///61987#ABA000 |  |  |  | Standard |  |  |  | SC65E – IEC 61987 | - | C00004 |  | 0112-2---61987#ABB738 | https://cdd.iec.ch/cdd/iec61987/iec61987.nsf/PropertiesAllVersions/0112-2---61987%23ABB738
0112/2///61987#ABH408 | 002 | 01 | 0112/2///61987#ABH408#002 | location of upper connection |  |  |  |  | position of an upper connection regarding to the device in its mounting position | [5 empty] | ENUM_CODE_TYPE(0112/2///61987#ABL666) |  |  |  |  | DEPENDENT_P_DET |  |  | 0112/2///61987#ABL666 | 0112/2///61987#ABN277 - top0112/2///61987#ABL999 - side0112/2///61987#ABI407 - others |  | 0112/2///61987#ABF023 - Structural design of a bypass/measuring chamber | 0112/2///61987#ABA000 |  |  |  | Standard |  |  |  | SC65E – IEC 61987 | 0112/2///61987#ABI406 - empty_property | C00091 |  | 0112-2---61987#ABH408 | https://cdd.iec.ch/cdd/iec61987/iec61987.nsf/PropertiesAllVersions/0112-2---61987%23ABH408
0112/2///61987#ABU682 | 001 | 01 | 0112/2///61987#ABU682#001 | reference to Absolute performance for concentration |  |  |  |  | reference to block ABE792 | [5 empty] | CLASS_REFERENCE_TYPE(0112/2///61987#ABE792) 0112/2///61987#ABE792 - Absolute performance for concentration |  |  |  |  | DEPENDENT_P_DET | [5 empty] | 0112/2///61987#ABG285 - Type of performance variable [19] | 0112/2///61987#ABA000 |  |  |  | Standard |  | IEC 61987 | IEC | SC65E | 0112/2///61987#ABU655 - performance variable type [19] | C00017 | 001-01 (2018-03-28 07:27:21 by BATCH 00000762) standard | 0112-2---61987#ABU682 | https://cdd.iec.ch/cdd/iec61987/iec61987.nsf/PropertiesAllVersions/0112-2---61987%23ABU682
0112/2///61987#ABA464 | 005 | 01 | 0112/2///61987#ABA464#005 | equipment protection level |  |  |  |  | level of protection assigned to a piece of equipment based on its risk of becoming a source of ignition in an explosive gas atmosphere, an explosive dust atmosphere or an explosive atmosphere that may exist in a coal mine | [5 empty] | ENUM_CODE_TYPE(0112/2///61987#ABJ750) |  |  | IEC 60079 |  | DEPENDENT_P_DET |  |  | 0112/2///61987#ABJ750 | 0112/2///61987#ABK626 - Da0112/2///61987#ABK627 - Db0112/2///61987#ABK628 - Dc0112/2///61987#ABK629 - Ga0112/2///61987#ABK630 - Ga/Gb0112/2///61987#ABK631 - Gb0112/2///61987#ABK632 - Gc0112/2///61987#ABK633 - Ma0112/2///61987#ABK634 - Mb0112/2///61987#ABI407 - others |  | 0112/2///61987#ABC232 - Explosion protection design approval0112/2///61987#ABD868 - Explosion protection design approval [2]0112/2///61987#ABC104 - Area classification | 0112/2///61987#ABA000 |  |  |  | Standard |  |  |  | SC65E – IEC 61987 | 0112/2///61987#ABI406 - empty_property | C00091 |  | 0112-2---61987#ABA464 | https://cdd.iec.ch/cdd/iec61987/iec61987.nsf/PropertiesAllVersions/0112-2---61987%23ABA464
0112/2///61987#ABD266 | 001 | 02 | 0112/2///61987#ABD266#001 | reference to Structural design of an (oval) gear flow transmitter or gauge |  |  |  |  | reference to block ABC640 | [5 empty] | CLASS_REFERENCE_TYPE(0112/2///61987#ABC640) 0112/2///61987#ABC640 - Structural design of an (oval) gear flow transmitter or gauge |  |  |  |  | NON_DEPENDENT_P_DET | [5 empty] | 0112/2///61987#ABC609 - Structural design [(oval) gear flow transmitter/gauge] | 0112/2///61987#ABA000 |  |  |  | Standard |  |  |  | SC65E – IEC 61987 | - | C00004 |  | 0112-2---61987#ABD266 | https://cdd.iec.ch/cdd/iec61987/iec61987.nsf/PropertiesAllVersions/0112-2---61987%23ABD266
0112/2///61987#ABF241 | 001 | 01 | 0112/2///61987#ABF241#001 | half bandwidth |  |  |  |  | difference between the lower and upper wavelengths at that point where a peak intensity has dropped to half its value |  |  | µm |  |  | REAL_MEASURE_TYPE |  |  |  |  | NON_DEPENDENT_P_DET | [5 empty] | 0112/2///61987#ABF315 - Infrared detector | 0112/2///61987#ABA000 | 0112/2///62720#UAA090 - micrometre |  | 0112/2///61987#ABT548 - Length short | Standard |  | IEC 61987 | IEC | SC65E | - | C00018 | 001-01 (2018-03-28 07:27:05 by BATCH 00000762) standard | 0112-2---61987#ABF241 | https://cdd.iec.ch/cdd/iec61987/iec61987.nsf/PropertiesAllVersions/0112-2---61987%23ABF241
0112/2///61987#ABG807 | 001 | 01 | 0112/2///61987#ABG807#001 | reference to Reference process conditions [3] |  |  |  |  | reference to block ABG247 | [5 empty] | CLASS_REFERENCE_TYPE(0112/2///61987#ABG247) 0112/2///61987#ABG247 - Reference process conditions [3] |  |  |  |  | NON_DEPENDENT_P_DET | [5 empty] | 0112/2///61987#ABG236 - Reference conditions of the device [7]0112/2///61987#ABG239 - Reference conditions of the device [10]0112/2///61987#ABG240 - Reference conditions of the device [11]0112/2///61987#ABG268 - Reference conditions for the performance variable [7]0112/2///61987#ABG271 - Reference conditions for the performance variable [10]0112/2///61987#ABG272 - Reference conditions for the performance variable [11] | 0112/2///61987#ABA000 |  |  |  | Standard |  | IEC 61987 | IEC | SC65E | - | C00019 | 001-01 (2018-03-28 07:27:11 by BATCH 00000762) standard | 0112-2---61987#ABG807 | https://cdd.iec.ch/cdd/iec61987/iec61987.nsf/PropertiesAllVersions/0112-2---61987%23ABG807
0112/2///61987#ABA243 | 006 | 01 | 0112/2///61987#ABA243#006 | type of overfill prevention approval |  |  |  |  | classification of an overspill protection approval according to an issuing regulatory authority | [5 empty] | ENUM_CODE_TYPE(0112/2///61987#ABL693) |  |  |  |  | DEPENDENT_P_DET |  |  | 0112/2///61987#ABL693 | 0112/2///61987#ABN371 - WHG0112/2///61987#ABN372 - AIB-VINCOTTE0112/2///61987#ABN373 - SVTI0112/2///61987#ABI407 - others |  | 0112/2///61987#ABC485 - Overfill prevention protection approval | 0112/2///61987#ABA000 |  |  |  | Standard |  |  |  | SC65E – IEC 61987 | 0112/2///61987#ABI406 - empty_property | C00091 |  | 0112-2---61987#ABA243 | https://cdd.iec.ch/cdd/iec61987/iec61987.nsf/PropertiesAllVersions/0112-2---61987%23ABA243
0112/2///61987#ABE652 | 005 | 01 | 0112/2///61987#ABE652#005 | typical fluid consumption |  |  |  |  | fluid consumption under typical operating conditions of the device, expressed as actual volume flow |  |  | m³/h |  |  | REAL_MEASURE_TYPE |  |  |  |  | NON_DEPENDENT_P_DET | [5 empty] | 0112/2///61987#ABC520 - Pneumatic/hydraulic supply [2] | 0112/2///61987#ABA000 | 0112/2///62720#UAA763 - metre cubed per hour |  | 0112/2///61987#ABT504 - Volume flow rate | Standard |  |  |  | SC65E – IEC 61987 | - | C00016 |  | 0112-2---61987#ABE652 | https://cdd.iec.ch/cdd/iec61987/iec61987.nsf/PropertiesAllVersions/0112-2---61987%23ABE652
0112/2///61987#ABE107 | 002 | 01 | 0112/2///61987#ABE107#002 | reference to End connection |  |  |  |  | reference to block ABD863 | [5 empty] | CLASS_REFERENCE_TYPE(0112/2///61987#ABD863) 0112/2///61987#ABD863 - End connection |  |  |  |  | NON_DEPENDENT_P_DET | [5 empty] | 0112/2///61987#ABD831 - Line or nozzle [2]0112/2///61987#ABD864 - End connection of trace heating system | 0112/2///61987#ABA000 |  |  |  | Standard |  |  |  |  | - | C00004 |  | 0112-2---61987#ABE107 | https://cdd.iec.ch/cdd/iec61987/iec61987.nsf/PropertiesAllVersions/0112-2---61987%23ABE107
0112/2///61987#ABD695 | 003 | 01 | 0112/2///61987#ABD695#003 | rated flow coefficient Cv |  |  |  |  | number of US gallons of water, within a temperature range of 40°F to 100°F, that will flow through a valve in 1 min when a pressure drop of 1 psi exists |  |  | gal (US liq.)/min |  |  | REAL_MEASURE_TYPE |  |  | IEC 60534-1 Mod |  | NON_DEPENDENT_P_DET | [5 empty] | 0112/2///61987#ABD964 - Parameters of valve body assembly [4]0112/2///61987#ABD965 - Parameters of valve body assembly [1]0112/2///61987#ABD966 - Parameters of valve body assembly [2]0112/2///61987#ABD967 - Parameters of valve body assembly [3]0112/2///61987#ABE560 - Parameters of filter regulator0112/2///61987#ABE562 - Parameters of restriction orifice/diffuser0112/2///61987#ABE559 - Parameters of solenoid valve | 0112/2///61987#ABA000 | 0112/2///62720#UAA508 - gallon (US) per minute |  | 0112/2///61987#ABT504 - Volume flow rate | Standard |  |  |  |  | - | C00004 |  | 0112-2---61987#ABD695 | https://cdd.iec.ch/cdd/iec61987/iec61987.nsf/PropertiesAllVersions/0112-2---61987%23ABD695
0112/2///61987#ABD112 | 001 | 05 | 0112/2///61987#ABD112#001 | reference to Output [7] |  |  |  |  | reference to block ABC482 | [5 empty] | CLASS_REFERENCE_TYPE(0112/2///61987#ABC482) 0112/2///61987#ABC482 - Output [7] |  |  |  |  | DEPENDENT_P_DET | [5 empty] | 0112/2///61987#ABA032 - Device LOP for absolute/gauge pressure gauge0112/2///61987#ABA034 - Device LOP for differential pressure gauge | 0112/2///61987#ABA000 |  |  |  | Standard |  | IEC 61987 | IEC | IEC SC65E | 0112/2///61987#ABB206 - number of outputs | C00112 |  | 0112-2---61987#ABD112 | https://cdd.iec.ch/cdd/iec61987/iec61987.nsf/PropertiesAllVersions/0112-2---61987%23ABD112
0112/2///61987#ABB010 | 004 | 01 | 0112/2///61987#ABB010#004 | corrosion protection |  |  |  |  | type and finish of a material applied to provide a protective coating | [5 empty] | STRING_TYPE |  |  |  |  | NON_DEPENDENT_P_DET | [5 empty] | 0112/2///61987#ABC044 - Transmitter body [1]0112/2///61987#ABC045 - Transmitter body [2]0112/2///61987#ABC046 - Transmitter body [3]0112/2///61987#ABC047 - Transmitter body [4]0112/2///61987#ABC174 - Connection head0112/2///61987#ABF276 - Structural design of a sight level gauge0112/2///61987#ABF282 - Structural design of a sight level indicator0112/2///61987#ABC048 - Transmitter housing [1]0112/2///61987#ABC049 - Transmitter housing [2]0112/2///61987#ABE040 - Transmitter housing [3]0112/2///61987#ABE607 - Solenoid valve housing0112/2///61987#ABF375 - Transmitter/switch housing0112/2///61987#ABD812 - Body of valve [2]0112/2///61987#ABD813 - Body of valve [3]0112/2///61987#ABD814 - Body of valve [1]0112/2///61987#ABE605 - Body of solenoid valve0112/2///61987#ABP025 - Device housing | 0112/2///61987#ABA000 |  |  |  | Standard |  |  |  | SC65E – IEC 61987 | - | C00004 |  | 0112-2---61987#ABB010 | https://cdd.iec.ch/cdd/iec61987/iec61987.nsf/PropertiesAllVersions/0112-2---61987%23ABB010
0112/2///61987#ABC886 | 004 | 02 | 0112/2///61987#ABC886#004 | reference to Function block |  |  |  |  | reference to block ABC256 | [5 empty] | CLASS_REFERENCE_TYPE(0112/2///61987#ABC256) 0112/2///61987#ABC256 - Function block |  |  |  |  | DEPENDENT_P_DET | [5 empty] | 0112/2///61987#ABC242 - Fieldbus parameters | 0112/2///61987#ABA000 |  |  |  | Standard |  | IEC 61987 | IEC | IEC SC65E | 0112/2///61987#ABA071 - number of function blocks | C00112 |  | 0112-2---61987#ABC886 | https://cdd.iec.ch/cdd/iec61987/iec61987.nsf/PropertiesAllVersions/0112-2---61987%23ABC886
0112/2///61987#ABB994 | 001 | 02 | 0112/2///61987#ABB994#001 | unit of scale |  |  |  |  | unit indicated by a scale | [5 empty] | STRING_TYPE |  |  |  |  | NON_DEPENDENT_P_DET | [5 empty] | 0112/2///61987#ABC272 - Scale range0112/2///61987#ABC638 - Structural design of a variable area flow transmitter or gauge0112/2///61987#ABF162 - Indicator rail0112/2///61987#ABF277 - Indicator for sight glass | 0112/2///61987#ABA000 |  |  |  | Standard |  |  |  | SC65E – IEC 61987 | - | C00004 |  | 0112-2---61987#ABB994 | https://cdd.iec.ch/cdd/iec61987/iec61987.nsf/PropertiesAllVersions/0112-2---61987%23ABB994
0112/2///61987#ABI316 | 001 | 01 | 0112/2///61987#ABI316#001 | designation of other parameter |  |  |  |  | name of other CPF 9 parameter | CPF 9 is the IEC 61784 acronym for HART. |  |  |  |  | STRING_TYPE |  |  |  |  | NON_DEPENDENT_P_DET | [5 empty] | 0112/2///61987#ABH924 - Other HART parameter | 0112/2///61987#ABA000 |  |  |  | Standard |  |  |  | SC65E – IEC 61987 | - | C00004 | 001-01 (2018-03-28 07:27:17 by BATCH 00000762) standard | 0112-2---61987#ABI316 | https://cdd.iec.ch/cdd/iec61987/iec61987.nsf/PropertiesAllVersions/0112-2---61987%23ABI316
0112/2///61987#ABU522 | 001 | 02 | 0112/2///61987#ABU522#001 | reference to Device LOP for globe valve |  |  |  |  | reference to block ABE311 | [5 empty] | CLASS_REFERENCE_TYPE(0112/2///61987#ABE311) 0112/2///61987#ABE311 - Device LOP for globe valve |  |  |  |  | NON_DEPENDENT_P_DET | [5 empty] | 0112/2///61987#ABD344 - Globe valve | 0112/2///61987#ABA000 |  |  |  | Standard |  |  |  |  | - | C00004 |  | 0112-2---61987#ABU522 | https://cdd.iec.ch/cdd/iec61987/iec61987.nsf/PropertiesAllVersions/0112-2---61987%23ABU522
0112/2///61987#ABG973 | 001 | 01 | 0112/2///61987#ABG973#001 | reference to Structural design [magnetic level gauge] |  |  |  |  | reference to block ABG413 | [5 empty] | CLASS_REFERENCE_TYPE(0112/2///61987#ABG413) 0112/2///61987#ABG413 - Structural design [magnetic level gauge] |  |  |  |  | NON_DEPENDENT_P_DET | [5 empty] | 0112/2///61987#ABG368 - Mechanical and electrical construction [magnetic level gauge] | 0112/2///61987#ABA000 |  |  |  | Standard |  | IEC 61987 | IEC | SC65E | - | C00018 | 001-01 (2018-03-28 07:27:12 by BATCH 00000762) standard | 0112-2---61987#ABG973 | https://cdd.iec.ch/cdd/iec61987/iec61987.nsf/PropertiesAllVersions/0112-2---61987%23ABG973
0112/2///61987#ABO099 | 001 | 01 | 0112/2///61987#ABO099#001 | file name of document |  |  |  |  | designation used to uniquely identify a digital file stored in a file system | [5 empty] | STRING_TYPE |  |  |  |  | NON_DEPENDENT_P_DET | [5 empty] | 0112/2///61987#ABH515 - Certificate or approval | 0112/2///61987#ABA000 |  |  |  | Standard |  | IEC 61987 | IEC | IEC SC65E | - | C00112 | 001-01 (2022-06-28 13:02:00 by BATCH 00000794) standard | 0112-2---61987#ABO099 | https://cdd.iec.ch/cdd/iec61987/iec61987.nsf/PropertiesAllVersions/0112-2---61987%23ABO099
0112/2///61987#ABA261 | 007 | 01 | 0112/2///61987#ABA261#007 | details of special procedure |  |  |  |  | if appropriate, details of a special cleaning procedure | e.g. approval number or code, classification etc. |  |  |  |  | STRING_TYPE |  |  |  |  | NON_DEPENDENT_P_DET | [5 empty] | 0112/2///61987#ABC600 - Special procedure | 0112/2///61987#ABA000 |  |  |  | Standard |  |  |  | SC65E – IEC 61987 | - | C00018 |  | 0112-2---61987#ABA261 | https://cdd.iec.ch/cdd/iec61987/iec61987.nsf/PropertiesAllVersions/0112-2---61987%23ABA261
0112/2///61987#ABV162 | 001 | 01 | 0112/2///61987#ABV162#001 | reference to Type of performance variable [15] |  |  |  |  | reference to block ABG281 | [5 empty] | CLASS_REFERENCE_TYPE(0112/2///61987#ABG281) 0112/2///61987#ABG281 - Type of performance variable [15] |  |  |  |  | NON_DEPENDENT_P_DET | [5 empty] | 0112/2///61987#ABG255 - Performance variable [15] | 0112/2///61987#ABA000 |  |  |  | Standard |  | IEC 61987 | IEC | SC65E | - | C00019 | 001-01 (2018-03-28 07:27:23 by BATCH 00000762) standard | 0112-2---61987#ABV162 | https://cdd.iec.ch/cdd/iec61987/iec61987.nsf/PropertiesAllVersions/0112-2---61987%23ABV162
0112/2///61987#ABF581 | 002 | 01 | 0112/2///61987#ABF581#002 | reference base for maximum influence of dynamic viscosity |  |  |  |  | basis for stating a maximum percentage influence of dynamic viscosity | [5 empty] | ENUM_CODE_TYPE(0112/2///61987#ABJ764) |  |  |  |  | DEPENDENT_P_DET |  |  | 0112/2///61987#ABJ764 | 0112/2///61987#ABL009 - relative to calibrated span0112/2///61987#ABL010 - relative to full scale0112/2///61987#ABL011 - relative to measured value0112/2///61987#ABL012 - relative to measuring upper range-limit0112/2///61987#ABL013 - relative to span0112/2///61987#ABI407 - others |  | 0112/2///61987#ABG314 - Influence of external quantities expressed as a percentage [4] | 0112/2///61987#ABA000 |  |  |  | Standard |  | IEC 61987 | IEC | SC65E | 0112/2///61987#ABI406 - empty_property | C00091 |  | 0112-2---61987#ABF581 | https://cdd.iec.ch/cdd/iec61987/iec61987.nsf/PropertiesAllVersions/0112-2---61987%23ABF581
0112/2///61987#ABD697 | 001 | 04 | 0112/2///61987#ABD697#001 | rated travel |  |  |  |  | maximum travel of a valve expressed in a length dimension |  |  | mm |  |  | REAL_MEASURE_TYPE |  |  |  |  | NON_DEPENDENT_P_DET | [5 empty] | 0112/2///61987#ABD961 - Parameters of pneumatic linear actuator0112/2///61987#ABD964 - Parameters of valve body assembly [4]0112/2///61987#ABD966 - Parameters of valve body assembly [2] | 0112/2///61987#ABA000 | 0112/2///62720#UAA862 - millimetre |  | 0112/2///61987#ABT548 - Length short | Standard |  |  |  |  | - | C00004 |  | 0112-2---61987#ABD697 | https://cdd.iec.ch/cdd/iec61987/iec61987.nsf/PropertiesAllVersions/0112-2---61987%23ABD697
0112/2///61987#ABA072 | 001 | 01 | 0112/2///61987#ABA072#001 | description of service |  |  |  |  | plain text characterizing the usage of a piece of equipment within a unit | [5 empty] | STRING_TYPE |  |  |  |  | NON_DEPENDENT_P_DET | [5 empty] | 0112/2///61987#ABA426 - Equipment | 0112/2///61987#ABA000 |  |  |  | Standard |  | IEC 61987 |  | SC65E – IEC 61987 | - | C00018 | 001-01 (2019-03-08 15:35:27 by BATCH 00000766) standard | 0112-2---61987#ABA072 | https://cdd.iec.ch/cdd/iec61987/iec61987.nsf/PropertiesAllVersions/0112-2---61987%23ABA072
0112/2///61987#ABU419 | 001 | 03 | 0112/2///61987#ABU419#001 | reference to Assigned temperature range |  |  |  |  | reference to block ABC116 |  | Id specified in IEC61987-12/-13: ABC746 |  |  |  | CLASS_REFERENCE_TYPE(0112/2///61987#ABC116) 0112/2///61987#ABC116 - Assigned temperature range |  |  |  |  | DEPENDENT_P_DET | [5 empty] | 0112/2///61987#ABC122 - Assigned variable [5] | 0112/2///61987#ABA000 |  |  |  | Standard |  |  |  | SC65E – IEC 61987 | 0112/2///61987#ABU393 - assigned variable type [5] | C00004 |  | 0112-2---61987#ABU419 | https://cdd.iec.ch/cdd/iec61987/iec61987.nsf/PropertiesAllVersions/0112-2---61987%23ABU419
0112/2///61987#ABA574 | 007 | 01 | 0112/2///61987#ABA574#007 | height |  |  |  |  | vertical distance between the top and bottom of an object when standing in its normal position of use | Height is orthogonal to length, width and depth. |  | mm |  |  | REAL_MEASURE_TYPE |  |  |  |  | NON_DEPENDENT_P_DET | [5 empty] | 0112/2///61987#ABC044 - Transmitter body [1]0112/2///61987#ABC045 - Transmitter body [2]0112/2///61987#ABC046 - Transmitter body [3]0112/2///61987#ABC047 - Transmitter body [4]0112/2///61987#ABC155 - Case0112/2///61987#ABC174 - Connection head0112/2///61987#ABC484 - Overall dimensions and weight0112/2///61987#ABC527 - Pressure gauge siphon0112/2///61987#ABD533 - Overall dimensions and weight [1]0112/2///61987#ABD811 - Body of actuator0112/2///61987#ABE391 - Overall dimensions and weight [2]0112/2///61987#ABF268 - Cooling system0112/2///61987#ABF380 - Structural design of a connection head0112/2///61987#ABH233 - Dimensions of target0112/2///61987#ABH247 - Window for radiation0112/2///61987#ABH836 - Storage dimensions and weight0112/2///61987#ABI414 - Gross dimensions and weight0112/2///61987#ABI417 - Packing information0112/2///61987#ABC048 - Transmitter housing [1]0112/2///61987#ABC049 - Transmitter housing [2]0112/2///61987#ABE040 - Transmitter housing [3]0112/2///61987#ABE607 - Solenoid valve housing0112/2///61987#ABF375 - Transmitter/switch housing0112/2///61987#ABN693 - Specific distance variables | 0112/2///61987#ABA000 | 0112/2///62720#UAA862 - millimetre |  | 0112/2///61987#ABT548 - Length short | Standard |  |  |  | SC65E – IEC 61987 | - | C00091 |  | 0112-2---61987#ABA574 | https://cdd.iec.ch/cdd/iec61987/iec61987.nsf/PropertiesAllVersions/0112-2---61987%23ABA574
0112/2///61987#ABD268 | 001 | 02 | 0112/2///61987#ABD268#001 | reference to Structural design of an electromagnetic flow transmitter |  |  |  |  | reference to block ABC642 | [5 empty] | CLASS_REFERENCE_TYPE(0112/2///61987#ABC642) 0112/2///61987#ABC642 - Structural design of an electromagnetic flow transmitter |  |  |  |  | NON_DEPENDENT_P_DET | [5 empty] | 0112/2///61987#ABC606 - Structural design [electromagnetic flow transmitter] | 0112/2///61987#ABA000 |  |  |  | Standard |  |  |  | SC65E – IEC 61987 | - | C00004 |  | 0112-2---61987#ABD268 | https://cdd.iec.ch/cdd/iec61987/iec61987.nsf/PropertiesAllVersions/0112-2---61987%23ABD268
0112/2///61987#ABE802 | 001 | 02 | 0112/2///61987#ABE802#001 | set upper range end-value of interval of concentration |  |  |  |  | value defining the end of a subrange for concentration |  |  | mg/m³ |  |  | REAL_MEASURE_TYPE |  |  |  |  | NON_DEPENDENT_P_DET | [5 empty] | 0112/2///61987#ABE800 - Accuracy for a subrange of concentration | 0112/2///61987#ABA000 | 0112/2///62720#UAA830 - milligram per metre cubed |  | 0112/2///61987#ABT575 - Mass concentration (mass per volume) | Standard |  | IEC 61987 | IEC | IEC/SC 65E | - | C00128 |  | 0112-2---61987#ABE802 | https://cdd.iec.ch/cdd/iec61987/iec61987.nsf/PropertiesAllVersions/0112-2---61987%23ABE802
0112/2///61987#ABD091 | 004 | 01 | 0112/2///61987#ABD091#004 | reference to Operation |  |  |  |  | reference to block ABC461 | [5 empty] | CLASS_REFERENCE_TYPE(0112/2///61987#ABC461) 0112/2///61987#ABC461 - Operation |  |  |  |  | NON_DEPENDENT_P_DET | [5 empty] | 0112/2///61987#ABC458 - Operability0112/2///61987#ABE712 - Operability [2]0112/2///61987#ABE714 - Operability [3]0112/2///61987#ABP051 - Operability [I/O module] | 0112/2///61987#ABA000 |  |  |  | Standard |  |  |  | SC65E – IEC 61987 | - | C00004 |  | 0112-2---61987#ABD091 | https://cdd.iec.ch/cdd/iec61987/iec61987.nsf/PropertiesAllVersions/0112-2---61987%23ABD091
0112/2///61987#ABB880 | 002 | 01 | 0112/2///61987#ABB880#002 | switching element for active behaviour |  |  |  |  | means provided for switching an active passive pulse/frequency output | [5 empty] | ENUM_CODE_TYPE(0112/2///61987#ABJ776) |  |  |  |  | DEPENDENT_P_DET |  |  | 0112/2///61987#ABJ776 | 0112/2///61987#ABL144 - contact0112/2///61987#ABL145 - open collector0112/2///61987#ABL146 - thyristor0112/2///61987#ABI407 - others |  | 0112/2///61987#ABC555 - Pulse/frequency input/output parameters0112/2///61987#ABP031 - Frequency input parameters [I/O module] | 0112/2///61987#ABA000 |  |  |  | Standard |  |  |  | SC65E – IEC 61987 | 0112/2///61987#ABI406 - empty_property | C00091 |  | 0112-2---61987#ABB880 | https://cdd.iec.ch/cdd/iec61987/iec61987.nsf/PropertiesAllVersions/0112-2---61987%23ABB880
0112/2///61987#ABD282 | 001 | 05 | 0112/2///61987#ABD282#001 | reference to Totalizer indicator [2] |  |  |  |  | reference to block ABC040 | [5 empty] | CLASS_REFERENCE_TYPE(0112/2///61987#ABC040) 0112/2///61987#ABC040 - Totalizer indicator [2] |  |  |  |  | DEPENDENT_P_DET | [5 empty] | 0112/2///61987#ABC609 - Structural design [(oval) gear flow transmitter/gauge]0112/2///61987#ABC610 - Structural design [piston flow transmitter/gauge]0112/2///61987#ABC612 - Structural design [rotating element flow transmitter/gauge]0112/2///61987#ABC616 - Structural design [positive displacement flow transmitter/gauge]0112/2///61987#ABC617 - Structural design [helix flow transmitter/gauge] | 0112/2///61987#ABA000 |  |  |  | Standard |  | IEC 61987 | IEC | IEC SC65E | 0112/2///61987#ABA182 - number of totalizer indicators | C00112 |  | 0112-2---61987#ABD282 | https://cdd.iec.ch/cdd/iec61987/iec61987.nsf/PropertiesAllVersions/0112-2---61987%23ABD282