0112/2///61987#ABU270 | 001 | 03 | 0112/2///61987#ABU270#001 | reference to Insertion ultrasonic flowmeter |  |  |  |  | reference to block ABC302 |  | Id specified in IEC61987-12/-13: ABC932 |  |  |  | CLASS_REFERENCE_TYPE(0112/2///61987#ABC302) 0112/2///61987#ABC302 - Insertion ultrasonic flowmeter |  |  |  |  | DEPENDENT_P_DET | [5 empty] | 0112/2///61987#ABC644 - Structural design of an ultrasonic flow transmitter | 0112/2///61987#ABA000 |  |  |  | Standard |  |  |  | SC65E – IEC 61987 | 0112/2///61987#ABU267 - ultrasonic flowmeter type | C00004 |  | 0112-2---61987#ABU270 | https://cdd.iec.ch/cdd/iec61987/iec61987.nsf/PropertiesAllVersions/0112-2---61987%23ABU270
0112/2///61987#ABD129 | 001 | 02 | 0112/2///61987#ABD129#001 | reference to Performance [9] |  |  |  |  | reference to block ABC499 | [5 empty] | CLASS_REFERENCE_TYPE(0112/2///61987#ABC499) 0112/2///61987#ABC499 - Performance [9] |  |  |  |  | NON_DEPENDENT_P_DET | [5 empty] | 0112/2///61987#ABA035 - Device LOP for remote seal | 0112/2///61987#ABA000 |  |  |  | Standard |  |  |  | SC65E – IEC 61987 | - | C00004 |  | 0112-2---61987#ABD129 | https://cdd.iec.ch/cdd/iec61987/iec61987.nsf/PropertiesAllVersions/0112-2---61987%23ABD129
0112/2///61987#ABB449 | 005 | 01 | 0112/2///61987#ABB449#005 | rated capacity of battery |  |  |  |  | total electrical charge available when the battery is discharged at 20°C at the maximum continuous discharge current |  |  | mA·h |  |  | REAL_MEASURE_TYPE |  |  |  |  | NON_DEPENDENT_P_DET | [5 empty] | 0112/2///61987#ABC138 - Battery | 0112/2///61987#ABA000 | 0112/2///62720#UAA777 - milliampere hour |  | 0112/2///61987#ABT569 - Electrical capacity | Standard |  |  |  | SC65E – IEC 61987 | - | C00018 |  | 0112-2---61987#ABB449 | https://cdd.iec.ch/cdd/iec61987/iec61987.nsf/PropertiesAllVersions/0112-2---61987%23ABB449
0112/2///61987#ABB611 | 004 | 01 | 0112/2///61987#ABB611#004 | maximum absolute ripple on line voltage |  |  |  |  | greatest allowable periodic fluctuation of the supply voltage, expressed in absolute voltage values |  |  | mV |  |  | REAL_MEASURE_TYPE |  |  |  |  | NON_DEPENDENT_P_DET | [5 empty] | 0112/2///61987#ABC218 - Electrical power input circuit | 0112/2///61987#ABA000 | 0112/2///62720#UAA804 - millivolt |  | 0112/2///61987#ABT506 - Voltage | Standard |  |  |  | SC65E – IEC 61987 | - | C00004 |  | 0112-2---61987#ABB611 | https://cdd.iec.ch/cdd/iec61987/iec61987.nsf/PropertiesAllVersions/0112-2---61987%23ABB611
0112/2///61987#ABB849 | 001 | 02 | 0112/2///61987#ABB849#001 | influence of ambient temperature (per 28 °C) |  |  |  |  | combined influence on zero and span caused by an ambient temperature change of ±28 °C with respect to reference ambient temperature, expressed as percentage of URL |  |  | % |  |  | REAL_MEASURE_TYPE |  |  |  |  | NON_DEPENDENT_P_DET | [5 empty] | 0112/2///61987#ABC277 - Influence of external quantities expressed as a percentage for pressure | 0112/2///61987#ABA000 | 0112/2///62720#UAA000 - percent |  | 0112/2///61987#ABT533 - Percentage | Standard |  |  |  | SC65E – IEC 61987 | - | C00004 |  | 0112-2---61987#ABB849 | https://cdd.iec.ch/cdd/iec61987/iec61987.nsf/PropertiesAllVersions/0112-2---61987%23ABB849
0112/2///61987#ABH772 | 001 | 01 | 0112/2///61987#ABH772#001 | reference to Output values of volume |  |  |  |  | reference to block ABH660 | [5 empty] | CLASS_REFERENCE_TYPE(0112/2///61987#ABH660) 0112/2///61987#ABH660 - Output values of volume |  |  |  |  | NON_DEPENDENT_P_DET | [5 empty] | 0112/2///61987#ABH642 - Calibration point of volume | 0112/2///61987#ABA000 |  |  |  | Standard |  | IEC 61987 |  | SC65E – IEC 61987 | - | C00018 | 001-01 (2019-03-08 15:35:30 by BATCH 00000766) standard | 0112-2---61987#ABH772 | https://cdd.iec.ch/cdd/iec61987/iec61987.nsf/PropertiesAllVersions/0112-2---61987%23ABH772
0112/2///61987#ABI305 | 001 | 01 | 0112/2///61987#ABI305#001 | date |  |  |  |  | day, month and year when tag and descriptor were assigned to a CPF 9 device | CPF 9 is the IEC 61784 acronym for HART. |  |  |  |  | STRING_TYPE |  |  |  |  | NON_DEPENDENT_P_DET | [5 empty] | 0112/2///61987#ABH916 - HART universal parameters | 0112/2///61987#ABA000 |  |  |  | Standard |  |  |  | SC65E – IEC 61987 | - | C00004 | 001-01 (2018-03-28 07:27:16 by BATCH 00000762) standard | 0112-2---61987#ABI305 | https://cdd.iec.ch/cdd/iec61987/iec61987.nsf/PropertiesAllVersions/0112-2---61987%23ABI305
0112/2///61987#ABE059 | 001 | 05 | 0112/2///61987#ABE059#001 | reference to Angular limit stop |  |  |  |  | reference to block ABD803 | [5 empty] | CLASS_REFERENCE_TYPE(0112/2///61987#ABD803) 0112/2///61987#ABD803 - Angular limit stop |  |  |  |  | DEPENDENT_P_DET | [5 empty] | 0112/2///61987#ABD843 - Design conditions for actuators0112/2///61987#ABD962 - Parameters of pneumatic rotary actuator0112/2///61987#ABD967 - Parameters of valve body assembly [3] | 0112/2///61987#ABA000 |  |  |  | Standard |  | IEC 61987 | IEC | IEC SC65E | 0112/2///61987#ABD667 - number of angular limit stops | C00112 |  | 0112-2---61987#ABE059 | https://cdd.iec.ch/cdd/iec61987/iec61987.nsf/PropertiesAllVersions/0112-2---61987%23ABE059
0112/2///61987#ABU915 | 001 | 01 | 0112/2///61987#ABU915#001 | output type [24] |  |  |  |  | polymorphism property allowing selection of an output type for a device |  | Polymorphic control property |  |  |  | ENUM_STRING_TYPE(0112/2///61987#ABU827(Analog current output [11],Analog voltage output [11],Frequency output [11],Pulse output [2],Binary output IEC 60947-5-6 (NAMUR),0112/2///61987#Binary current output,0112/2///61987#Binary isolated output,0112/2///61987#Binary electronic output,0112/2///61987#Manufacturer-specific output [11])) |  |  |  |  | CONDITION_DET |  |  | 0112/2///61987#ABU827 | 0112/2///61987#ABU731 - IEC61987-11 Name of Analog current output [11]0112/2///61987#ABU732 - IEC61987-11 Name of Analog voltage output [11]0112/2///61987#ABU733 - IEC61987-11 Name of Frequency output [11]0112/2///61987#ABU749 - IEC61987-11 Name of Pulse output [2]0112/2///61987#ABU793 - IEC61987-11 Name of Binary output IEC 60947-5-6 (NAMUR)0112/2///61987#ABU794 - IEC61987-11 Name of Binary current output0112/2///61987#ABU795 - IEC61987-11 Name of Binary isolated output0112/2///61987#ABU796 - IEC61987-11 Name of Binary electronic output0112/2///61987#ABU734 - IEC61987-11 Name of Manufacturer-specific output [11] |  | 0112/2///61987#ABG154 - Type of output [24] | 0112/2///61987#ABA000 |  |  |  | Standard |  | IEC 61987 | IEC | SC65E | - | C00018 | 001-01 (2018-03-28 07:27:22 by BATCH 00000762) standard | 0112-2---61987#ABU915 | https://cdd.iec.ch/cdd/iec61987/iec61987.nsf/PropertiesAllVersions/0112-2---61987%23ABU915
0112/2///61987#ABU851 | 001 | 01 | 0112/2///61987#ABU851#001 | reference to Non-aqueous liquid phase [level] |  |  |  |  | reference to block ABG461 | [5 empty] | CLASS_REFERENCE_TYPE(0112/2///61987#ABG461) 0112/2///61987#ABG461 - Non-aqueous liquid phase [level] |  |  |  |  | DEPENDENT_P_DET | [5 empty] | 0112/2///61987#ABG457 - Phase [level] | 0112/2///61987#ABA000 |  |  |  | Standard |  | IEC 61987 | IEC | SC65E | 0112/2///61987#ABU848 - phase type | C00018 | 001-01 (2018-03-28 07:27:21 by BATCH 00000762) standard | 0112-2---61987#ABU851 | https://cdd.iec.ch/cdd/iec61987/iec61987.nsf/PropertiesAllVersions/0112-2---61987%23ABU851
0112/2///61987#ABF205 | 002 | 01 | 0112/2///61987#ABF205#002 | flag colour for empty |  |  |  |  | colour of the flag of magnetic level gauge indicator rail that indicates an empty state at that position | [5 empty] | ENUM_CODE_TYPE(0112/2///61987#ABL694) |  |  |  |  | DEPENDENT_P_DET |  |  | 0112/2///61987#ABL694 | 0112/2///61987#ABN374 - white0112/2///61987#ABK466 - silver0112/2///61987#ABI407 - others |  | 0112/2///61987#ABF162 - Indicator rail | 0112/2///61987#ABA000 |  |  |  | Standard |  | IEC 61987 | IEC | SC65E | 0112/2///61987#ABI406 - empty_property | C00091 |  | 0112-2---61987#ABF205 | https://cdd.iec.ch/cdd/iec61987/iec61987.nsf/PropertiesAllVersions/0112-2---61987%23ABF205
0112/2///61987#ABF510 | 001 | 02 | 0112/2///61987#ABF510#001 | natural frequency |  |  |  |  | any frequency at which free oscillation can exist in a physical system when the excitation has been removed |  |  | Hz |  |  | REAL_MEASURE_TYPE |  |  | IEV, 702-01-07 |  | NON_DEPENDENT_P_DET | [5 empty] | 0112/2///61987#ABF319 - Structural design of a thermowell | 0112/2///61987#ABA000 | 0112/2///62720#UAA170 - hertz |  | 0112/2///61987#ABT561 - Frequency | Standard |  | IEC 61987 | IEC | SC65E | - | C00018 |  | 0112-2---61987#ABF510 | https://cdd.iec.ch/cdd/iec61987/iec61987.nsf/PropertiesAllVersions/0112-2---61987%23ABF510
0112/2///61987#ABP077 | 001 | 01 | 0112/2///61987#ABP077#001 | line fault monitoring |  |  |  |  | provision of a lead breakage and short circuit monitoring function by the device or measuring assembly | [5 empty] | BOOLEAN_TYPE |  |  |  |  | NON_DEPENDENT_P_DET | [5 empty] | 0112/2///61987#ABC091 - Analog current output parameters0112/2///61987#ABP015 - Analog current input parameters [I/O module]0112/2///61987#ABP019 - Analog voltage input parameters [I/O module]0112/2///61987#ABP023 - Binary powered output | 0112/2///61987#ABA000 |  |  |  | Standard |  | IEC 61987 | IEC | IEC/SC 65E | - | C00128 | 001-01 (2023-01-23 14:53:51 by BATCH 00000807) standard | 0112-2---61987#ABP077 | https://cdd.iec.ch/cdd/iec61987/iec61987.nsf/PropertiesAllVersions/0112-2---61987%23ABP077
0112/2///61987#ABD330 | 004 | 01 | 0112/2///61987#ABD330#004 | point number |  |  |  |  | in a listing, the sequential number of a value set | [5 empty] | INT_TYPE |  |  |  |  | NON_DEPENDENT_P_DET | [5 empty] | 0112/2///61987#ABC188 - Design deratings0112/2///61987#ABH448 - Relation of minimum process pressure | 0112/2///61987#ABA000 |  |  |  | Standard |  |  |  | SC65E – IEC 61987 | - | C00004 |  | 0112-2---61987#ABD330 | https://cdd.iec.ch/cdd/iec61987/iec61987.nsf/PropertiesAllVersions/0112-2---61987%23ABD330
0112/2///61987#ABF854 | 001 | 01 | 0112/2///61987#ABF854#001 | reference to Transducer of an ultrasonic density transmitter |  |  |  |  | reference to block ABF639 | [5 empty] | CLASS_REFERENCE_TYPE(0112/2///61987#ABF639) 0112/2///61987#ABF639 - Transducer of an ultrasonic density transmitter |  |  |  |  | NON_DEPENDENT_P_DET | [5 empty] | 0112/2///61987#ABF636 - Structural design of an ultrasonic density transmitter | 0112/2///61987#ABA000 |  |  |  | Standard |  | IEC 61987 | IEC | SC65E | - | C00017 | 001-01 (2018-03-28 07:27:10 by BATCH 00000762) standard | 0112-2---61987#ABF854 | https://cdd.iec.ch/cdd/iec61987/iec61987.nsf/PropertiesAllVersions/0112-2---61987%23ABF854
0112/2///61987#ABN665 | 001 | 02 | 0112/2///61987#ABN665#001 | broadband cavitation acceleration per g rms |  |  |  |  | root mean square of the oscillation signal due to cavitation within a defined frequency range, expressed as acceleration in units of the acceleration of gravity g | The frequency range is regularly defined by the user. |  |  |  |  | REAL_TYPE |  |  |  |  | NON_DEPENDENT_P_DET | [5 empty] | 0112/2///61987#ABN694 - Specific machine vibration measurement variables | 0112/2///61987#ABA000 |  |  |  | Standard |  | IEC 61987 | IEC | IEC SC65E | - | C00112 |  | 0112-2---61987#ABN665 | https://cdd.iec.ch/cdd/iec61987/iec61987.nsf/PropertiesAllVersions/0112-2---61987%23ABN665
0112/2///61987#ABV171 | 001 | 01 | 0112/2///61987#ABV171#001 | assigned variable type [13] |  |  |  |  | process variable assigned to an input or output |  | Polymorphic control property |  |  |  | ENUM_STRING_TYPE(0112/2///61987#ABV149(Assigned temperature range)) |  |  |  |  | CONDITION_DET |  |  | 0112/2///61987#ABV149 | 0112/2///61987#ABV138 - IEC61987-11 Name of Assigned temperature range |  | 0112/2///61987#ABV236 - Assigned variable [13] | 0112/2///61987#ABA000 |  |  |  | Standard |  | IEC 61987 | IEC | SC65E | - | C00019 | 001-01 (2018-03-28 07:27:23 by BATCH 00000762) standard | 0112-2---61987#ABV171 | https://cdd.iec.ch/cdd/iec61987/iec61987.nsf/PropertiesAllVersions/0112-2---61987%23ABV171
0112/2///61987#ABG788 | 001 | 01 | 0112/2///61987#ABG788#001 | reference to Performance [25] |  |  |  |  | reference to block ABG228 | [5 empty] | CLASS_REFERENCE_TYPE(0112/2///61987#ABG228) 0112/2///61987#ABG228 - Performance [25] |  |  |  |  | NON_DEPENDENT_P_DET | [5 empty] | 0112/2///61987#ABE763 - Device LOP for insert/element | 0112/2///61987#ABA000 |  |  |  | Standard |  | IEC 61987 | IEC | SC65E | - | C00019 | 001-01 (2018-03-28 07:27:11 by BATCH 00000762) standard | 0112-2---61987#ABG788 | https://cdd.iec.ch/cdd/iec61987/iec61987.nsf/PropertiesAllVersions/0112-2---61987%23ABG788
0112/2///61987#ABB861 | 001 | 03 | 0112/2///61987#ABB861#001 | maximum assignable pulse value of other variable |  |  |  |  | highest other variable quantity assignable to one pulse | [5 empty] | REAL_TYPE |  |  |  |  | NON_DEPENDENT_P_DET | [5 empty] | 0112/2///61987#ABC113 - Assigned other variable pulse value | 0112/2///61987#ABA000 |  |  |  | Standard |  |  |  | SC65E – IEC 61987 | - | C00019 |  | 0112-2---61987#ABB861 | https://cdd.iec.ch/cdd/iec61987/iec61987.nsf/PropertiesAllVersions/0112-2---61987%23ABB861
0112/2///61987#ABD699 | 003 | 01 | 0112/2///61987#ABD699#003 | reference standard for leakage class/rate |  |  |  |  | standard on which the leakage class/rate is based | [5 empty] | ENUM_CODE_TYPE(0112/2///61987#ABL291) |  |  |  |  | DEPENDENT_P_DET |  |  | 0112/2///61987#ABL291 | 0112/2///61987#ABL909 - ANSI/FCI 70-2 20060112/2///61987#ABL910 - IEC 60534-40112/2///61987#ABI407 - others |  | 0112/2///61987#ABD844 - Design conditions for valve body assembly0112/2///61987#ABD964 - Parameters of valve body assembly [4]0112/2///61987#ABD965 - Parameters of valve body assembly [1]0112/2///61987#ABD966 - Parameters of valve body assembly [2]0112/2///61987#ABD967 - Parameters of valve body assembly [3] | 0112/2///61987#ABA000 |  |  |  | Standard |  |  |  |  | 0112/2///61987#ABI406 - empty_property | C00091 |  | 0112-2---61987#ABD699 | https://cdd.iec.ch/cdd/iec61987/iec61987.nsf/PropertiesAllVersions/0112-2---61987%23ABD699
0112/2///61987#ABE112 | 002 | 02 | 0112/2///61987#ABE112#002 | reference to Explosion protection design approval [2] |  |  |  |  | reference to block ABD868 | [5 empty] | CLASS_REFERENCE_TYPE(0112/2///61987#ABD868) 0112/2///61987#ABD868 - Explosion protection design approval [2] |  |  |  |  | DEPENDENT_P_DET | [5 empty] | 0112/2///61987#ABD929 - Mechanical and electrical construction [globe valve]0112/2///61987#ABD930 - Mechanical and electrical construction [ball valve]0112/2///61987#ABD931 - Mechanical and electrical construction [pressure reducing regulator or back pressure/excess pressure regulator]0112/2///61987#ABD933 - Mechanical and electrical construction [butterfly valve]0112/2///61987#ABD934 - Mechanical and electrical construction [pneumatic rotary actuator]0112/2///61987#ABD935 - Mechanical and electrical construction [plug valve]0112/2///61987#ABD936 - Mechanical and electrical construction [diaphragm/pinch valve]0112/2///61987#ABD937 - Mechanical and electrical construction [eccentric plug valve]0112/2///61987#ABD938 - Mechanical and electrical construction [pneumatic linear actuator]0112/2///61987#ABD939 - Mechanical and electrical construction [gate valve]0112/2///61987#ABD940 - Mechanical and electrical construction [valve body assembly]0112/2///61987#ABE608 - Mechanical and electrical construction [filter regulator] | 0112/2///61987#ABA000 |  |  |  | Standard |  | IEC 61987 | IEC | IEC SC65E | 0112/2///61987#ABB139 - number of explosion protection design approvals | C00112 |  | 0112-2---61987#ABE112 | https://cdd.iec.ch/cdd/iec61987/iec61987.nsf/PropertiesAllVersions/0112-2---61987%23ABE112
0112/2///61987#ABH452 | 001 | 01 | 0112/2///61987#ABH452#001 | style of shaft guarding |  |  |  |  | classification of a shaft guarding according to its mechanical design | [5 empty] | STRING_TYPE |  |  |  |  | NON_DEPENDENT_P_DET | [5 empty] | 0112/2///61987#ABF191 - Structural design of a rotary paddle switch | 0112/2///61987#ABA000 |  |  |  | Standard |  |  |  | SC65E – IEC 61987 | - | C00019 | 001-01 (2018-03-28 07:27:15 by BATCH 00000762) standard | 0112-2---61987#ABH452 | https://cdd.iec.ch/cdd/iec61987/iec61987.nsf/PropertiesAllVersions/0112-2---61987%23ABH452
0112/2///61987#ABH469 | 001 | 01 | 0112/2///61987#ABH469#001 | reference standard for fire resistance |  |  |  |  | standard on which the statement of fire resistance is based | [5 empty] | STRING_TYPE |  |  |  |  | NON_DEPENDENT_P_DET | [5 empty] | 0112/2///61987#ABH467 - Fire resistance | 0112/2///61987#ABA000 |  |  |  | Standard |  | IEC 61987 | IEC | SC65E – IEC 61987 | - | C00018 | 001-01 (2018-03-28 07:27:16 by BATCH 00000762) standard | 0112-2---61987#ABH469 | https://cdd.iec.ch/cdd/iec61987/iec61987.nsf/PropertiesAllVersions/0112-2---61987%23ABH469
0112/2///61987#ABJ671 | 001 | 01 | 0112/2///61987#ABJ671#001 | number of PRIMARY_MEASUREMENTs |  |  |  |  | cardinality property for PRIMARY_MEASUREMENT | [5 empty] | INT_TYPE |  |  |  |  | CONDITION_DET | [5 empty] | 0112/2///61987#ABH843 - Flow technology block0112/2///61987#ABH849 - Level technology block0112/2///61987#ABH867 - Pressure technology block0112/2///61987#ABH869 - Temperature technology block0112/2///61987#ABH876 - Analog input function block0112/2///61987#ABI807 - Density technology block0112/2///61987#ABJ615 - Other measurement technology block | 0112/2///61987#ABA000 |  |  |  | Standard |  |  |  | SC65E – IEC 61987 | - | C00018 | 001-01 (2019-03-08 15:35:34 by BATCH 00000766) standard | 0112-2---61987#ABJ671 | https://cdd.iec.ch/cdd/iec61987/iec61987.nsf/PropertiesAllVersions/0112-2---61987%23ABJ671
0112/2///61987#ABJ400 | 001 | 01 | 0112/2///61987#ABJ400#001 | reference to LOW_LOW_ALARM |  |  |  |  | reference to block ABI762 | [5 empty] | CLASS_REFERENCE_TYPE(0112/2///61987#ABI762) 0112/2///61987#ABI762 - LOW_LOW_ALARM |  |  |  |  | NON_DEPENDENT_P_DET | [5 empty] | 0112/2///61987#ABH876 - Analog input function block0112/2///61987#ABH885 - Control function block | 0112/2///61987#ABA000 |  |  |  | Standard |  |  |  | SC65E – IEC 61987 | - | C00018 | 001-01 (2019-03-08 15:35:33 by BATCH 00000766) standard | 0112-2---61987#ABJ400 | https://cdd.iec.ch/cdd/iec61987/iec61987.nsf/PropertiesAllVersions/0112-2---61987%23ABJ400
0112/2///61987#ABU365 | 001 | 03 | 0112/2///61987#ABU365#001 | reference to Analog voltage input [1] |  |  |  |  | reference to block ABC092 |  | Id specified in IEC61987-12/-13: ABC722 |  |  |  | CLASS_REFERENCE_TYPE(0112/2///61987#ABC092) 0112/2///61987#ABC092 - Analog voltage input [1] |  |  |  |  | DEPENDENT_P_DET | [5 empty] | 0112/2///61987#ABC053 - Type of auxiliary input [2] | 0112/2///61987#ABA000 |  |  |  | Standard |  |  |  | SC65E – IEC 61987 | 0112/2///61987#ABU347 - auxiliary input type [2] | C00004 |  | 0112-2---61987#ABU365 | https://cdd.iec.ch/cdd/iec61987/iec61987.nsf/PropertiesAllVersions/0112-2---61987%23ABU365
0112/2///61987#ABP282 | 001 | 01 | 0112/2///61987#ABP282#001 | reference to DC rating for external power |  |  |  |  | reference to block ABC179 | [5 empty] | CLASS_REFERENCE_TYPE(0112/2///61987#ABC179) 0112/2///61987#ABC179 - DC rating for external power |  |  |  |  | DEPENDENT_P_DET | [5 empty] | 0112/2///61987#ABC141 - Binary transistor/triac output0112/2///61987#ABC144 - Binary relay output0112/2///61987#ABC555 - Pulse/frequency input/output parameters0112/2///61987#ABP021 - Binary input [I/O module]0112/2///61987#ABP031 - Frequency input parameters [I/O module]0112/2///61987#ABP301 - Binary valve output | 0112/2///61987#ABA000 |  |  |  | Standard |  | IEC 61987 | IEC | IEC/SC 65E | 0112/2///61987#ABP081 - number of DC ratings for external power | C00128 | 001-01 (2023-01-23 14:53:53 by BATCH 00000807) standard | 0112-2---61987#ABP282 | https://cdd.iec.ch/cdd/iec61987/iec61987.nsf/PropertiesAllVersions/0112-2---61987%23ABP282
0112/2///61987#ABA074 | 002 | 01 | 0112/2///61987#ABA074#002 | type of function block |  |  |  |  | classification of a function block according to the action it provides | [5 empty] | ENUM_CODE_TYPE(0112/2///61987#ABL280) |  |  |  |  | DEPENDENT_P_DET |  |  | 0112/2///61987#ABL280 | 0112/2///61987#ABL857 - AI0112/2///61987#ABL858 - DI0112/2///61987#ABL859 - AO0112/2///61987#ABL860 - DO0112/2///61987#ABL861 - AR0112/2///61987#ABL862 - PID0112/2///61987#ABL863 - IT0112/2///61987#ABL864 - IS0112/2///61987#ABL865 - CHAR0112/2///61987#ABL866 - MDI0112/2///61987#ABL867 - MDO0112/2///61987#ABI407 - others |  | 0112/2///61987#ABC256 - Function block | 0112/2///61987#ABA000 |  |  |  | Standard |  |  |  | SC65E – IEC 61987 | 0112/2///61987#ABI406 - empty_property | C00091 |  | 0112-2---61987#ABA074 | https://cdd.iec.ch/cdd/iec61987/iec61987.nsf/PropertiesAllVersions/0112-2---61987%23ABA074
0112/2///61987#ABE471 | 001 | 01 | 0112/2///61987#ABE471#001 | lower range-limit of linear travel |  |  |  |  | lowest value of the linear travel that the device can be adjusted to measure within the specified accuracy limits |  |  | mm |  |  | REAL_MEASURE_TYPE |  |  |  |  | NON_DEPENDENT_P_DET | [5 empty] | 0112/2///61987#ABE567 - Measuring range for travel | 0112/2///61987#ABA000 | 0112/2///62720#UAA862 - millimetre |  | 0112/2///61987#ABT548 - Length short | Standard |  | IEC 61987 | IEC | SC65E | - | C00016 | 001-01 (2018-03-28 07:27:00 by BATCH 00000762) standard | 0112-2---61987#ABE471 | https://cdd.iec.ch/cdd/iec61987/iec61987.nsf/PropertiesAllVersions/0112-2---61987%23ABE471
0112/2///61987#ABB217 | 001 | 04 | 0112/2///61987#ABB217#001 | measured error of temperature |  |  |  |  | largest positive or negative value of error of the average upscale or downscale value at each point of temperature measurement expressed as an absolute value |  |  | °C |  |  | REAL_MEASURE_TYPE |  |  | IEC 61298 and IEC 60770-2 |  | NON_DEPENDENT_P_DET | [5 empty] | 0112/2///61987#ABC065 - Absolute performance for temperature0112/2///61987#ABC078 - Accuracy for a subrange of temperature0112/2///61987#ABF109 - Absolute performance for temperature [2]0112/2///61987#ABG319 - Absolute performance for temperature [3]0112/2///61987#ABP011 - Absolute performance for temperature [I/O module] | 0112/2///61987#ABA000 | 0112/2///62720#UAA033 - degree Celsius |  | 0112/2///61987#ABT514 - Temperature | Standard |  |  |  | SC65E – IEC 61987 | - | C00004 |  | 0112-2---61987#ABB217 | https://cdd.iec.ch/cdd/iec61987/iec61987.nsf/PropertiesAllVersions/0112-2---61987%23ABB217
0112/2///61987#ABU218 | 001 | 02 | 0112/2///61987#ABU218#001 | reference to Type of output [4] |  |  |  |  | reference to block ABC667 |  | Id specified in IEC61987-12/-13: ABD310 |  |  |  | CLASS_REFERENCE_TYPE(0112/2///61987#ABC667) 0112/2///61987#ABC667 - Type of output [4] |  |  |  |  | NON_DEPENDENT_P_DET | [5 empty] | 0112/2///61987#ABC479 - Output [4] | 0112/2///61987#ABA000 |  |  |  | Standard |  |  |  | SC65E – IEC 61987 | - | C00004 |  | 0112-2---61987#ABU218 | https://cdd.iec.ch/cdd/iec61987/iec61987.nsf/PropertiesAllVersions/0112-2---61987%23ABU218
0112/2///61987#ABF627 | 001 | 01 | 0112/2///61987#ABF627#001 | maximum influence of process temperature on mass fraction |  |  |  |  | change in output of a mass fraction measuring device caused by a change in process temperature with respect to reference conditions, expressed as the maximum error within the specified process temperature range |  |  | %/K |  |  | REAL_MEASURE_TYPE |  |  |  |  | NON_DEPENDENT_P_DET | [5 empty] | 0112/2///61987#ABF623 - Influence of external quantities expressed for mass fraction | 0112/2///61987#ABA000 | 0112/2///62720#UAA008 - percent per kelvin |  | 0112/2///61987#ABT527 - Percentage per temperature | Standard |  | IEC 61987 | IEC | SC65E | - | C00018 | 001-01 (2018-03-28 07:27:08 by BATCH 00000762) standard | 0112-2---61987#ABF627 | https://cdd.iec.ch/cdd/iec61987/iec61987.nsf/PropertiesAllVersions/0112-2---61987%23ABF627
0112/2///61987#ABF761 | 002 | 01 | 0112/2///61987#ABF761#002 | reference to Purge system |  |  |  |  | reference to block ABF266 | [5 empty] | CLASS_REFERENCE_TYPE(0112/2///61987#ABF266) 0112/2///61987#ABF266 - Purge system |  |  |  |  | NON_DEPENDENT_P_DET | [5 empty] | 0112/2///61987#ABG418 - Structural design [laser level transmitter]0112/2///61987#ABG419 - Structural design [servo level transmitter ]0112/2///61987#ABG434 - Structural design [radiation thermometer] | 0112/2///61987#ABA000 |  |  |  | Standard |  | IEC 61987 | IEC | SC65E | - | C00019 |  | 0112-2---61987#ABF761 | https://cdd.iec.ch/cdd/iec61987/iec61987.nsf/PropertiesAllVersions/0112-2---61987%23ABF761
0112/2///61987#ABU285 | 001 | 03 | 0112/2///61987#ABU285#001 | reference to Analog voltage input [2] |  |  |  |  | reference to block ABC093 |  | Id specified in IEC61987-12/-13: ABC723 |  |  |  | CLASS_REFERENCE_TYPE(0112/2///61987#ABC093) 0112/2///61987#ABC093 - Analog voltage input [2] |  |  |  |  | DEPENDENT_P_DET | [5 empty] | 0112/2///61987#ABC055 - Type of auxiliary input [4] | 0112/2///61987#ABA000 |  |  |  | Standard |  |  |  | SC65E – IEC 61987 | 0112/2///61987#ABU274 - auxiliary input type [4] | C00004 |  | 0112-2---61987#ABU285 | https://cdd.iec.ch/cdd/iec61987/iec61987.nsf/PropertiesAllVersions/0112-2---61987%23ABU285
0112/2///61987#ABA927 | 005 | 02 | 0112/2///61987#ABA927#005 | temperature |  |  |  | Temperature | for a physical system exchanging quantities of heat with two bodies, during a reversible cycle, a positive state quantity characterizing each body and proportional to the quantity of heat exchanged with this body |  | also used by Process Automation - Device Information Model (PA-DIM) | °C |  |  | REAL_MEASURE_TYPE |  |  | IEV 111-13-36 |  | NON_DEPENDENT_P_DET | [5 empty] | 0112/2///61987#ABC187 - Design conditions for internal cleaning in place0112/2///61987#ABC653 - Total fluid [pressure]0112/2///61987#ABC654 - Total fluid [flow]0112/2///61987#ABD988 - Process conditions at the inlet0112/2///61987#ABD989 - Process conditions at the outlet0112/2///61987#ABF035 - Design conditions of float0112/2///61987#ABF366 - Design conditions of displacer0112/2///61987#ABG455 - Total fluid [temperature]0112/2///61987#ABG456 - Total fluid [density]0112/2///61987#ABH326 - Total process material0112/2///61987#ABH467 - Fire resistance0112/2///61987#ABN682 - Continuous measurement variables | 0112/2///61987#ABA000 | 0112/2///62720#UAA033 - degree Celsius |  | 0112/2///61987#ABT514 - Temperature | Standard |  | IEC 61987 | IEC | IEC SC65E | - | C00112 |  | 0112-2---61987#ABA927 | https://cdd.iec.ch/cdd/iec61987/iec61987.nsf/PropertiesAllVersions/0112-2---61987%23ABA927
0112/2///61987#ABB825 | 001 | 05 | 0112/2///61987#ABB825#001 | average influence of ambient temperature on flow velocity |  |  |  |  | change in output of a velocity measuring device caused by a change in ambient temperature with respect to reference conditions, expressed as the average error across the specified ambient temperature range |  |  | "(m/s)/K" |  |  | REAL_MEASURE_TYPE |  |  |  |  | NON_DEPENDENT_P_DET | [5 empty] | 0112/2///61987#ABC280 - Influence of external quantities expressed for flow velocity | 0112/2///61987#ABA000 | 0112/2///62720#UAC009 - metre per second kelvin |  | 0112/2///61987#ABT507 - Velocity per temperature | Standard |  |  |  | SC65E – IEC 61987 | - | C00018 |  | 0112-2---61987#ABB825 | https://cdd.iec.ch/cdd/iec61987/iec61987.nsf/PropertiesAllVersions/0112-2---61987%23ABB825
0112/2///61987#ABI535 | 001 | 01 | 0112/2///61987#ABI535#001 | maintenance action |  |  |  |  | sequence of elementary maintenance activities | [5 empty] | STRING_TYPE |  |  | IEV 192-06-11 |  | NON_DEPENDENT_P_DET | [5 empty] | 0112/2///61987#ABI479 - Regular maintenance/service0112/2///61987#ABI485 - Event triggered maintenance/service | 0112/2///61987#ABA000 |  |  |  | Standard |  |  |  | SC65E – IEC 61987 | - | C00018 | 001-01 (2019-03-08 15:35:32 by BATCH 00000766) standard | 0112-2---61987#ABI535 | https://cdd.iec.ch/cdd/iec61987/iec61987.nsf/PropertiesAllVersions/0112-2---61987%23ABI535
0112/2///61987#ABA157 | 007 | 01 | 0112/2///61987#ABA157#007 | style of housing |  |  |  |  | classification of a housing according to its mechanical design | [5 empty] | ENUM_CODE_TYPE(0112/2///61987#ABL691) |  |  |  |  | DEPENDENT_P_DET |  |  | 0112/2///61987#ABL691 | 0112/2///61987#ABM090 - welded0112/2///61987#ABM610 - sealed0112/2///61987#ABM089 - screwed0112/2///61987#ABN212 - bolted0112/2///61987#ABI407 - others |  | 0112/2///61987#ABC174 - Connection head0112/2///61987#ABC048 - Transmitter housing [1]0112/2///61987#ABC049 - Transmitter housing [2]0112/2///61987#ABE040 - Transmitter housing [3]0112/2///61987#ABE607 - Solenoid valve housing0112/2///61987#ABF375 - Transmitter/switch housing | 0112/2///61987#ABA000 |  |  |  | Standard |  |  |  | SC65E – IEC 61987 | 0112/2///61987#ABI406 - empty_property | C00091 |  | 0112-2---61987#ABA157 | https://cdd.iec.ch/cdd/iec61987/iec61987.nsf/PropertiesAllVersions/0112-2---61987%23ABA157
0112/2///61987#ABU366 | 001 | 03 | 0112/2///61987#ABU366#001 | reference to Resistance temperature detector/thermocouple input |  |  |  |  | reference to block ABC580 |  | Id specified in IEC61987-12/-13: ABD206 |  |  |  | CLASS_REFERENCE_TYPE(0112/2///61987#ABC580) 0112/2///61987#ABC580 - RTD/thermocouple input |  |  |  |  | DEPENDENT_P_DET | [5 empty] | 0112/2///61987#ABC053 - Type of auxiliary input [2] | 0112/2///61987#ABA000 |  |  |  | Standard |  |  |  | SC65E – IEC 61987 | 0112/2///61987#ABU347 - auxiliary input type [2] | C00004 |  | 0112-2---61987#ABU366 | https://cdd.iec.ch/cdd/iec61987/iec61987.nsf/PropertiesAllVersions/0112-2---61987%23ABU366
0112/2///61987#ABA546 | 001 | 02 | 0112/2///61987#ABA546#001 | location of LED indicator |  |  |  |  | place on the HMI where a LED indicator is to be found | [5 empty] | STRING_TYPE |  |  |  |  | NON_DEPENDENT_P_DET | [5 empty] | 0112/2///61987#ABC313 - LED indicator | 0112/2///61987#ABA000 |  |  |  | Standard |  |  |  | SC65E – IEC 61987 | - | C00004 |  | 0112-2---61987#ABA546 | https://cdd.iec.ch/cdd/iec61987/iec61987.nsf/PropertiesAllVersions/0112-2---61987%23ABA546
0112/2///61987#ABH706 | 001 | 01 | 0112/2///61987#ABH706#001 | value of trip point |  |  |  |  | value of a trip point variable | [5 empty] | REAL_TYPE |  |  |  |  | NON_DEPENDENT_P_DET | [5 empty] | 0112/2///61987#ABH705 - Trip point | 0112/2///61987#ABA000 |  |  |  | Standard |  | IEC 61987 |  | SC65E – IEC 61987 | - | C00019 | 001-01 (2019-03-08 15:35:30 by BATCH 00000766) standard | 0112-2---61987#ABH706 | https://cdd.iec.ch/cdd/iec61987/iec61987.nsf/PropertiesAllVersions/0112-2---61987%23ABH706
0112/2///61987#ABI971 | 001 | 01 | 0112/2///61987#ABI971#001 | STATIC_REVISION |  |  |  |  | parameter indicating the number of changes to static parameters made in the block | [5 empty] | INT_TYPE |  |  |  |  | NON_DEPENDENT_P_DET | [5 empty] | 0112/2///61987#ABI711 - Standard parameters | 0112/2///61987#ABA000 |  |  |  | Standard |  |  |  | SC65E – IEC 61987 | - | C00018 | 001-01 (2019-03-08 15:35:33 by BATCH 00000766) standard | 0112-2---61987#ABI971 | https://cdd.iec.ch/cdd/iec61987/iec61987.nsf/PropertiesAllVersions/0112-2---61987%23ABI971
0112/2///61987#ABA427 | 001 | 04 | 0112/2///61987#ABA427#001 | maximum assignable quantity of pulses per value of actual volume |  |  |  |  | highest number of pulses assignable to quantity of pulses per pulse value of actual volume |  |  | 1/l |  |  | REAL_MEASURE_TYPE |  |  |  |  | NON_DEPENDENT_P_DET | [5 empty] | 0112/2///61987#ABC106 - Assigned actual volume pulse value | 0112/2///61987#ABA000 | 0112/2///62720#UAA667 - reciprocal litre |  | 0112/2///61987#ABT534 - Per volume | Standard |  |  |  | SC65E – IEC 61987 | - | C00004 |  | 0112-2---61987#ABA427 | https://cdd.iec.ch/cdd/iec61987/iec61987.nsf/PropertiesAllVersions/0112-2---61987%23ABA427
0112/2///61987#ABB355 | 001 | 04 | 0112/2///61987#ABB355#001 | wiring capacitance (Ccable) |  |  |  |  | capacitance of the wiring between a power source and a connected device |  |  | µF |  |  | REAL_MEASURE_TYPE |  |  |  |  | NON_DEPENDENT_P_DET | [5 empty] | 0112/2///61987#ABC221 - Electrical wiring data | 0112/2///61987#ABA000 | 0112/2///62720#UAA063 - microfarad |  | 0112/2///61987#ABT570 - Electrical capacitance | Standard |  |  |  | SC65E – IEC 61987 | - | C00004 |  | 0112-2---61987#ABB355 | https://cdd.iec.ch/cdd/iec61987/iec61987.nsf/PropertiesAllVersions/0112-2---61987%23ABB355
0112/2///61987#ABI592 | 001 | 01 | 0112/2///61987#ABI592#001 | DEVICE_STATUS |  |  |  |  | enumerated parameter indicating the current status of the device | [5 empty] | BINARY_TYPE | B8 |  |  |  | NON_DEPENDENT_P_DET | [5 empty] | 0112/2///61987#ABH841 - Device (resource) block | 0112/2///61987#ABA000 |  |  |  | Standard |  |  |  | SC65E – IEC 61987 | - | C00018 | 001-01 (2019-03-08 15:35:33 by BATCH 00000766) standard | 0112-2---61987#ABI592 | https://cdd.iec.ch/cdd/iec61987/iec61987.nsf/PropertiesAllVersions/0112-2---61987%23ABI592
0112/2///61987#ABE936 | 001 | 01 | 0112/2///61987#ABE936#001 | quantity of pulses per pulse value of ullage |  |  |  |  | number of pulses assigned per unit ullage |  |  | 1/m |  |  | REAL_MEASURE_TYPE |  |  |  |  | NON_DEPENDENT_P_DET | [5 empty] | 0112/2///61987#ABE914 - Assigned ullage pulse value | 0112/2///61987#ABA000 | 0112/2///62720#UAA738 - reciprocal metre |  | 0112/2///61987#ABT537 - Per length | Standard |  | IEC 61987 | IEC | SC65E | - | C00018 | 001-01 (2018-03-28 07:27:03 by BATCH 00000762) standard | 0112-2---61987#ABE936 | https://cdd.iec.ch/cdd/iec61987/iec61987.nsf/PropertiesAllVersions/0112-2---61987%23ABE936
0112/2///61987#ABF206 | 002 | 01 | 0112/2///61987#ABF206#002 | flag colour for full |  |  |  |  | colour of the flag of magnetic level gauge indicator rail that indicates a full state at that position | [5 empty] | ENUM_CODE_TYPE(0112/2///61987#ABL596) |  |  |  |  | DEPENDENT_P_DET |  |  | 0112/2///61987#ABL596 | 0112/2///61987#ABM768 - red0112/2///61987#ABN007 - black0112/2///61987#ABM769 - blue0112/2///61987#ABI407 - others |  | 0112/2///61987#ABF162 - Indicator rail | 0112/2///61987#ABA000 |  |  |  | Standard |  | IEC 61987 | IEC | SC65E | 0112/2///61987#ABI406 - empty_property | C00091 |  | 0112-2---61987#ABF206 | https://cdd.iec.ch/cdd/iec61987/iec61987.nsf/PropertiesAllVersions/0112-2---61987%23ABF206
0112/2///61987#ABF809 | 001 | 01 | 0112/2///61987#ABF809#001 | reference to Structural design of an ultrasonic level switch |  |  |  |  | reference to block ABF433 | [5 empty] | CLASS_REFERENCE_TYPE(0112/2///61987#ABF433) 0112/2///61987#ABF433 - Structural design of an ultrasonic level switch |  |  |  |  | NON_DEPENDENT_P_DET | [5 empty] | 0112/2///61987#ABG424 - Structural design [ultrasonic level switch] | 0112/2///61987#ABA000 |  |  |  | Standard |  | IEC 61987 | IEC | SC65E | - | C00018 | 001-01 (2018-03-28 07:27:09 by BATCH 00000762) standard | 0112-2---61987#ABF809 | https://cdd.iec.ch/cdd/iec61987/iec61987.nsf/PropertiesAllVersions/0112-2---61987%23ABF809
0112/2///61987#ABH205 | 001 | 01 | 0112/2///61987#ABH205#001 | identification of window |  |  |  |  | alphanumeric character sequence uniquely identifying a window | [5 empty] | STRING_TYPE |  |  |  |  | NON_DEPENDENT_P_DET | [5 empty] | 0112/2///61987#ABH204 - Window | 0112/2///61987#ABA000 |  |  |  | Standard |  | IEC 61987 | IEC | SC65E | - | C00018 | 001-01 (2018-03-28 07:27:14 by BATCH 00000762) standard | 0112-2---61987#ABH205 | https://cdd.iec.ch/cdd/iec61987/iec61987.nsf/PropertiesAllVersions/0112-2---61987%23ABH205
0112/2///61987#ABA038 | 003 | 02 | 0112/2///61987#ABA038#003 | identification code of device |  |  |  | Asset ID | customer defined alphanumeric character sequence uniquely identifying a device |  | also used by Process Automation - Device Information Model (PA-DIM) |  |  |  | STRING_TYPE |  |  |  |  | NON_DEPENDENT_P_DET | [5 empty] | 0112/2///61987#ABA441 - Device | 0112/2///61987#ABA000 |  |  |  | Standard |  | IEC 61987 | IEC | IEC SC65E | - | C00112 |  | 0112-2---61987#ABA038 | https://cdd.iec.ch/cdd/iec61987/iec61987.nsf/PropertiesAllVersions/0112-2---61987%23ABA038
0112/2///61987#ABU446 | 001 | 03 | 0112/2///61987#ABU446#001 | reference to Assigned pressure range |  |  |  |  | reference to block ABC115 |  | Id specified in IEC61987-12/-13: ABC745 |  |  |  | CLASS_REFERENCE_TYPE(0112/2///61987#ABC115) 0112/2///61987#ABC115 - Assigned pressure range |  |  |  |  | DEPENDENT_P_DET | [5 empty] | 0112/2///61987#ABC120 - Assigned variable [3] | 0112/2///61987#ABA000 |  |  |  | Standard |  |  |  | SC65E – IEC 61987 | 0112/2///61987#ABU429 - assigned variable type [3] | C00004 |  | 0112-2---61987#ABU446 | https://cdd.iec.ch/cdd/iec61987/iec61987.nsf/PropertiesAllVersions/0112-2---61987%23ABU446
0112/2///61987#ABA392 | 006 | 01 | 0112/2///61987#ABA392#006 | material of electrical terminal |  |  |  |  | material of which an electrical terminal is made | [5 empty] | STRING_TYPE |  |  |  |  | NON_DEPENDENT_P_DET | [5 empty] | 0112/2///61987#ABC220 - Electrical terminal | 0112/2///61987#ABA000 |  |  |  | Standard |  |  |  | SC65E – IEC 61987 | - | C00004 |  | 0112-2---61987#ABA392 | https://cdd.iec.ch/cdd/iec61987/iec61987.nsf/PropertiesAllVersions/0112-2---61987%23ABA392
0112/2///61987#ABU408 | 001 | 03 | 0112/2///61987#ABU408#001 | reference to Binary input IEC 60947-5-6 (NAMUR) |  |  |  |  | reference to block ABC143 |  | Id specified in IEC61987-12/-13: ABC773 |  |  |  | CLASS_REFERENCE_TYPE(0112/2///61987#ABC143) 0112/2///61987#ABC143 - Binary input IEC 60947-5-6 (NAMUR) |  |  |  |  | DEPENDENT_P_DET | [5 empty] | 0112/2///61987#ABC659 - Type of auxiliary input [9] | 0112/2///61987#ABA000 |  |  |  | Standard |  |  |  | SC65E – IEC 61987 | 0112/2///61987#ABU390 - auxiliary input type [9] | C00004 |  | 0112-2---61987#ABU408 | https://cdd.iec.ch/cdd/iec61987/iec61987.nsf/PropertiesAllVersions/0112-2---61987%23ABU408
0112/2///61987#ABB577 | 001 | 04 | 0112/2///61987#ABB577#001 | calibrated span for mass |  |  |  |  | difference between the upper and lower range value of mass to which a mass measurement instrument is adjusted and calibrated |  |  | kg |  |  | REAL_MEASURE_TYPE |  |  |  |  | NON_DEPENDENT_P_DET | [5 empty] | 0112/2///61987#ABC117 - Assigned totalized value range for mass and for volume0112/2///61987#ABE876 - Assigned mass range | 0112/2///61987#ABA000 | 0112/2///62720#UAA594 - kilogram |  | 0112/2///61987#ABT546 - Mass | Standard |  |  |  | SC65E – IEC 61987 | - | C00004 |  | 0112-2---61987#ABB577 | https://cdd.iec.ch/cdd/iec61987/iec61987.nsf/PropertiesAllVersions/0112-2---61987%23ABB577
0112/2///61987#ABB184 | 006 | 01 | 0112/2///61987#ABB184#006 | minimum process gauge pressure |  |  |  |  | lowest gauge pressure of a process for which a device is or should be designed to operate within its specified limits |  |  | bar |  |  | REAL_MEASURE_TYPE |  |  |  |  | NON_DEPENDENT_P_DET | [5 empty] | 0112/2///61987#ABC451 - Normal process conditions [1]0112/2///61987#ABC452 - Normal process conditions [2]0112/2///61987#ABC453 - Normal process conditions [3]0112/2///61987#ABC454 - Normal process design conditions [1]0112/2///61987#ABC455 - Normal process design conditions [2]0112/2///61987#ABD947 - Normal process conditions [4]0112/2///61987#ABD948 - Normal process design conditions [3]0112/2///61987#ABG345 - Normal process conditions [7]0112/2///61987#ABG475 - Normal process design conditions [4]0112/2///61987#ABG476 - Normal process design conditions [5]0112/2///61987#ABH342 - Normal process design conditions [6]0112/2///61987#ABH344 - Normal process design conditions [7]0112/2///61987#ABH448 - Relation of minimum process pressure0112/2///61987#ABH462 - Normal process conditions [11]0112/2///61987#ABG346 - Normal process conditions [8]0112/2///61987#ABG343 - Normal process conditions [5]0112/2///61987#ABG344 - Normal process conditions [6]0112/2///61987#ABG347 - Normal process conditions [9] | 0112/2///61987#ABA000 | 0112/2///62720#UAA323 - bar |  | 0112/2///61987#ABT524 - Pressure | Standard |  |  |  | SC65E – IEC 61987 | - | C00004 |  | 0112-2---61987#ABB184 | https://cdd.iec.ch/cdd/iec61987/iec61987.nsf/PropertiesAllVersions/0112-2---61987%23ABB184
0112/2///61987#ABU411 | 001 | 03 | 0112/2///61987#ABU411#001 | reference to Absolute performance for pressure |  |  |  |  | reference to block ABC064 |  | Id specified in IEC61987-12/-13: ABC694 |  |  |  | CLASS_REFERENCE_TYPE(0112/2///61987#ABC064) 0112/2///61987#ABC064 - Absolute performance for pressure |  |  |  |  | DEPENDENT_P_DET | [5 empty] | 0112/2///61987#ABC675 - Type of performance variable [5] | 0112/2///61987#ABA000 |  |  |  | Standard |  |  |  | SC65E – IEC 61987 | 0112/2///61987#ABU391 - performance variable type [5] | C00004 |  | 0112-2---61987#ABU411 | https://cdd.iec.ch/cdd/iec61987/iec61987.nsf/PropertiesAllVersions/0112-2---61987%23ABU411
0112/2///61987#ABD775 | 003 | 01 | 0112/2///61987#ABD775#003 | type of travel feedback system |  |  |  |  | classification of a positioner feedback system according to its mounting location | [5 empty] | ENUM_CODE_TYPE(0112/2///61987#ABL476) |  |  |  |  | DEPENDENT_P_DET |  |  | 0112/2///61987#ABL476 | 0112/2///61987#ABL173 - internal0112/2///61987#ABL174 - external0112/2///61987#ABM556 - internal contactless0112/2///61987#ABM557 - external contactless0112/2///61987#ABI407 - others |  | 0112/2///61987#ABD963 - Parameters of positioner | 0112/2///61987#ABA000 |  |  |  | Standard |  |  |  |  | 0112/2///61987#ABI406 - empty_property | C00091 |  | 0112-2---61987#ABD775 | https://cdd.iec.ch/cdd/iec61987/iec61987.nsf/PropertiesAllVersions/0112-2---61987%23ABD775
0112/2///61987#ABA164 | 001 | 01 | 0112/2///61987#ABA164#001 | document identifier |  |  |  |  | alphanumeric character sequence uniquely identifying a document | [5 empty] | STRING_TYPE |  |  |  |  | NON_DEPENDENT_P_DET | [5 empty] | 0112/2///61987#ABA362 - Document information | 0112/2///61987#ABA000 |  |  |  | Standard |  | IEC 61987 |  | SC65E – IEC 61987 | - | C00018 | 001-01 (2019-03-08 15:35:28 by BATCH 00000766) standard | 0112-2---61987#ABA164 | https://cdd.iec.ch/cdd/iec61987/iec61987.nsf/PropertiesAllVersions/0112-2---61987%23ABA164
0112/2///61987#ABU950 | 001 | 01 | 0112/2///61987#ABU950#001 | reference to Type of auxiliary input [14] |  |  |  |  | reference to block ABG063 | [5 empty] | CLASS_REFERENCE_TYPE(0112/2///61987#ABG063) 0112/2///61987#ABG063 - Type of auxiliary input [14] |  |  |  |  | NON_DEPENDENT_P_DET | [5 empty] | 0112/2///61987#ABG052 - Auxiliary input [14] | 0112/2///61987#ABA000 |  |  |  | Standard |  | IEC 61987 | IEC | SC65E | - | C00018 | 001-01 (2018-03-28 07:27:22 by BATCH 00000762) standard | 0112-2---61987#ABU950 | https://cdd.iec.ch/cdd/iec61987/iec61987.nsf/PropertiesAllVersions/0112-2---61987%23ABU950
0112/2///61987#ABJ710 | 001 | 01 | 0112/2///61987#ABJ710#001 | reference to READBACK_OUT |  |  |  |  | reference to block ABJ618 | [5 empty] | CLASS_REFERENCE_TYPE(0112/2///61987#ABJ618) 0112/2///61987#ABJ618 - READBACK_OUT |  |  |  |  | NON_DEPENDENT_P_DET | [5 empty] | 0112/2///61987#ABH885 - Control function block0112/2///61987#ABH888 - Analog output function block0112/2///61987#ABH904 - Calculation function block0112/2///61987#ABI812 - Modulation actuation technology block | 0112/2///61987#ABA000 |  |  |  | Standard |  |  |  | SC65E – IEC 61987 | - | C00018 | 001-01 (2019-03-08 15:35:34 by BATCH 00000766) standard | 0112-2---61987#ABJ710 | https://cdd.iec.ch/cdd/iec61987/iec61987.nsf/PropertiesAllVersions/0112-2---61987%23ABJ710
0112/2///61987#ABF853 | 001 | 01 | 0112/2///61987#ABF853#001 | reference to Structural design of a microwave density transmitter |  |  |  |  | reference to block ABF637 | [5 empty] | CLASS_REFERENCE_TYPE(0112/2///61987#ABF637) 0112/2///61987#ABF637 - Structural design of a microwave density transmitter |  |  |  |  | NON_DEPENDENT_P_DET | [5 empty] | 0112/2///61987#ABG448 - Structural design [microwave density transmitter] | 0112/2///61987#ABA000 |  |  |  | Standard |  | IEC 61987 | IEC | SC65E | - | C00017 | 001-01 (2018-03-28 07:27:10 by BATCH 00000762) standard | 0112-2---61987#ABF853 | https://cdd.iec.ch/cdd/iec61987/iec61987.nsf/PropertiesAllVersions/0112-2---61987%23ABF853
0112/2///61987#ABN638 | 001 | 02 | 0112/2///61987#ABN638#001 | relative humidity |  |  |  |  | ratio of the partial pressure p of water vapour in moist air to its partial pressure psat at saturation, at the same temperature |  |  | % |  |  | REAL_MEASURE_TYPE |  |  | IEV 113-04-65 |  | NON_DEPENDENT_P_DET | [5 empty] | 0112/2///61987#ABN690 - Specific environmental measurement variables | 0112/2///61987#ABA000 | 0112/2///62720#UAA000 - percent |  | 0112/2///61987#ABT533 - Percentage | Standard |  | IEC 61987 | IEC | IEC SC65E | - | C00112 |  | 0112-2---61987#ABN638 | https://cdd.iec.ch/cdd/iec61987/iec61987.nsf/PropertiesAllVersions/0112-2---61987%23ABN638
0112/2///61987#ABB262 | 006 | 01 | 0112/2///61987#ABB262#006 | number of tag plate text lines |  |  |  |  | @number of tag plate text lines |  | cardinality property |  |  |  | INT_TYPE |  |  |  |  | CONDITION_DET | [5 empty] | 0112/2///61987#ABC193 - Device tag plate | 0112/2///61987#ABA000 |  |  |  | Standard |  |  |  | SC65E – IEC 61987 | - | C00004 |  | 0112-2---61987#ABB262 | https://cdd.iec.ch/cdd/iec61987/iec61987.nsf/PropertiesAllVersions/0112-2---61987%23ABB262
0112/2///61987#ABU463 | 001 | 03 | 0112/2///61987#ABU463#001 | reference to Assigned flow velocity range |  |  |  |  | reference to block ABD493 | [5 empty] | CLASS_REFERENCE_TYPE(0112/2///61987#ABD493) 0112/2///61987#ABD493 - Assigned flow velocity range |  |  |  |  | DEPENDENT_P_DET | [5 empty] | 0112/2///61987#ABC119 - Assigned variable [2] | 0112/2///61987#ABA000 |  |  |  | Standard |  |  |  | SC65E – IEC 61987 | 0112/2///61987#ABU145 - assigned variable type [2] | C00004 |  | 0112-2---61987#ABU463 | https://cdd.iec.ch/cdd/iec61987/iec61987.nsf/PropertiesAllVersions/0112-2---61987%23ABU463
0112/2///61987#ABD436 | 001 | 04 | 0112/2///61987#ABD436#001 | calibrated span for flow velocity |  |  |  |  | difference between the upper and lower range value of flow velocity to which a flow velocity measurement instrument is adjusted and calibrated |  |  | m/s |  |  | REAL_MEASURE_TYPE |  |  |  |  | NON_DEPENDENT_P_DET | [5 empty] | 0112/2///61987#ABD493 - Assigned flow velocity range | 0112/2///61987#ABA000 | 0112/2///62720#UAA733 - metre per second |  | 0112/2///61987#ABT509 - Velocity | Standard |  |  |  | SC65E – IEC 61987 | - | C00004 |  | 0112-2---61987#ABD436 | https://cdd.iec.ch/cdd/iec61987/iec61987.nsf/PropertiesAllVersions/0112-2---61987%23ABD436
0112/2///61987#ABU940 | 001 | 01 | 0112/2///61987#ABU940#001 | output type [25] |  |  |  |  | polymorphism property allowing selection of an output type for a device |  | Polymorphic control property |  |  |  | ENUM_STRING_TYPE(0112/2///61987#ABU832(Analog current output [9],Analog voltage output [9],Frequency output [17],Pulse output [2],Binary output IEC 60947-5-6 (NAMUR),0112/2///61987#Binary current output,0112/2///61987#Binary isolated output,0112/2///61987#Binary electronic output,0112/2///61987#Manufacturer-specific output [18],0112/2///61987#Pneumatic/hydraulic output [12],0112/2///61987#Binary pneumatic/hydraulic output)) |  |  |  |  | CONDITION_DET |  |  | 0112/2///61987#ABU832 | 0112/2///61987#ABU746 - IEC61987-11 Name of Analog current output [9]0112/2///61987#ABU747 - IEC61987-11 Name of Analog voltage output [9]0112/2///61987#ABU748 - IEC61987-11 Name of Frequency output [17]0112/2///61987#ABU749 - IEC61987-11 Name of Pulse output [2]0112/2///61987#ABU793 - IEC61987-11 Name of Binary output IEC 60947-5-6 (NAMUR)0112/2///61987#ABU794 - IEC61987-11 Name of Binary current output0112/2///61987#ABU795 - IEC61987-11 Name of Binary isolated output0112/2///61987#ABU796 - IEC61987-11 Name of Binary electronic output0112/2///61987#ABU750 - IEC61987-11 Name of Manufacturer-specific output [18]0112/2///61987#ABU751 - IEC61987-11 Name of Pneumatic/hydraulic output [12]0112/2///61987#ABU752 - IEC61987-11 Name of Binary pneumatic/hydraulic output |  | 0112/2///61987#ABG155 - Type of output [25] | 0112/2///61987#ABA000 |  |  |  | Standard |  | IEC 61987 | IEC | SC65E | - | C00018 | 001-01 (2018-03-28 07:27:22 by BATCH 00000762) standard | 0112-2---61987#ABU940 | https://cdd.iec.ch/cdd/iec61987/iec61987.nsf/PropertiesAllVersions/0112-2---61987%23ABU940
0112/2///61987#ABF677 | 001 | 01 | 0112/2///61987#ABF677#001 | reference to Measuring range for ullage |  |  |  |  | reference to block ABE901 | [5 empty] | CLASS_REFERENCE_TYPE(0112/2///61987#ABE901) 0112/2///61987#ABE901 - Measuring range for ullage |  |  |  |  | NON_DEPENDENT_P_DET | [5 empty] | 0112/2///61987#ABE888 - Ullage measurement | 0112/2///61987#ABA000 |  |  |  | Standard |  | IEC 61987 | IEC | SC65E | - | C00018 | 001-01 (2018-03-28 07:27:08 by BATCH 00000762) standard | 0112-2---61987#ABF677 | https://cdd.iec.ch/cdd/iec61987/iec61987.nsf/PropertiesAllVersions/0112-2---61987%23ABF677
0112/2///61987#ABF828 | 001 | 01 | 0112/2///61987#ABF828#001 | reference to Microwave emitter |  |  |  |  | reference to block ABF525 | [5 empty] | CLASS_REFERENCE_TYPE(0112/2///61987#ABF525) 0112/2///61987#ABF525 - Microwave emitter |  |  |  |  | NON_DEPENDENT_P_DET | [5 empty] | 0112/2///61987#ABF517 - Structural design of a microwave level switch0112/2///61987#ABF637 - Structural design of a microwave density transmitter | 0112/2///61987#ABA000 |  |  |  | Standard |  | IEC 61987 | IEC | SC65E | - | C00018 | 001-01 (2018-03-28 07:27:09 by BATCH 00000762) standard | 0112-2---61987#ABF828 | https://cdd.iec.ch/cdd/iec61987/iec61987.nsf/PropertiesAllVersions/0112-2---61987%23ABF828
0112/2///61987#ABF522 | 001 | 01 | 0112/2///61987#ABF522#001 | type of microwave level switch |  |  |  |  | classification of a microwave level switch according to its functional or constructional design | [5 empty] | STRING_TYPE |  |  |  |  | NON_DEPENDENT_P_DET | [5 empty] | 0112/2///61987#ABF517 - Structural design of a microwave level switch | 0112/2///61987#ABA000 |  |  |  | Standard |  | IEC 61987 | IEC | SC65E | - | C00018 | 001-01 (2018-03-28 07:27:07 by BATCH 00000762) standard | 0112-2---61987#ABF522 | https://cdd.iec.ch/cdd/iec61987/iec61987.nsf/PropertiesAllVersions/0112-2---61987%23ABF522
0112/2///61987#ABG620 | 001 | 02 | 0112/2///61987#ABG620#001 | reference to Auxiliary input [22] |  |  |  |  | reference to block ABG060 | [5 empty] | CLASS_REFERENCE_TYPE(0112/2///61987#ABG060) 0112/2///61987#ABG060 - Auxiliary input [22] |  |  |  |  | DEPENDENT_P_DET | [5 empty] | 0112/2///61987#ABF931 - Input [24] | 0112/2///61987#ABA000 |  |  |  | Standard |  | IEC 61987 | IEC | IEC SC65E | 0112/2///61987#ABA340 - number of auxiliary inputs | C00112 |  | 0112-2---61987#ABG620 | https://cdd.iec.ch/cdd/iec61987/iec61987.nsf/PropertiesAllVersions/0112-2---61987%23ABG620
0112/2///61987#ABB682 | 001 | 04 | 0112/2///61987#ABB682#001 | maximum influence of process pressure |  |  |  |  | change in output caused by a change in process pressure with respect to reference conditions, expressed as the maximum error within the specified process pressure range |  |  | %/bar |  |  | REAL_MEASURE_TYPE |  |  |  |  | NON_DEPENDENT_P_DET | [5 empty] | 0112/2///61987#ABJ593 - Influence of external quantities expressed as a percentage [5]0112/2///61987#ABC276 - Influence of external quantities expressed as a percentage0112/2///61987#ABG314 - Influence of external quantities expressed as a percentage [4] | 0112/2///61987#ABA000 | 0112/2///62720#UAA010 - percent per bar |  | 0112/2///61987#ABT529 - Percentage per pressure | Standard |  |  |  | SC65E – IEC 61987 | - | C00004 |  | 0112-2---61987#ABB682 | https://cdd.iec.ch/cdd/iec61987/iec61987.nsf/PropertiesAllVersions/0112-2---61987%23ABB682
0112/2///61987#ABB699 | 001 | 04 | 0112/2///61987#ABB699#001 | maximum influence of mounting position on span |  |  |  |  | change in output span caused by a change in the device orientation with respect to reference conditions, expressed as the maximum error at a specified mounting angle | Testing is described in IEC 61298-3 |  | % |  |  | REAL_MEASURE_TYPE |  |  | IEC 61298-3, chapter 9 |  | NON_DEPENDENT_P_DET | [5 empty] | 0112/2///61987#ABC277 - Influence of external quantities expressed as a percentage for pressure0112/2///61987#ABJ593 - Influence of external quantities expressed as a percentage [5]0112/2///61987#ABC276 - Influence of external quantities expressed as a percentage0112/2///61987#ABD890 - Influence of external quantities expressed as a percentage [2]0112/2///61987#ABG313 - Influence of external quantities expressed as a percentage [3]0112/2///61987#ABG314 - Influence of external quantities expressed as a percentage [4] | 0112/2///61987#ABA000 | 0112/2///62720#UAA000 - percent |  | 0112/2///61987#ABT533 - Percentage | Standard |  |  |  | SC65E – IEC 61987 | - | C00004 |  | 0112-2---61987#ABB699 | https://cdd.iec.ch/cdd/iec61987/iec61987.nsf/PropertiesAllVersions/0112-2---61987%23ABB699
0112/2///61987#ABB226 | 001 | 03 | 0112/2///61987#ABB226#001 | lower range-limit of other variable |  |  |  |  | lowest value of other variable that a device can be adjusted to measure within its specified accuracy limits | [5 empty] | REAL_TYPE |  |  |  |  | NON_DEPENDENT_P_DET | [5 empty] | 0112/2///61987#ABC419 - Measuring range for other variable | 0112/2///61987#ABA000 |  |  |  | Standard |  |  |  | SC65E – IEC 61987 | - | C00019 |  | 0112-2---61987#ABB226 | https://cdd.iec.ch/cdd/iec61987/iec61987.nsf/PropertiesAllVersions/0112-2---61987%23ABB226
0112/2///61987#ABU316 | 001 | 03 | 0112/2///61987#ABU316#001 | reference to Analog current input [2] |  |  |  |  | reference to block ABC084 |  | Id specified in IEC61987-12/-13: ABC714 |  |  |  | CLASS_REFERENCE_TYPE(0112/2///61987#ABC084) 0112/2///61987#ABC084 - Analog current input [2] |  |  |  |  | DEPENDENT_P_DET | [5 empty] | 0112/2///61987#ABC657 - Type of auxiliary input [7] | 0112/2///61987#ABA000 |  |  |  | Standard |  |  |  | SC65E – IEC 61987 | 0112/2///61987#ABU294 - auxiliary input type [7] | C00004 |  | 0112-2---61987#ABU316 | https://cdd.iec.ch/cdd/iec61987/iec61987.nsf/PropertiesAllVersions/0112-2---61987%23ABU316
0112/2///61987#ABV173 | 001 | 01 | 0112/2///61987#ABV173#001 | reference to Type of auxiliary input [16] |  |  |  |  | reference to block ABG065 | [5 empty] | CLASS_REFERENCE_TYPE(0112/2///61987#ABG065) 0112/2///61987#ABG065 - Type of auxiliary input [16] |  |  |  |  | NON_DEPENDENT_P_DET | [5 empty] | 0112/2///61987#ABG054 - Auxiliary input [16] | 0112/2///61987#ABA000 |  |  |  | Standard |  | IEC 61987 | IEC | SC65E | - | C00019 | 001-01 (2018-03-28 07:27:23 by BATCH 00000762) standard | 0112-2---61987#ABV173 | https://cdd.iec.ch/cdd/iec61987/iec61987.nsf/PropertiesAllVersions/0112-2---61987%23ABV173
0112/2///61987#ABU988 | 001 | 01 | 0112/2///61987#ABU988#001 | reference to Assigned density range |  |  |  |  | reference to block ABC107 | [5 empty] | CLASS_REFERENCE_TYPE(0112/2///61987#ABC107) 0112/2///61987#ABC107 - Assigned density range |  |  |  |  | DEPENDENT_P_DET | [5 empty] | 0112/2///61987#ABG089 - Assigned variable [9]0112/2///61987#ABG091 - Assigned variable [11]0112/2///61987#ABG097 - Assigned variable [17]0112/2///61987#ABH044 - Assigned variable [22]0112/2///61987#ABV039 - Assigned variable [8] | 0112/2///61987#ABA000 |  |  |  | Standard |  | IEC 61987 | IEC | SC65E | 0112/2///61987#ABU948 - assigned variable type [8] | C00018 | 001-01 (2018-03-28 07:27:23 by BATCH 00000762) standard | 0112-2---61987#ABU988 | https://cdd.iec.ch/cdd/iec61987/iec61987.nsf/PropertiesAllVersions/0112-2---61987%23ABU988
0112/2///61987#ABG906 | 001 | 02 | 0112/2///61987#ABG906#001 | reference to Normal process conditions [8] |  |  |  |  | reference to block ABG346 | [5 empty] | CLASS_REFERENCE_TYPE(0112/2///61987#ABG346) 0112/2///61987#ABG346 - Normal process conditions [8] |  |  |  |  | DEPENDENT_P_DET | [5 empty] | 0112/2///61987#ABG339 - Process design ratings [11] | 0112/2///61987#ABA000 |  |  |  | Standard |  | IEC 61987 | IEC | IEC SC65E | 0112/2///61987#ABH445 - number of normal process conditions | C00112 |  | 0112-2---61987#ABG906 | https://cdd.iec.ch/cdd/iec61987/iec61987.nsf/PropertiesAllVersions/0112-2---61987%23ABG906
0112/2///61987#ABH670 | 001 | 01 | 0112/2///61987#ABH670#001 | value of volume fraction indicator/display |  |  |  |  | reading of a value on a display or an indicator representing a volume fraction variable |  |  | % |  |  | REAL_MEASURE_TYPE |  |  |  |  | NON_DEPENDENT_P_DET | [5 empty] | 0112/2///61987#ABH652 - Output values of volume fraction | 0112/2///61987#ABA000 | 0112/2///62720#UAA000 - percent |  | 0112/2///61987#ABT533 - Percentage | Standard |  | IEC 61987 |  | SC65E – IEC 61987 | - | C00018 | 001-01 (2019-03-08 15:35:29 by BATCH 00000766) standard | 0112-2---61987#ABH670 | https://cdd.iec.ch/cdd/iec61987/iec61987.nsf/PropertiesAllVersions/0112-2---61987%23ABH670
0112/2///61987#ABF233 | 002 | 01 | 0112/2///61987#ABF233#002 | exposure time of a radiation thermometer |  |  |  |  | time interval an abrupt change in the value of the input parameter (object temperature or object radiation) has to be present, such that the output value of the radiation thermometer reaches a given measurement value |  |  | s |  |  | REAL_MEASURE_TYPE |  |  | IEC 62492-2 |  | NON_DEPENDENT_P_DET | [5 empty] | 0112/2///61987#ABF003 - Performance of non-contact temperature transmitter/radiation temperature transmitter | 0112/2///61987#ABA000 | 0112/2///62720#UAA972 - second |  | 0112/2///61987#ABT510 - Time/time duration short | Standard |  | IEC 61987 | IEC | IEC/SC 65E | - | C00112 |  | 0112-2---61987#ABF233 | https://cdd.iec.ch/cdd/iec61987/iec61987.nsf/PropertiesAllVersions/0112-2---61987%23ABF233
0112/2///61987#ABF614 | 001 | 01 | 0112/2///61987#ABF614#001 | average influence of process pressure on concentration |  |  |  |  | change in output of a concentration measuring device caused by a change in process pressure with respect to reference conditions, expressed as the average error within the specified process pressure range |  |  | "(mg/m³)/bar" |  |  | REAL_MEASURE_TYPE |  |  |  |  | NON_DEPENDENT_P_DET | [5 empty] | 0112/2///61987#ABF609 - Influence of external quantities expressed for concentration | 0112/2///61987#ABA000 | 0112/2///62720#UAA832 - milligram per metre cubed bar |  | 0112/2///61987#ABT588 - Density per pressure | Standard |  | IEC 61987 | IEC | SC65E | - | C00018 | 001-01 (2018-03-28 07:27:08 by BATCH 00000762) standard | 0112-2---61987#ABF614 | https://cdd.iec.ch/cdd/iec61987/iec61987.nsf/PropertiesAllVersions/0112-2---61987%23ABF614
0112/2///61987#ABV172 | 001 | 01 | 0112/2///61987#ABV172#001 | reference to Type of measured variable [14] |  |  |  |  | reference to block ABF986 | [5 empty] | CLASS_REFERENCE_TYPE(0112/2///61987#ABF986) 0112/2///61987#ABF986 - Type of measured variable [14] |  |  |  |  | NON_DEPENDENT_P_DET | [5 empty] | 0112/2///61987#ABF950 - Measured variable [14] | 0112/2///61987#ABA000 |  |  |  | Standard |  | IEC 61987 | IEC | SC65E | - | C00019 | 001-01 (2018-03-28 07:27:23 by BATCH 00000762) standard | 0112-2---61987#ABV172 | https://cdd.iec.ch/cdd/iec61987/iec61987.nsf/PropertiesAllVersions/0112-2---61987%23ABV172
0112/2///61987#ABH068 | 001 | 01 | 0112/2///61987#ABH068#001 | angle of repose |  |  |  |  | typical angle of inclination resulting from pouring or withdrawal of a solid substance as referenced to the horizontal |  |  | ° |  |  | REAL_MEASURE_TYPE |  |  |  |  | NON_DEPENDENT_P_DET | [5 empty] | 0112/2///61987#ABG465 - Solid/particle phase [level] | 0112/2///61987#ABA000 | 0112/2///62720#UAA024 - degree |  | 0112/2///61987#ABT580 - Angle | Standard |  | IEC 61987 | IEC | SC65E | - | C00018 | 001-01 (2018-03-28 07:27:13 by BATCH 00000762) standard | 0112-2---61987#ABH068 | https://cdd.iec.ch/cdd/iec61987/iec61987.nsf/PropertiesAllVersions/0112-2---61987%23ABH068
0112/2///61987#ABP242 | 001 | 01 | 0112/2///61987#ABP242#001 | reference to Influence of external quantities expressed for other variable [I/O module] |  |  |  |  | reference to block ABP038 | [5 empty] | CLASS_REFERENCE_TYPE(0112/2///61987#ABP038) 0112/2///61987#ABP038 - Influence of external quantities expressed for other variable [I/O module] |  |  |  |  | NON_DEPENDENT_P_DET | [5 empty] | 0112/2///61987#ABP007 - Absolute performance for other variable [I/O module] | 0112/2///61987#ABA000 |  |  |  | Standard |  | IEC 61987 | IEC | IEC/SC 65E | - | C00128 | 001-01 (2023-01-23 14:53:53 by BATCH 00000807) standard | 0112-2---61987#ABP242 | https://cdd.iec.ch/cdd/iec61987/iec61987.nsf/PropertiesAllVersions/0112-2---61987%23ABP242
0112/2///61987#ABU987 | 001 | 01 | 0112/2///61987#ABU987#001 | reference to Assigned other variable pulse value |  |  |  |  | reference to block ABC113 | [5 empty] | CLASS_REFERENCE_TYPE(0112/2///61987#ABC113) 0112/2///61987#ABC113 - Assigned other variable pulse value |  |  |  |  | DEPENDENT_P_DET | [5 empty] | 0112/2///61987#ABG099 - Assigned variable [19]0112/2///61987#ABG101 - Assigned variable [21] | 0112/2///61987#ABA000 |  |  |  | Standard |  | IEC 61987 | IEC | SC65E | 0112/2///61987#ABU947 - assigned variable type [21] | C00018 | 001-01 (2018-03-28 07:27:23 by BATCH 00000762) standard | 0112-2---61987#ABU987 | https://cdd.iec.ch/cdd/iec61987/iec61987.nsf/PropertiesAllVersions/0112-2---61987%23ABU987
0112/2///61987#ABV012 | 001 | 01 | 0112/2///61987#ABV012#001 | reference to Frequency output [10] |  |  |  |  | reference to block ABG192 | [5 empty] | CLASS_REFERENCE_TYPE(0112/2///61987#ABG192) 0112/2///61987#ABG192 - Frequency output [10] |  |  |  |  | DEPENDENT_P_DET | [5 empty] | 0112/2///61987#ABG144 - Type of output [14] | 0112/2///61987#ABA000 |  |  |  | Standard |  | IEC 61987 | IEC | SC65E | 0112/2///61987#ABV004 - output type [14] | C00018 | 001-01 (2018-03-28 07:27:23 by BATCH 00000762) standard | 0112-2---61987#ABV012 | https://cdd.iec.ch/cdd/iec61987/iec61987.nsf/PropertiesAllVersions/0112-2---61987%23ABV012
0112/2///61987#ABA060 | 001 | 04 | 0112/2///61987#ABA060#001 | supported baud rate |  |  |  |  | rate of data transmission supported by a device |  |  | kBd |  |  | REAL_MEASURE_TYPE |  |  |  |  | NON_DEPENDENT_P_DET | [5 empty] | 0112/2///61987#ABC139 - Baud rate setting | 0112/2///61987#ABA000 | 0112/2///62720#UAA560 - kilobaud |  | 0112/2///61987#ABT515 - Symbol rate | Standard |  |  |  | SC65E – IEC 61987 | - | C00004 |  | 0112-2---61987#ABA060 | https://cdd.iec.ch/cdd/iec61987/iec61987.nsf/PropertiesAllVersions/0112-2---61987%23ABA060
0112/2///61987#ABB158 | 001 | 03 | 0112/2///61987#ABB158#001 | maximum pulse-to-pause ratio |  |  |  |  | maximum permissible ratio of the pulse duration to the pulse period of a periodic pulse train |  |  | 1 |  |  | REAL_MEASURE_TYPE |  |  |  |  | NON_DEPENDENT_P_DET | [5 empty] | 0112/2///61987#ABC142 - Binary input0112/2///61987#ABC249 - Frequency input/output parameters0112/2///61987#ABC552 - Pulse input/output parameters0112/2///61987#ABP021 - Binary input [I/O module] | 0112/2///61987#ABA000 | 0112/2///62720#UAA915 - quantity of dimension one |  |  | Standard |  |  |  | SC65E – IEC 61987 | - | C00019 |  | 0112-2---61987#ABB158 | https://cdd.iec.ch/cdd/iec61987/iec61987.nsf/PropertiesAllVersions/0112-2---61987%23ABB158
0112/2///61987#ABA279 | 007 | 01 | 0112/2///61987#ABA279#007 | type of conformance test |  |  |  |  | classification of a conformance test according to the standard used for testing | [5 empty] | STRING_TYPE |  |  |  |  | NON_DEPENDENT_P_DET | [5 empty] | 0112/2///61987#ABC169 - Conformance test | 0112/2///61987#ABA000 |  |  |  | Standard |  |  |  | SC65E – IEC 61987 | - | C00004 |  | 0112-2---61987#ABA279 | https://cdd.iec.ch/cdd/iec61987/iec61987.nsf/PropertiesAllVersions/0112-2---61987%23ABA279
0112/2///61987#ABU959 | 001 | 01 | 0112/2///61987#ABU959#001 | reference to Level measurement |  |  |  |  | reference to block ABE812 | [5 empty] | CLASS_REFERENCE_TYPE(0112/2///61987#ABE812) 0112/2///61987#ABE812 - Level measurement |  |  |  |  | DEPENDENT_P_DET | [5 empty] | 0112/2///61987#ABF979 - Type of measured variable [7]0112/2///61987#ABF980 - Type of measured variable [8]0112/2///61987#ABF981 - Type of measured variable [9]0112/2///61987#ABF983 - Type of measured variable [11]0112/2///61987#ABF984 - Type of measured variable [12]0112/2///61987#ABG012 - Type of measured variable [40]0112/2///61987#ABG013 - Type of measured variable [41] | 0112/2///61987#ABA000 |  |  |  | Standard |  | IEC 61987 | IEC | SC65E | 0112/2///61987#ABU941 - measured variable type [7] | C00018 |  | 0112-2---61987#ABU959 | https://cdd.iec.ch/cdd/iec61987/iec61987.nsf/PropertiesAllVersions/0112-2---61987%23ABU959
0112/2///61987#ABF621 | 001 | 01 | 0112/2///61987#ABF621#001 | average influence of process pressure on volume fraction |  |  |  |  | change in output of a volume fraction measuring device caused by a change in process pressure with respect to reference conditions, expressed as the average error within the specified process pressure range |  |  | %/bar |  |  | REAL_MEASURE_TYPE |  |  |  |  | NON_DEPENDENT_P_DET | [5 empty] | 0112/2///61987#ABF616 - Influence of external quantities expressed for volume fraction | 0112/2///61987#ABA000 | 0112/2///62720#UAA010 - percent per bar |  | 0112/2///61987#ABT529 - Percentage per pressure | Standard |  | IEC 61987 | IEC | SC65E | - | C00018 | 001-01 (2018-03-28 07:27:08 by BATCH 00000762) standard | 0112-2---61987#ABF621 | https://cdd.iec.ch/cdd/iec61987/iec61987.nsf/PropertiesAllVersions/0112-2---61987%23ABF621
0112/2///61987#ABJ634 | 001 | 01 | 0112/2///61987#ABJ634#001 | DISCRETE_ACTUATOR_DEMAND |  |  |  |  | parameter indicating the demand to the discrete actuator resulting from the transformation function | [5 empty] | BINARY_TYPE | B8 |  | IEC 61804-2 |  | NON_DEPENDENT_P_DET | [5 empty] | 0112/2///61987#ABI752 - On-off actuation technology block | 0112/2///61987#ABA000 |  |  |  | Standard |  |  |  | SC65E – IEC 61987 | - | C00018 | 001-01 (2019-03-08 15:35:33 by BATCH 00000766) standard | 0112-2---61987#ABJ634 | https://cdd.iec.ch/cdd/iec61987/iec61987.nsf/PropertiesAllVersions/0112-2---61987%23ABJ634
0112/2///61987#ABP081 | 001 | 01 | 0112/2///61987#ABP081#001 | number of DC ratings for external power |  |  |  |  | cardinality property for DC rating for external power | [5 empty] | INT_TYPE |  |  |  |  | CONDITION_DET | [5 empty] | 0112/2///61987#ABC141 - Binary transistor/triac output0112/2///61987#ABC144 - Binary relay output0112/2///61987#ABC555 - Pulse/frequency input/output parameters0112/2///61987#ABP021 - Binary input [I/O module]0112/2///61987#ABP031 - Frequency input parameters [I/O module]0112/2///61987#ABP301 - Binary valve output | 0112/2///61987#ABA000 |  |  |  | Standard |  | IEC 61987 | IEC | IEC/SC 65E | - | C00128 | 001-01 (2023-01-23 14:53:51 by BATCH 00000807) standard | 0112-2---61987#ABP081 | https://cdd.iec.ch/cdd/iec61987/iec61987.nsf/PropertiesAllVersions/0112-2---61987%23ABP081
0112/2///61987#ABD422 | 004 | 01 | 0112/2///61987#ABD422#004 | minimum operating relative permittivity | minimum operating dielectric constant |  |  |  | lowest relative permittivity for which a device is or should be designed to operate within its specified limits |  |  | 1 |  |  | REAL_MEASURE_TYPE |  |  |  |  | NON_DEPENDENT_P_DET | [5 empty] | 0112/2///61987#ABC451 - Normal process conditions [1]0112/2///61987#ABH071 - Fluid phase design conditions0112/2///61987#ABH462 - Normal process conditions [11]0112/2///61987#ABG346 - Normal process conditions [8]0112/2///61987#ABG343 - Normal process conditions [5]0112/2///61987#ABG344 - Normal process conditions [6]0112/2///61987#ABG347 - Normal process conditions [9] | 0112/2///61987#ABA000 | 0112/2///62720#UAA915 - quantity of dimension one |  |  | Standard |  |  |  | SC65E – IEC 61987 | - | C00091 |  | 0112-2---61987#ABD422 | https://cdd.iec.ch/cdd/iec61987/iec61987.nsf/PropertiesAllVersions/0112-2---61987%23ABD422
0112/2///61987#ABF104 | 001 | 01 | 0112/2///61987#ABF104#001 | maximum influence of process temperature on resistance |  |  |  |  | change in output of a resistance measuring device caused by a change in process temperature with respect to reference conditions, expressed as the maximum error across the specified process temperature range |  |  | mΩ/K |  |  | REAL_MEASURE_TYPE |  |  |  |  | NON_DEPENDENT_P_DET | [5 empty] | 0112/2///61987#ABF096 - Influence of external quantities expressed for resistance | 0112/2///61987#ABA000 | 0112/2///62720#UAD874 - milliohm per kelvin |  | 0112/2///61987#ABI449 - Resistance per temperature | Standard |  | IEC 61987 | IEC | SC65E | - | C00019 | 001-01 (2018-03-28 07:27:04 by BATCH 00000762) standard | 0112-2---61987#ABF104 | https://cdd.iec.ch/cdd/iec61987/iec61987.nsf/PropertiesAllVersions/0112-2---61987%23ABF104
0112/2///61987#ABF296 | 001 | 01 | 0112/2///61987#ABF296#001 | description of lead |  |  |  |  | plain text describing a lead | [5 empty] | STRING_TYPE |  |  |  |  | NON_DEPENDENT_P_DET | [5 empty] | 0112/2///61987#ABF294 - Flying lead | 0112/2///61987#ABA000 |  |  |  | Standard |  | IEC 61987 | IEC | SC65E | - | C00019 | 001-01 (2018-03-28 07:27:05 by BATCH 00000762) standard | 0112-2---61987#ABF296 | https://cdd.iec.ch/cdd/iec61987/iec61987.nsf/PropertiesAllVersions/0112-2---61987%23ABF296
0112/2///61987#ABA373 | 002 | 01 | 0112/2///61987#ABA373#002 | lower current limit of proportional range |  |  |  |  | minimum value that a current signal can assume and still exhibit linear behaviour |  |  | mA |  |  | REAL_MEASURE_TYPE |  |  |  |  | NON_DEPENDENT_P_DET | [5 empty] | 0112/2///61987#ABC085 - Analog current input parameters0112/2///61987#ABC091 - Analog current output parameters0112/2///61987#ABP015 - Analog current input parameters [I/O module] | 0112/2///61987#ABA000 | 0112/2///62720#UAA775 - milliampere |  | 0112/2///61987#ABT567 - Electrical current | Standard |  | IEC 61987 | IEC | IEC/SC 65E | - | C00112 |  | 0112-2---61987#ABA373 | https://cdd.iec.ch/cdd/iec61987/iec61987.nsf/PropertiesAllVersions/0112-2---61987%23ABA373
0112/2///61987#ABC997 | 001 | 02 | 0112/2///61987#ABC997#001 | reference to Material of holder |  |  |  |  | reference to block ABC367 | [5 empty] | CLASS_REFERENCE_TYPE(0112/2///61987#ABC367) 0112/2///61987#ABC367 - Material of holder |  |  |  |  | NON_DEPENDENT_P_DET | [5 empty] | 0112/2///61987#ABC465 - Orifice plate and holder | 0112/2///61987#ABA000 |  |  |  | Standard |  |  |  | SC65E – IEC 61987 | - | C00004 |  | 0112-2---61987#ABC997 | https://cdd.iec.ch/cdd/iec61987/iec61987.nsf/PropertiesAllVersions/0112-2---61987%23ABC997
0112/2///61987#ABF100 | 001 | 01 | 0112/2///61987#ABF100#001 | maximum influence of ambient temperature on resistance |  |  |  |  | change in output of a resistance measuring device caused by a change in ambient temperature with respect to reference conditions, expressed as the maximum error across the specified ambient temperature range |  |  | mΩ/K |  |  | REAL_MEASURE_TYPE |  |  |  |  | NON_DEPENDENT_P_DET | [5 empty] | 0112/2///61987#ABF096 - Influence of external quantities expressed for resistance0112/2///61987#ABP041 - Influence of external quantities expressed for resistance [I/O module] | 0112/2///61987#ABA000 | 0112/2///62720#UAD874 - milliohm per kelvin |  | 0112/2///61987#ABI449 - Resistance per temperature | Standard |  | IEC 61987 | IEC | SC65E | - | C00019 | 001-01 (2018-03-28 07:27:04 by BATCH 00000762) standard | 0112-2---61987#ABF100 | https://cdd.iec.ch/cdd/iec61987/iec61987.nsf/PropertiesAllVersions/0112-2---61987%23ABF100
0112/2///61987#ABD030 | 001 | 02 | 0112/2///61987#ABD030#001 | reference to Material of ultrasonic flow sensor head |  |  |  |  | reference to block ABC400 | [5 empty] | CLASS_REFERENCE_TYPE(0112/2///61987#ABC400) 0112/2///61987#ABC400 - Material of ultrasonic flow sensor head |  |  |  |  | NON_DEPENDENT_P_DET | [5 empty] | 0112/2///61987#ABC043 - Transducer of an ultrasonic flow transmitter0112/2///61987#ABC289 - Inline ultrasonic flowmeter0112/2///61987#ABC302 - Insertion ultrasonic flowmeter0112/2///61987#ABF639 - Transducer of an ultrasonic density transmitter | 0112/2///61987#ABA000 |  |  |  | Standard |  |  |  | SC65E – IEC 61987 | - | C00004 |  | 0112-2---61987#ABD030 | https://cdd.iec.ch/cdd/iec61987/iec61987.nsf/PropertiesAllVersions/0112-2---61987%23ABD030
0112/2///61987#ABC778 | 004 | 02 | 0112/2///61987#ABC778#004 | reference to Cable specification |  |  |  |  | reference to block ABC148 | [5 empty] | CLASS_REFERENCE_TYPE(0112/2///61987#ABC148) 0112/2///61987#ABC148 - Cable specification |  |  |  |  | DEPENDENT_P_DET | [5 empty] | 0112/2///61987#ABC085 - Analog current input parameters0112/2///61987#ABC094 - Analog voltage input parameters0112/2///61987#ABC140 - Binary current output0112/2///61987#ABC142 - Binary input0112/2///61987#ABC145 - Binary output IEC 60947-5-6 (NAMUR)0112/2///61987#ABC219 - Electrical power output circuit0112/2///61987#ABC335 - Manufacturer-specific parameters0112/2///61987#ABC579 - RTD input0112/2///61987#ABC652 - Thermocouple input0112/2///61987#ABC685 - Wired communication interface0112/2///61987#ABE570 - Solenoid valve binary input0112/2///61987#ABF287 - Input for temperature transmitter0112/2///61987#ABF289 - RTD/thermocouple probe output0112/2///61987#ABC091 - Analog current output parameters0112/2///61987#ABC099 - Analog voltage output parameters0112/2///61987#ABC141 - Binary transistor/triac output0112/2///61987#ABC143 - Binary input IEC 60947-5-6 (NAMUR)0112/2///61987#ABC144 - Binary relay output0112/2///61987#ABC218 - Electrical power input circuit0112/2///61987#ABC555 - Pulse/frequency input/output parameters0112/2///61987#ABP015 - Analog current input parameters [I/O module]0112/2///61987#ABP019 - Analog voltage input parameters [I/O module]0112/2///61987#ABP021 - Binary input [I/O module]0112/2///61987#ABP023 - Binary powered output0112/2///61987#ABP031 - Frequency input parameters [I/O module]0112/2///61987#ABP050 - mV input [I/O module]0112/2///61987#ABP068 - Resistor input [I/O module]0112/2///61987#ABP069 - RMS input0112/2///61987#ABP070 - RTD input [I/O module]0112/2///61987#ABP075 - Thermocouple input [I/O module] | 0112/2///61987#ABA000 |  |  |  | Standard |  | IEC 61987 | IEC | IEC SC65E | 0112/2///61987#ABA401 - number of cable specifications | C00112 |  | 0112-2---61987#ABC778 | https://cdd.iec.ch/cdd/iec61987/iec61987.nsf/PropertiesAllVersions/0112-2---61987%23ABC778
0112/2///61987#ABB109 | 001 | 02 | 0112/2///61987#ABB109#001 | sensor purging |  |  |  |  | cleaning option for in-line cleaning of the sensor of a device | [5 empty] | STRING_TYPE |  |  |  |  | NON_DEPENDENT_P_DET | [5 empty] | 0112/2///61987#ABC590 - Sensor of a thermal mass flow transmitter | 0112/2///61987#ABA000 |  |  |  | Standard |  |  |  | SC65E – IEC 61987 | - | C00004 |  | 0112-2---61987#ABB109 | https://cdd.iec.ch/cdd/iec61987/iec61987.nsf/PropertiesAllVersions/0112-2---61987%23ABB109
0112/2///61987#ABA381 | 002 | 01 | 0112/2///61987#ABA381#002 | minimum power |  |  |  |  | lowest power which will be consumed or can be supplied |  |  | W |  |  | REAL_MEASURE_TYPE |  |  |  |  | NON_DEPENDENT_P_DET | [5 empty] | 0112/2///61987#ABC212 - Electrical data for active behaviour0112/2///61987#ABC213 - Electrical data for passive behaviour | 0112/2///61987#ABA000 | 0112/2///62720#UAA306 - watt |  | 0112/2///61987#ABT525 - Power | Standard |  |  |  | SC65E – IEC 61987 | - | C00004 |  | 0112-2---61987#ABA381 | https://cdd.iec.ch/cdd/iec61987/iec61987.nsf/PropertiesAllVersions/0112-2---61987%23ABA381
0112/2///61987#ABD596 | 002 | 01 | 0112/2///61987#ABD596#002 | humidity of gas |  |  |  |  | qualitative stated nature of a gas contain certain amounts of water | [5 empty] | ENUM_CODE_TYPE(0112/2///61987#ABL383) |  |  |  |  | DEPENDENT_P_DET |  |  | 0112/2///61987#ABL383 | 0112/2///61987#ABM251 - dry0112/2///61987#ABM252 - humid0112/2///61987#ABM253 - saturated0112/2///61987#ABI407 - others |  | 0112/2///61987#ABD955 - Other process material properties [2] | 0112/2///61987#ABA000 |  |  |  | Standard |  |  |  |  | 0112/2///61987#ABI406 - empty_property | C00091 |  | 0112-2---61987#ABD596 | https://cdd.iec.ch/cdd/iec61987/iec61987.nsf/PropertiesAllVersions/0112-2---61987%23ABD596
0112/2///61987#ABF274 | 001 | 01 | 0112/2///61987#ABF274#001 | type of upper shut-off valve |  |  |  |  | classification of the shut-off valve located at the upper part of a measuring chamber according to its mechanical construction | [5 empty] | STRING_TYPE |  |  |  |  | NON_DEPENDENT_P_DET | [5 empty] | 0112/2///61987#ABF023 - Structural design of a bypass/measuring chamber | 0112/2///61987#ABA000 |  |  |  | Standard |  | IEC 61987 | IEC | SC65E | - | C00018 | 001-01 (2018-03-28 07:27:05 by BATCH 00000762) standard | 0112-2---61987#ABF274 | https://cdd.iec.ch/cdd/iec61987/iec61987.nsf/PropertiesAllVersions/0112-2---61987%23ABF274
0112/2///61987#ABF789 | 001 | 01 | 0112/2///61987#ABF789#001 | reference to Material of torsion rod |  |  |  |  | reference to block ABF364 | [5 empty] | CLASS_REFERENCE_TYPE(0112/2///61987#ABF364) 0112/2///61987#ABF364 - Material of torsion rod |  |  |  |  | NON_DEPENDENT_P_DET | [5 empty] | 0112/2///61987#ABF360 - Displacer | 0112/2///61987#ABA000 |  |  |  | Standard |  | IEC 61987 | IEC | SC65E | - | C00018 | 001-01 (2018-03-28 07:27:09 by BATCH 00000762) standard | 0112-2---61987#ABF789 | https://cdd.iec.ch/cdd/iec61987/iec61987.nsf/PropertiesAllVersions/0112-2---61987%23ABF789
0112/2///61987#ABF545 | 001 | 01 | 0112/2///61987#ABF545#001 | reference standard for laser class |  |  |  |  | standard on which the statement of laser class is based | [5 empty] | STRING_TYPE |  |  |  |  | NON_DEPENDENT_P_DET | [5 empty] | 0112/2///61987#ABF542 - Laser probe | 0112/2///61987#ABA000 |  |  |  | Standard |  | IEC 61987 | IEC | SC65E | - | C00018 | 001-01 (2018-03-28 07:27:07 by BATCH 00000762) standard | 0112-2---61987#ABF545 | https://cdd.iec.ch/cdd/iec61987/iec61987.nsf/PropertiesAllVersions/0112-2---61987%23ABF545
0112/2///61987#ABH605 | 001 | 01 | 0112/2///61987#ABH605#001 | unit of measure for replacement value |  |  |  |  | unit of a forced output value | [5 empty] | STRING_TYPE |  |  |  |  | NON_DEPENDENT_P_DET | [5 empty] | 0112/2///61987#ABH596 - Replacement of values | 0112/2///61987#ABA000 |  |  |  | Standard |  | IEC 61987 |  | SC65E – IEC 61987 | - | C00018 | 001-01 (2019-03-08 15:35:29 by BATCH 00000766) standard | 0112-2---61987#ABH605 | https://cdd.iec.ch/cdd/iec61987/iec61987.nsf/PropertiesAllVersions/0112-2---61987%23ABH605
0112/2///61987#ABE796 | 001 | 01 | 0112/2///61987#ABE796#001 | inaccuracy of concentration |  |  |  |  | for a concentration measurement, the maximum positive and negative deviation from the specified characteristic curve observed in testing a device under specified conditions and by a specified procedure |  |  | mg/m³ |  |  | REAL_MEASURE_TYPE |  |  | IEC 61298-1, Ed. 2.0, 3.5 |  | NON_DEPENDENT_P_DET | [5 empty] | 0112/2///61987#ABE792 - Absolute performance for concentration0112/2///61987#ABE800 - Accuracy for a subrange of concentration | 0112/2///61987#ABA000 | 0112/2///62720#UAA830 - milligram per metre cubed |  | 0112/2///61987#ABT575 - Mass concentration (mass per volume) | Standard |  | IEC 61987 | IEC | SC65E | - | C00018 | 001-01 (2018-03-28 07:27:02 by BATCH 00000762) standard | 0112-2---61987#ABE796 | https://cdd.iec.ch/cdd/iec61987/iec61987.nsf/PropertiesAllVersions/0112-2---61987%23ABE796
0112/2///61987#ABE814 | 001 | 01 | 0112/2///61987#ABE814#001 | lower range-limit of level |  |  |  |  | lowest value of level that a device can be adjusted to measure within its specified accuracy limits |  |  | m |  |  | REAL_MEASURE_TYPE |  |  |  |  | NON_DEPENDENT_P_DET | [5 empty] | 0112/2///61987#ABE813 - Measuring range for level | 0112/2///61987#ABA000 | 0112/2///62720#UAA726 - metre |  | 0112/2///61987#ABT548 - Length short | Standard |  | IEC 61987 | IEC | SC65E | - | C00018 | 001-01 (2018-03-28 07:27:02 by BATCH 00000762) standard | 0112-2---61987#ABE814 | https://cdd.iec.ch/cdd/iec61987/iec61987.nsf/PropertiesAllVersions/0112-2---61987%23ABE814
0112/2///61987#ABE975 | 001 | 01 | 0112/2///61987#ABE975#001 | average influence of process pressure on mass |  |  |  |  | change in output of a mass measuring device caused by a change in process pressure with respect to reference conditions, expressed as the average error across the specified process pressure range |  |  | kg/bar |  |  | REAL_MEASURE_TYPE |  |  |  |  | NON_DEPENDENT_P_DET | [5 empty] | 0112/2///61987#ABE970 - Influence of external quantities expressed for mass | 0112/2///61987#ABA000 | 0112/2///62720#UAA596 - kilogram per bar |  | 0112/2///61987#ABT542 - Mass per pressure | Standard |  | IEC 61987 | IEC | SC65E | - | C00018 | 001-01 (2018-03-28 07:27:03 by BATCH 00000762) standard | 0112-2---61987#ABE975 | https://cdd.iec.ch/cdd/iec61987/iec61987.nsf/PropertiesAllVersions/0112-2---61987%23ABE975
0112/2///61987#ABF257 | 001 | 01 | 0112/2///61987#ABF257#001 | vacuum leakage rate |  |  |  |  | amount of gas rate flowing through leaks into a vacuum system, expressed as the pressure times volume per time |  |  | mbar·l/s |  |  | REAL_MEASURE_TYPE |  |  |  |  | NON_DEPENDENT_P_DET | [5 empty] | 0112/2///61987#ABF254 - Objective | 0112/2///61987#ABA000 | 0112/2///62720#UAA813 - millibar litre per second |  | 0112/2///61987#ABT552 - Leakage rate | Standard |  | IEC 61987 | IEC | SC65E | - | C00019 | 001-01 (2018-03-28 07:27:05 by BATCH 00000762) standard | 0112-2---61987#ABF257 | https://cdd.iec.ch/cdd/iec61987/iec61987.nsf/PropertiesAllVersions/0112-2---61987%23ABF257
0112/2///61987#ABJ462 | 001 | 01 | 0112/2///61987#ABJ462#001 | reference to DISCRETE_PRIMARY_MEASUREMENT |  |  |  |  | reference to block ABI824 | [5 empty] | CLASS_REFERENCE_TYPE(0112/2///61987#ABI824) 0112/2///61987#ABI824 - DISCRETE_PRIMARY_MEASUREMENT |  |  |  |  | NON_DEPENDENT_P_DET | [5 empty] | 0112/2///61987#ABH878 - Discrete input function block | 0112/2///61987#ABA000 |  |  |  | Standard |  |  |  | SC65E – IEC 61987 | - | C00018 | 001-01 (2019-03-08 15:35:33 by BATCH 00000766) standard | 0112-2---61987#ABJ462 | https://cdd.iec.ch/cdd/iec61987/iec61987.nsf/PropertiesAllVersions/0112-2---61987%23ABJ462
0112/2///61987#ABA285 | 001 | 01 | 0112/2///61987#ABA285#001 | time of generation |  |  |  |  | time when the item was generated | The format for time is the lexical representation allowed by ISO 8601, i. e. "hh:mm:ss.sss" with optional time zone. |  |  |  |  | TIME_TYPE |  |  |  |  | NON_DEPENDENT_P_DET | [5 empty] | 0112/2///61987#ABA362 - Document information | 0112/2///61987#ABA000 |  |  |  | Standard |  | IEC 61987 |  | SC65E – IEC 61987 | - | C00018 | 001-01 (2019-03-08 15:35:28 by BATCH 00000766) standard | 0112-2---61987#ABA285 | https://cdd.iec.ch/cdd/iec61987/iec61987.nsf/PropertiesAllVersions/0112-2---61987%23ABA285
0112/2///61987#ABB675 | 002 | 01 | 0112/2///61987#ABB675#002 | reference base for maximum influence of process temperature |  |  |  |  | basis for stating a maximum influence of process temperature | [5 empty] | ENUM_CODE_TYPE(0112/2///61987#ABJ764) |  |  |  |  | DEPENDENT_P_DET |  |  | 0112/2///61987#ABJ764 | 0112/2///61987#ABL009 - relative to calibrated span0112/2///61987#ABL010 - relative to full scale0112/2///61987#ABL011 - relative to measured value0112/2///61987#ABL012 - relative to measuring upper range-limit0112/2///61987#ABL013 - relative to span0112/2///61987#ABI407 - others |  | 0112/2///61987#ABJ593 - Influence of external quantities expressed as a percentage [5]0112/2///61987#ABC276 - Influence of external quantities expressed as a percentage0112/2///61987#ABG313 - Influence of external quantities expressed as a percentage [3]0112/2///61987#ABG314 - Influence of external quantities expressed as a percentage [4] | 0112/2///61987#ABA000 |  |  |  | Standard |  |  |  | SC65E – IEC 61987 | 0112/2///61987#ABI406 - empty_property | C00091 |  | 0112-2---61987#ABB675 | https://cdd.iec.ch/cdd/iec61987/iec61987.nsf/PropertiesAllVersions/0112-2---61987%23ABB675
0112/2///61987#ABB362 | 006 | 01 | 0112/2///61987#ABB362#006 | number of area classifications |  |  |  |  | @number of area classifications |  | cardinality property |  |  |  | INT_TYPE |  |  |  |  | CONDITION_DET | [5 empty] | 0112/2///61987#ABC512 - Physical location0112/2///61987#ABD976 - Physical location [2]0112/2///61987#ABD977 - Physical location [3]0112/2///61987#ABG480 - Physical location [4] | 0112/2///61987#ABA000 |  |  |  | Standard |  |  |  | SC65E – IEC 61987 | - | C00004 |  | 0112-2---61987#ABB362 | https://cdd.iec.ch/cdd/iec61987/iec61987.nsf/PropertiesAllVersions/0112-2---61987%23ABB362
0112/2///61987#ABE952 | 001 | 01 | 0112/2///61987#ABE952#001 | average influence of process temperature on level |  |  |  |  | change in output of a level measuring device caused by a change in process temperature with respect to reference conditions, expressed as the average error across the specified process temperature range |  |  | m/K |  |  | REAL_MEASURE_TYPE |  |  |  |  | NON_DEPENDENT_P_DET | [5 empty] | 0112/2///61987#ABE949 - Influence of external quantities expressed for level | 0112/2///61987#ABA000 | 0112/2///62720#UAA728 - metre per kelvin |  | 0112/2///61987#ABT549 - Length per temperature | Standard |  | IEC 61987 | IEC | SC65E | - | C00018 | 001-01 (2018-03-28 07:27:03 by BATCH 00000762) standard | 0112-2---61987#ABE952 | https://cdd.iec.ch/cdd/iec61987/iec61987.nsf/PropertiesAllVersions/0112-2---61987%23ABE952
0112/2///61987#ABA429 | 001 | 04 | 0112/2///61987#ABA429#001 | minimum assignable pulse value of normalized volume |  |  |  |  | lowest normalized volumetric quantity assignable to one pulse |  |  | l |  |  | REAL_MEASURE_TYPE |  |  |  |  | NON_DEPENDENT_P_DET | [5 empty] | 0112/2///61987#ABC112 - Assigned normalized volume pulse value | 0112/2///61987#ABA000 | 0112/2///62720#UAA649 - litre |  | 0112/2///61987#ABT505 - Volume | Standard |  |  |  | SC65E – IEC 61987 | - | C00004 |  | 0112-2---61987#ABA429 | https://cdd.iec.ch/cdd/iec61987/iec61987.nsf/PropertiesAllVersions/0112-2---61987%23ABA429
0112/2///61987#ABF619 | 001 | 01 | 0112/2///61987#ABF619#001 | average influence of process temperature on volume fraction |  |  |  |  | change in output of a volume fraction measuring device caused by a change in process temperature with respect to reference conditions, expressed as the average error within the specified process temperature range |  |  | %/K |  |  | REAL_MEASURE_TYPE |  |  |  |  | NON_DEPENDENT_P_DET | [5 empty] | 0112/2///61987#ABF616 - Influence of external quantities expressed for volume fraction | 0112/2///61987#ABA000 | 0112/2///62720#UAA008 - percent per kelvin |  | 0112/2///61987#ABT527 - Percentage per temperature | Standard |  | IEC 61987 | IEC | SC65E | - | C00018 | 001-01 (2018-03-28 07:27:08 by BATCH 00000762) standard | 0112-2---61987#ABF619 | https://cdd.iec.ch/cdd/iec61987/iec61987.nsf/PropertiesAllVersions/0112-2---61987%23ABF619
0112/2///61987#ABP267 | 001 | 01 | 0112/2///61987#ABP267#001 | reference to Rated Operating Conditions [infrastructure device] |  |  |  |  | reference to block ABP063 | [5 empty] | CLASS_REFERENCE_TYPE(0112/2///61987#ABP063) 0112/2///61987#ABP063 - Rated Operating Conditions [infrastructure device] |  |  |  |  | NON_DEPENDENT_P_DET | [5 empty] | 0112/2///61987#ABP026 - Device LOP for I/O modules | 0112/2///61987#ABA000 |  |  |  | Standard |  | IEC 61987 | IEC | IEC/SC 65E | - | C00128 | 001-01 (2023-01-23 14:53:53 by BATCH 00000807) standard | 0112-2---61987#ABP267 | https://cdd.iec.ch/cdd/iec61987/iec61987.nsf/PropertiesAllVersions/0112-2---61987%23ABP267
0112/2///61987#ABH979 | 001 | 01 | 0112/2///61987#ABH979#001 | DECIMAL_POINT |  |  |  |  | parameter setting the number of digits to the right of the decimal point which should be used by an interface device in displaying the specified parameter | [5 empty] | INT_TYPE |  |  |  |  | NON_DEPENDENT_P_DET | [5 empty] | 0112/2///61987#ABH877 - OUT_SCALE0112/2///61987#ABH889 - IN_SCALE0112/2///61987#ABJ623 - TRACK_IN_SCALE | 0112/2///61987#ABA000 |  |  |  | Standard |  |  |  | SC65E – IEC 61987 | - | C00018 | 001-01 (2019-03-08 15:35:31 by BATCH 00000766) standard | 0112-2---61987#ABH979 | https://cdd.iec.ch/cdd/iec61987/iec61987.nsf/PropertiesAllVersions/0112-2---61987%23ABH979
0112/2///61987#ABH379 | 001 | 01 | 0112/2///61987#ABH379#001 | type of pad or collar |  |  |  |  | classification of a pad or collar according to its constructional design | [5 empty] | STRING_TYPE |  |  |  |  | NON_DEPENDENT_P_DET | [5 empty] | 0112/2///61987#ABF405 - Structural design of an insert/element | 0112/2///61987#ABA000 |  |  |  | Standard |  |  |  | SC65E – IEC 61987 | - | C0018 | 001-01 (2018-03-28 07:27:15 by BATCH 00000762) standard | 0112-2---61987#ABH379 | https://cdd.iec.ch/cdd/iec61987/iec61987.nsf/PropertiesAllVersions/0112-2---61987%23ABH379
0112/2///61987#ABF571 | 001 | 01 | 0112/2///61987#ABF571#001 | lower range-limit of mass fraction |  |  |  |  | lowest value of mass fraction that a device can be adjusted to measure within its specified accuracy limits |  |  | % |  |  | REAL_MEASURE_TYPE |  |  |  |  | NON_DEPENDENT_P_DET | [5 empty] | 0112/2///61987#ABF569 - Measuring range for mass fraction | 0112/2///61987#ABA000 | 0112/2///62720#UAA000 - percent |  | 0112/2///61987#ABT533 - Percentage | Standard |  | IEC 61987 | IEC | SC65E | - | C00017 | 001-01 (2018-03-28 07:27:07 by BATCH 00000762) standard | 0112-2---61987#ABF571 | https://cdd.iec.ch/cdd/iec61987/iec61987.nsf/PropertiesAllVersions/0112-2---61987%23ABF571
0112/2///61987#ABF901 | 001 | 01 | 0112/2///61987#ABF901#001 | reference to Device LOP for temperature connection head |  |  |  |  | reference to block ABE762 | [5 empty] | CLASS_REFERENCE_TYPE(0112/2///61987#ABE762) 0112/2///61987#ABE762 - Device LOP for temperature connection head |  |  |  |  | NON_DEPENDENT_P_DET | [5 empty] | 0112/2///61987#ABA848 - Temperature transmitter connection head | 0112/2///61987#ABA000 |  |  |  | Standard |  | IEC 61987 | IEC | SC65E | - | C00019 | 001-01 (2018-03-28 07:27:10 by BATCH 00000762) standard | 0112-2---61987#ABF901 | https://cdd.iec.ch/cdd/iec61987/iec61987.nsf/PropertiesAllVersions/0112-2---61987%23ABF901
0112/2///61987#ABD187 | 001 | 02 | 0112/2///61987#ABD187#001 | reference to Rated Operating Conditions [1] |  |  |  |  | reference to block ABC557 | [5 empty] | CLASS_REFERENCE_TYPE(0112/2///61987#ABC557) 0112/2///61987#ABC557 - Rated operating conditions [1] |  |  |  |  | NON_DEPENDENT_P_DET | [5 empty] | 0112/2///61987#ABA005 - Device LOP for flow transmitter0112/2///61987#ABA006 - Device LOP for coriolis mass flow transmitter0112/2///61987#ABA007 - Device LOP for swirl flow transmitter0112/2///61987#ABA008 - Device LOP for electromagnetic flow transmitter0112/2///61987#ABA009 - Device LOP for electromagnetic insertion flow transmitter0112/2///61987#ABA013 - Device LOP for (oval) gear flow transmitter/gauge0112/2///61987#ABA014 - Device LOP for piston flow transmitter/gauge0112/2///61987#ABA016 - Device LOP for thermal mass flow transmitter0112/2///61987#ABA018 - Device LOP for turbine/propeller/Woltmann flow transmitter/gauge0112/2///61987#ABA019 - Device LOP for ultrasonic flow transmitter0112/2///61987#ABA020 - Device LOP for variable area flow transmitter/gauge0112/2///61987#ABA022 - Device LOP for vortex flow transmitter0112/2///61987#ABA023 - Device LOP for positive displacement flow transmitter/gauge0112/2///61987#ABA024 - Device LOP for helix flow transmitter/gauge | 0112/2///61987#ABA000 |  |  |  | Standard |  |  |  | SC65E – IEC 61987 | - | C00004 |  | 0112-2---61987#ABD187 | https://cdd.iec.ch/cdd/iec61987/iec61987.nsf/PropertiesAllVersions/0112-2---61987%23ABD187
0112/2///61987#ABB428 | 002 | 01 | 0112/2///61987#ABB428#002 | diameter ratio (Beta d/D) |  |  |  |  | ratio of an orifice bore or flow nozzle throat diameter to the pipe inside diameter |  |  | 1 |  |  | REAL_MEASURE_TYPE |  |  |  |  | NON_DEPENDENT_P_DET | [5 empty] | 0112/2///61987#ABC244 - Flow nozzle0112/2///61987#ABC465 - Orifice plate and holder0112/2///61987#ABE614 - Structural design of a restriction orifice/diffuser | 0112/2///61987#ABA000 | 0112/2///62720#UAA915 - quantity of dimension one |  |  | Standard |  |  |  | SC65E – IEC 61987 | - | C00019 |  | 0112-2---61987#ABB428 | https://cdd.iec.ch/cdd/iec61987/iec61987.nsf/PropertiesAllVersions/0112-2---61987%23ABB428
0112/2///61987#ABE485 | 001 | 02 | 0112/2///61987#ABE485#001 | reference to Pneumatic solenoid valve input |  |  |  |  | reference to block ABE571 | [5 empty] | CLASS_REFERENCE_TYPE(0112/2///61987#ABE571) 0112/2///61987#ABE571 - Pneumatic solenoid valve input |  |  |  |  | DEPENDENT_P_DET | [5 empty] | 0112/2///61987#ABE569 - Input [14] | 0112/2///61987#ABA000 |  |  |  | Standard |  | IEC 61987 | IEC | IEC SC65E | 0112/2///61987#ABE484 - number of pneumatic solenoid valve inputs | C00112 |  | 0112-2---61987#ABE485 | https://cdd.iec.ch/cdd/iec61987/iec61987.nsf/PropertiesAllVersions/0112-2---61987%23ABE485
0112/2///61987#ABD510 | 001 | 02 | 0112/2///61987#ABD510#001 | reference to Normal environmental conditions [1] |  |  |  |  | reference to block ABD509 | [5 empty] | CLASS_REFERENCE_TYPE(0112/2///61987#ABD509) 0112/2///61987#ABD509 - Normal environmental conditions [1] |  |  |  |  | NON_DEPENDENT_P_DET | [5 empty] | 0112/2///61987#ABD511 - Environmental design ratings [1] | 0112/2///61987#ABA000 |  |  |  | Standard |  |  |  | SC65E – IEC 61987 | - | C00004 |  | 0112-2---61987#ABD510 | https://cdd.iec.ch/cdd/iec61987/iec61987.nsf/PropertiesAllVersions/0112-2---61987%23ABD510
0112/2///61987#ABF553 | 002 | 01 | 0112/2///61987#ABF553#002 | type of ranging |  |  |  |  | method to determine the measuring range of a distance measuring system | [5 empty] | ENUM_CODE_TYPE(0112/2///61987#ABL294) |  |  |  |  | DEPENDENT_P_DET |  |  | 0112/2///61987#ABL294 | 0112/2///61987#ABL924 - auto-ranging0112/2///61987#ABL925 - manual ranging0112/2///61987#ABI407 - others |  | 0112/2///61987#ABF518 - Structural design of a laser level transmitter | 0112/2///61987#ABA000 |  |  |  | Standard |  | IEC 61987 | IEC | SC65E | 0112/2///61987#ABI406 - empty_property | C00091 |  | 0112-2---61987#ABF553 | https://cdd.iec.ch/cdd/iec61987/iec61987.nsf/PropertiesAllVersions/0112-2---61987%23ABF553
0112/2///61987#ABF529 | 002 | 01 | 0112/2///61987#ABF529#002 | set operating channel |  |  |  |  | setting of the operating channel of the device | [5 empty] | INT_TYPE |  |  |  |  | NON_DEPENDENT_P_DET | [5 empty] | 0112/2///61987#ABF525 - Microwave emitter | 0112/2///61987#ABA000 |  |  |  | Standard |  | IEC 61987 | IEC | IEC SC65E | - | C00112 |  | 0112-2---61987#ABF529 | https://cdd.iec.ch/cdd/iec61987/iec61987.nsf/PropertiesAllVersions/0112-2---61987%23ABF529
0112/2///61987#ABU671 | 001 | 01 | 0112/2///61987#ABU671#001 | reference to Temperature measurement |  |  |  |  | reference to block ABC650 | [5 empty] | CLASS_REFERENCE_TYPE(0112/2///61987#ABC650) 0112/2///61987#ABC650 - Temperature measurement |  |  |  |  | DEPENDENT_P_DET | [5 empty] | 0112/2///61987#ABG011 - Type of measured variable [39] | 0112/2///61987#ABA000 |  |  |  | Standard |  | IEC 61987 | IEC | SC65E | 0112/2///61987#ABU653 - measured variable type [39] | C00017 | 001-01 (2018-03-28 07:27:21 by BATCH 00000762) standard | 0112-2---61987#ABU671 | https://cdd.iec.ch/cdd/iec61987/iec61987.nsf/PropertiesAllVersions/0112-2---61987%23ABU671
0112/2///61987#ABE464 | 001 | 01 | 0112/2///61987#ABE464#001 | reference to Parameters of restriction orifice |  |  |  |  | reference to block ABE562 | [5 empty] | CLASS_REFERENCE_TYPE(0112/2///61987#ABE562) 0112/2///61987#ABE562 - Parameters of restriction orifice/diffuser |  |  |  |  | NON_DEPENDENT_P_DET | [5 empty] | 0112/2///61987#ABE633 - Device LOP for restriction orifice/diffuser | 0112/2///61987#ABA000 |  |  |  | Standard |  | IEC 61987 | IEC | SC65E | - | C00016 | 001-01 (2018-03-28 07:27:00 by BATCH 00000762) standard | 0112-2---61987#ABE464 | https://cdd.iec.ch/cdd/iec61987/iec61987.nsf/PropertiesAllVersions/0112-2---61987%23ABE464
0112/2///61987#ABB604 | 004 | 01 | 0112/2///61987#ABB604#004 | quantity of wires |  |  |  |  | number of wires used to supply power to the device | [5 empty] | INT_TYPE |  |  | from IEC 61987-1, 5.10 |  | NON_DEPENDENT_P_DET | [5 empty] | 0112/2///61987#ABC219 - Electrical power output circuit0112/2///61987#ABC218 - Electrical power input circuit | 0112/2///61987#ABA000 |  |  |  | Standard |  |  |  | SC65E – IEC 61987 | - | C00004 |  | 0112-2---61987#ABB604 | https://cdd.iec.ch/cdd/iec61987/iec61987.nsf/PropertiesAllVersions/0112-2---61987%23ABB604
0112/2///61987#ABB356 | 001 | 04 | 0112/2///61987#ABB356#001 | wiring inductance (Lcable) |  |  |  |  | inductance of the wiring between a power source and a connected device |  |  | mH |  |  | REAL_MEASURE_TYPE |  |  |  |  | NON_DEPENDENT_P_DET | [5 empty] | 0112/2///61987#ABC221 - Electrical wiring data | 0112/2///61987#ABA000 | 0112/2///62720#UAA789 - millihenry |  | 0112/2///61987#ABT566 - Electrical inductance | Standard |  |  |  | SC65E – IEC 61987 | - | C00004 |  | 0112-2---61987#ABB356 | https://cdd.iec.ch/cdd/iec61987/iec61987.nsf/PropertiesAllVersions/0112-2---61987%23ABB356
0112/2///61987#ABB667 | 004 | 01 | 0112/2///61987#ABB667#004 | reference base for maximum influence of ambient temperature |  |  |  |  | basis for stating a maximum percentage influence of ambient temperature | [5 empty] | ENUM_CODE_TYPE(0112/2///61987#ABJ764) |  |  |  |  | DEPENDENT_P_DET |  |  | 0112/2///61987#ABJ764 | 0112/2///61987#ABL009 - relative to calibrated span0112/2///61987#ABL010 - relative to full scale0112/2///61987#ABL011 - relative to measured value0112/2///61987#ABL012 - relative to measuring upper range-limit0112/2///61987#ABL013 - relative to span0112/2///61987#ABI407 - others |  | 0112/2///61987#ABC501 - Performance of indicator0112/2///61987#ABJ593 - Influence of external quantities expressed as a percentage [5]0112/2///61987#ABC276 - Influence of external quantities expressed as a percentage0112/2///61987#ABD890 - Influence of external quantities expressed as a percentage [2]0112/2///61987#ABG313 - Influence of external quantities expressed as a percentage [3]0112/2///61987#ABG314 - Influence of external quantities expressed as a percentage [4]0112/2///61987#ABP034 - Influence of external quantities expressed as a percentage [I/O module] | 0112/2///61987#ABA000 |  |  |  | Standard |  |  |  | SC65E – IEC 61987 | 0112/2///61987#ABI406 - empty_property | C00091 |  | 0112-2---61987#ABB667 | https://cdd.iec.ch/cdd/iec61987/iec61987.nsf/PropertiesAllVersions/0112-2---61987%23ABB667
0112/2///61987#ABU676 | 001 | 01 | 0112/2///61987#ABU676#001 | reference to Binary input |  |  |  |  | reference to block ABC142 | [5 empty] | CLASS_REFERENCE_TYPE(0112/2///61987#ABC142) 0112/2///61987#ABC142 - Binary input |  |  |  |  | DEPENDENT_P_DET | [5 empty] | 0112/2///61987#ABG070 - Type of auxiliary input [21] | 0112/2///61987#ABA000 |  |  |  | Standard |  | IEC 61987 | IEC | SC65E | 0112/2///61987#ABU654 - auxiliary input type [21] | C00017 | 001-01 (2018-03-28 07:27:21 by BATCH 00000762) standard | 0112-2---61987#ABU676 | https://cdd.iec.ch/cdd/iec61987/iec61987.nsf/PropertiesAllVersions/0112-2---61987%23ABU676
0112/2///61987#ABN753 | 002 | 01 | 0112/2///61987#ABN753#002 | reference to Specific final control elements diagnostic variables |  |  |  |  | reference to block ABN695 | [5 empty] | CLASS_REFERENCE_TYPE(0112/2///61987#ABN695) 0112/2///61987#ABN695 - Specific final control elements diagnostic variables |  |  |  |  | NON_DEPENDENT_P_DET | [5 empty] | 0112/2///61987#ABN682 - Continuous measurement variables | 0112/2///61987#ABA000 |  |  |  | Standard |  | IEC 61987 | IEC | IEC/SC 65E | - | C00112 |  | 0112-2---61987#ABN753 | https://cdd.iec.ch/cdd/iec61987/iec61987.nsf/PropertiesAllVersions/0112-2---61987%23ABN753
0112/2///61987#ABD188 | 002 | 01 | 0112/2///61987#ABD188#002 | reference to Rated Operating Conditions [2] |  |  |  |  | reference to block ABC558 | [5 empty] | CLASS_REFERENCE_TYPE(0112/2///61987#ABC558) 0112/2///61987#ABC558 - Rated operating conditions [2] |  |  |  |  | NON_DEPENDENT_P_DET | [5 empty] | 0112/2///61987#ABA025 - Device LOP for remote/separate transmitter0112/2///61987#ABE756 - Device LOP for separate level transmitter/switching unit0112/2///61987#ABF866 - Device LOP for separate density transmitter | 0112/2///61987#ABA000 |  |  |  | Standard |  |  |  | SC65E – IEC 61987 | - | C00004 |  | 0112-2---61987#ABD188 | https://cdd.iec.ch/cdd/iec61987/iec61987.nsf/PropertiesAllVersions/0112-2---61987%23ABD188
0112/2///61987#ABC831 | 004 | 02 | 0112/2///61987#ABC831#004 | reference to Digital communication interface |  |  |  |  | reference to block ABC201 | [5 empty] | CLASS_REFERENCE_TYPE(0112/2///61987#ABC201) 0112/2///61987#ABC201 - Digital communication interface |  |  |  |  | DEPENDENT_P_DET | [5 empty] | 0112/2///61987#ABC200 - Digital communication | 0112/2///61987#ABA000 |  |  |  | Standard |  | IEC 61987 | IEC | IEC SC65E | 0112/2///61987#ABB242 - number of digital communication interfaces | C00112 |  | 0112-2---61987#ABC831 | https://cdd.iec.ch/cdd/iec61987/iec61987.nsf/PropertiesAllVersions/0112-2---61987%23ABC831
0112/2///61987#ABF323 | 001 | 02 | 0112/2///61987#ABF323#001 | nominal length |  |  |  |  | length specified by the manufacturer for a device or device component, which is used for reference purposes |  |  | mm |  |  | REAL_MEASURE_TYPE |  |  |  |  | NON_DEPENDENT_P_DET | [5 empty] | 0112/2///61987#ABF319 - Structural design of a thermowell | 0112/2///61987#ABA000 | 0112/2///62720#UAA862 - millimetre |  | 0112/2///61987#ABT548 - Length short | Standard |  | IEC 61987 | IEC | SC65E | - | C00019 |  | 0112-2---61987#ABF323 | https://cdd.iec.ch/cdd/iec61987/iec61987.nsf/PropertiesAllVersions/0112-2---61987%23ABF323
0112/2///61987#ABH769 | 001 | 01 | 0112/2///61987#ABH769#001 | reference to Output values of level |  |  |  |  | reference to block ABH657 | [5 empty] | CLASS_REFERENCE_TYPE(0112/2///61987#ABH657) 0112/2///61987#ABH657 - Output values of level |  |  |  |  | NON_DEPENDENT_P_DET | [5 empty] | 0112/2///61987#ABH639 - Calibration point of level | 0112/2///61987#ABA000 |  |  |  | Standard |  | IEC 61987 |  | SC65E – IEC 61987 | - | C00018 | 001-01 (2019-03-08 15:35:30 by BATCH 00000766) standard | 0112-2---61987#ABH769 | https://cdd.iec.ch/cdd/iec61987/iec61987.nsf/PropertiesAllVersions/0112-2---61987%23ABH769
0112/2///61987#ABD680 | 003 | 01 | 0112/2///61987#ABD680#003 | operating direction of flow |  |  |  |  | flow direction through a device referred to the intended direction under the given process conditions | [5 empty] | ENUM_CODE_TYPE(0112/2///61987#ABL542) |  |  |  |  | DEPENDENT_P_DET |  |  | 0112/2///61987#ABL542 | 0112/2///61987#ABM626 - normal0112/2///61987#ABM187 - inverse0112/2///61987#ABI407 - others |  | 0112/2///61987#ABD988 - Process conditions at the inlet0112/2///61987#ABD989 - Process conditions at the outlet | 0112/2///61987#ABA000 |  |  |  | Standard |  |  |  |  | 0112/2///61987#ABI406 - empty_property | C00091 |  | 0112-2---61987#ABD680 | https://cdd.iec.ch/cdd/iec61987/iec61987.nsf/PropertiesAllVersions/0112-2---61987%23ABD680
0112/2///61987#ABF390 | 002 | 01 | 0112/2///61987#ABF390#002 | style of connection head cap securing |  |  |  |  | classification of a cover of the connection head according to its method of securing against loss of the cover | [5 empty] | ENUM_CODE_TYPE(0112/2///61987#ABL441) |  |  |  |  | DEPENDENT_P_DET |  |  | 0112/2///61987#ABL441 | 0112/2///61987#ABM450 - hinged cover0112/2///61987#ABM451 - chain0112/2///61987#ABM452 - no securing0112/2///61987#ABI407 - others |  | 0112/2///61987#ABF380 - Structural design of a connection head | 0112/2///61987#ABA000 |  |  |  | Standard |  | IEC 61987 | IEC | SC65E | 0112/2///61987#ABI406 - empty_property | C00091 |  | 0112-2---61987#ABF390 | https://cdd.iec.ch/cdd/iec61987/iec61987.nsf/PropertiesAllVersions/0112-2---61987%23ABF390
0112/2///61987#ABF836 | 001 | 01 | 0112/2///61987#ABF836#001 | reference to Calibrated measuring range for density |  |  |  |  | reference to block ABF562 | [5 empty] | CLASS_REFERENCE_TYPE(0112/2///61987#ABF562) 0112/2///61987#ABF562 - Calibrated measuring range for density |  |  |  |  | NON_DEPENDENT_P_DET | [5 empty] | 0112/2///61987#ABG359 - Density measurement [2] | 0112/2///61987#ABA000 |  |  |  | Standard |  | IEC 61987 | IEC | SC65E | - | C00017 | 001-01 (2018-03-28 07:27:09 by BATCH 00000762) standard | 0112-2---61987#ABF836 | https://cdd.iec.ch/cdd/iec61987/iec61987.nsf/PropertiesAllVersions/0112-2---61987%23ABF836
0112/2///61987#ABU551 | 003 | 01 | 0112/2///61987#ABU551#003 | reference to Function and system design [6] |  |  |  |  | reference to block ABU557 | [5 empty] | CLASS_REFERENCE_TYPE(0112/2///61987#ABU557) 0112/2///61987#ABU557 - Function and system design [6] |  |  |  |  | NON_DEPENDENT_P_DET | [5 empty] | 0112/2///61987#ABE310 - Device LOP for valve body assembly0112/2///61987#ABE311 - Device LOP for globe valve0112/2///61987#ABE312 - Device LOP for gate valve0112/2///61987#ABE313 - Device LOP for diaphragm/pinch valve0112/2///61987#ABE314 - Device LOP for butterfly valve0112/2///61987#ABE315 - Device LOP for eccentric plug valve0112/2///61987#ABE316 - Device LOP for plug valve0112/2///61987#ABE317 - Device LOP for ball valve0112/2///61987#ABE319 - Device LOP for pneumatic linear actuator0112/2///61987#ABE320 - Device LOP for pneumatic rotary actuator0112/2///61987#ABE632 - Device LOP for filter regulator | 0112/2///61987#ABA000 |  |  |  | Standard |  | IEC 61987 | IEC | SC65E | - | C00016 |  | 0112-2---61987#ABU551 | https://cdd.iec.ch/cdd/iec61987/iec61987.nsf/PropertiesAllVersions/0112-2---61987%23ABU551
0112/2///61987#ABB007 | 003 | 01 | 0112/2///61987#ABB007#003 | length of connection cable |  |  |  |  | length of a cable connecting two devices |  |  | m |  |  | REAL_MEASURE_TYPE |  |  |  |  | NON_DEPENDENT_P_DET | [5 empty] | 0112/2///61987#ABC157 - Clamp-on ultrasonic flowmeter0112/2///61987#ABC170 - Connecting cable0112/2///61987#ABC302 - Insertion ultrasonic flowmeter0112/2///61987#ABF136 - Structural design of a capacitance level transmitter/switch0112/2///61987#ABF182 - Structural design of an ultrasonic level transmitter0112/2///61987#ABF642 - Insertion ultrasonic density transmitter | 0112/2///61987#ABA000 | 0112/2///62720#UAA726 - metre |  | 0112/2///61987#ABT548 - Length short | Standard |  | IEC 61987 | IEC | IEC/SC 65E | - | C00112 |  | 0112-2---61987#ABB007 | https://cdd.iec.ch/cdd/iec61987/iec61987.nsf/PropertiesAllVersions/0112-2---61987%23ABB007
0112/2///61987#ABB497 | 001 | 04 | 0112/2///61987#ABB497#001 | height of clamp-on sensor assembly |  |  |  |  | vertical distance between the top and bottom of the device when standing in its normal position of use |  |  | mm |  |  | REAL_MEASURE_TYPE |  |  |  |  | NON_DEPENDENT_P_DET | [5 empty] | 0112/2///61987#ABC157 - Clamp-on ultrasonic flowmeter | 0112/2///61987#ABA000 | 0112/2///62720#UAA862 - millimetre |  | 0112/2///61987#ABT548 - Length short | Standard |  |  |  | SC65E – IEC 61987 | - | C00004 |  | 0112-2---61987#ABB497 | https://cdd.iec.ch/cdd/iec61987/iec61987.nsf/PropertiesAllVersions/0112-2---61987%23ABB497
0112/2///61987#ABE237 | 001 | 02 | 0112/2///61987#ABE237#001 | reference to Pneumatic/hydraulic output parameters for positioner |  |  |  |  | reference to block ABD981 | [5 empty] | CLASS_REFERENCE_TYPE(0112/2///61987#ABD981) 0112/2///61987#ABD981 - Pneumatic/hydraulic output parameters for positioner |  |  |  |  | NON_DEPENDENT_P_DET | [5 empty] | 0112/2///61987#ABD980 - Pneumatic/hydraulic output for positioner | 0112/2///61987#ABA000 |  |  |  | Standard |  |  |  |  | - | C00004 |  | 0112-2---61987#ABE237 | https://cdd.iec.ch/cdd/iec61987/iec61987.nsf/PropertiesAllVersions/0112-2---61987%23ABE237
0112/2///61987#ABA044 | 005 | 01 | 0112/2///61987#ABA044#005 | assigned LAS functionality |  |  |  |  | status of LAS functionality assigned at the factory | [5 empty] | ENUM_CODE_TYPE(0112/2///61987#ABJ765) |  |  |  |  | DEPENDENT_P_DET |  |  | 0112/2///61987#ABJ765 | 0112/2///61987#ABL014 - no0112/2///61987#ABL015 - yes0112/2///61987#ABI407 - others |  | 0112/2///61987#ABC162 - Communication protocol | 0112/2///61987#ABA000 |  |  |  | Standard |  |  |  | SC65E – IEC 61987 | 0112/2///61987#ABI406 - empty_property | C00091 |  | 0112-2---61987#ABA044 | https://cdd.iec.ch/cdd/iec61987/iec61987.nsf/PropertiesAllVersions/0112-2---61987%23ABA044
0112/2///61987#ABA584 | 001 | 02 | 0112/2///61987#ABA584#001 | colour of display background |  |  |  |  | colour used as the background to a device display | [5 empty] | STRING_TYPE |  |  |  |  | NON_DEPENDENT_P_DET | [5 empty] | 0112/2///61987#ABD471 - Dial0112/2///61987#ABD482 - Dial [2] | 0112/2///61987#ABA000 |  |  |  | Standard |  |  |  | SC65E – IEC 61987 | - | C00004 |  | 0112-2---61987#ABA584 | https://cdd.iec.ch/cdd/iec61987/iec61987.nsf/PropertiesAllVersions/0112-2---61987%23ABA584
0112/2///61987#ABN612 | 001 | 01 | 0112/2///61987#ABN612#001 | source of value of simulation |  |  |  |  | parameter indicating which variable is used for the simulation | [5 empty] | ENUM_CODE_TYPE(0112/2///61987#ABN771) |  |  |  |  | DEPENDENT_P_DET |  |  | 0112/2///61987#ABN771 | 0112/2///61987#ABN830 - replacement value0112/2///61987#ABN831 - last measurement value0112/2///61987#ABI407 - others |  | 0112/2///61987#ABN610 - Simulation | 0112/2///61987#ABA000 |  |  |  | Standard |  |  |  | SC65E – IEC 61987 | 0112/2///61987#ABI406 - empty_property | C00092 | 001-01 (2020-02-24 12:37:20 by BATCH 00000778) standard | 0112-2---61987#ABN612 | https://cdd.iec.ch/cdd/iec61987/iec61987.nsf/PropertiesAllVersions/0112-2---61987%23ABN612
0112/2///61987#ABI504 | 001 | 01 | 0112/2///61987#ABI504#001 | number of safety instructions |  |  |  |  | cardinality property for safety instruction | [5 empty] | INT_TYPE |  |  |  |  | CONDITION_DET | [5 empty] | 0112/2///61987#ABI470 - Maintenance/service and repair | 0112/2///61987#ABA000 |  |  |  | Standard |  |  |  | SC65E – IEC 61987 | - | C00018 | 001-01 (2019-03-08 15:35:32 by BATCH 00000766) standard | 0112-2---61987#ABI504 | https://cdd.iec.ch/cdd/iec61987/iec61987.nsf/PropertiesAllVersions/0112-2---61987%23ABI504
0112/2///61987#ABA354 | 001 | 04 | 0112/2///61987#ABA354#001 | upper range-value of density | upper range-value |  |  |  | density value assigned to the upper range end-value of an input or output signal |  |  | kg/m³ |  |  | REAL_MEASURE_TYPE |  |  |  |  | NON_DEPENDENT_P_DET | [5 empty] | 0112/2///61987#ABC107 - Assigned density range | 0112/2///61987#ABA000 | 0112/2///62720#UAA619 - kilogram per metre cubed |  | 0112/2///61987#ABT573 - Density | Standard |  |  |  | SC65E – IEC 61987 | - | C00004 |  | 0112-2---61987#ABA354 | https://cdd.iec.ch/cdd/iec61987/iec61987.nsf/PropertiesAllVersions/0112-2---61987%23ABA354
0112/2///61987#ABB785 | 002 | 02 | 0112/2///61987#ABB785#002 | set span for other variable |  |  |  |  | difference between the upper and lower range value of other variable to which an other variable measurement instrument is adjusted | [5 empty] | REAL_TYPE |  |  |  |  | NON_DEPENDENT_P_DET | [5 empty] | 0112/2///61987#ABC114 - Assigned other variable range | 0112/2///61987#ABA000 |  |  |  | Standard |  | IEC 61987 | IEC | IEC SC65E | - | C00112 |  | 0112-2---61987#ABB785 | https://cdd.iec.ch/cdd/iec61987/iec61987.nsf/PropertiesAllVersions/0112-2---61987%23ABB785
0112/2///61987#ABA629 | 005 | 01 | 0112/2///61987#ABA629#005 | maximum switching frequency |  |  |  |  | maximum permissible switching frequency for which a device is designed to operate |  |  | Hz |  |  | REAL_MEASURE_TYPE |  |  |  |  | NON_DEPENDENT_P_DET | [5 empty] | 0112/2///61987#ABC142 - Binary input0112/2///61987#ABC145 - Binary output IEC 60947-5-6 (NAMUR)0112/2///61987#ABC141 - Binary transistor/triac output0112/2///61987#ABC143 - Binary input IEC 60947-5-6 (NAMUR)0112/2///61987#ABC144 - Binary relay output0112/2///61987#ABE559 - Parameters of solenoid valve0112/2///61987#ABP021 - Binary input [I/O module]0112/2///61987#ABP023 - Binary powered output | 0112/2///61987#ABA000 | 0112/2///62720#UAA170 - hertz |  | 0112/2///61987#ABT561 - Frequency | Standard |  |  |  | SC65E – IEC 61987 | - | C00018 |  | 0112-2---61987#ABA629 | https://cdd.iec.ch/cdd/iec61987/iec61987.nsf/PropertiesAllVersions/0112-2---61987%23ABA629
0112/2///61987#ABF345 | 002 | 01 | 0112/2///61987#ABF345#002 | style of pressure transmitter |  |  |  |  | classification of a pressure transmitter according to the method of mounting | [5 empty] | ENUM_CODE_TYPE(0112/2///61987#ABL413) |  |  |  |  | DEPENDENT_P_DET |  |  | 0112/2///61987#ABL413 | 0112/2///61987#ABM337 - flange mounted0112/2///61987#ABM338 - clamp mounting0112/2///61987#ABI407 - others |  | 0112/2///61987#ABF341 - Structural design of a hydrostatic pressure level transmitter | 0112/2///61987#ABA000 |  |  |  | Standard |  | IEC 61987 | IEC | SC65E | 0112/2///61987#ABI406 - empty_property | C00091 |  | 0112-2---61987#ABF345 | https://cdd.iec.ch/cdd/iec61987/iec61987.nsf/PropertiesAllVersions/0112-2---61987%23ABF345
0112/2///61987#ABJ711 | 001 | 01 | 0112/2///61987#ABJ711#001 | reference to DISCRETE_READBACK_OUT |  |  |  |  | reference to block ABJ619 | [5 empty] | CLASS_REFERENCE_TYPE(0112/2///61987#ABJ619) 0112/2///61987#ABJ619 - DISCRETE_READBACK_OUT |  |  |  |  | NON_DEPENDENT_P_DET | [5 empty] | 0112/2///61987#ABH890 - Discrete output function block | 0112/2///61987#ABA000 |  |  |  | Standard |  |  |  | SC65E – IEC 61987 | - | C00018 | 001-01 (2019-03-08 15:35:34 by BATCH 00000766) standard | 0112-2---61987#ABJ711 | https://cdd.iec.ch/cdd/iec61987/iec61987.nsf/PropertiesAllVersions/0112-2---61987%23ABJ711
0112/2///61987#ABJ287 | 001 | 01 | 0112/2///61987#ABJ287#001 | UNACKNOWLEDGED |  |  |  |  | parameter indicating the status of the alert or alarm acknowledgement | [5 empty] | BINARY_TYPE | B16 |  |  |  | NON_DEPENDENT_P_DET | [5 empty] | 0112/2///61987#ABI715 - ALARM_SUMMARY | 0112/2///61987#ABA000 |  |  |  | Standard |  |  |  | SC65E – IEC 61987 | - | C00019 | 001-01 (2019-03-08 15:35:33 by BATCH 00000766) standard | 0112-2---61987#ABJ287 | https://cdd.iec.ch/cdd/iec61987/iec61987.nsf/PropertiesAllVersions/0112-2---61987%23ABJ287
0112/2///61987#ABC954 | 001 | 02 | 0112/2///61987#ABC954#001 | reference to Long-term behaviour |  |  |  |  | reference to block ABC324 | [5 empty] | CLASS_REFERENCE_TYPE(0112/2///61987#ABC324) 0112/2///61987#ABC324 - Long-term behaviour |  |  |  |  | NON_DEPENDENT_P_DET | [5 empty] | 0112/2///61987#ABC057 - Absolute performance for actual volume flow0112/2///61987#ABC058 - Absolute performance for density0112/2///61987#ABC059 - Absolute performance for dynamic viscosity0112/2///61987#ABC060 - Absolute performance for flow velocity0112/2///61987#ABC061 - Absolute performance for mass flow0112/2///61987#ABC062 - Absolute performance for normalized volume flow0112/2///61987#ABC063 - Absolute performance for other variable0112/2///61987#ABC064 - Absolute performance for pressure0112/2///61987#ABC065 - Absolute performance for temperature0112/2///61987#ABC489 - Percentage performance0112/2///61987#ABC490 - Percentage performance for pressure0112/2///61987#ABE792 - Absolute performance for concentration0112/2///61987#ABE793 - Absolute performance for volume fraction0112/2///61987#ABE826 - Absolute performance for level0112/2///61987#ABE836 - Absolute performance for volume0112/2///61987#ABE846 - Absolute performance for mass0112/2///61987#ABE856 - Absolute performance for degree of filling0112/2///61987#ABE866 - Absolute performance for point level0112/2///61987#ABE939 - Absolute performance for ullage0112/2///61987#ABF075 - Absolute performance for voltage0112/2///61987#ABF076 - Absolute performance for resistance0112/2///61987#ABF608 - Absolute performance for mass fraction0112/2///61987#ABG307 - Percentage performance [3]0112/2///61987#ABG309 - Percentage performance [6]0112/2///61987#ABG310 - Percentage performance [7]0112/2///61987#ABG311 - Percentage performance [5]0112/2///61987#ABG318 - Absolute performance for density [2]0112/2///61987#ABP011 - Absolute performance for temperature [I/O module] | 0112/2///61987#ABA000 |  |  |  | Standard |  |  |  | SC65E – IEC 61987 | - | C00004 |  | 0112-2---61987#ABC954 | https://cdd.iec.ch/cdd/iec61987/iec61987.nsf/PropertiesAllVersions/0112-2---61987%23ABC954
0112/2///61987#ABU337 | 001 | 03 | 0112/2///61987#ABU337#001 | reference to Assigned totalized value range for mass and for volume |  |  |  |  | reference to block ABC117 |  | Id specified in IEC61987-12/-13: ABC747 |  |  |  | CLASS_REFERENCE_TYPE(0112/2///61987#ABC117) 0112/2///61987#ABC117 - Assigned totalized value range for mass and for volume |  |  |  |  | DEPENDENT_P_DET | [5 empty] | 0112/2///61987#ABC124 - Assigned variable [7] | 0112/2///61987#ABA000 |  |  |  | Standard |  |  |  | SC65E – IEC 61987 | 0112/2///61987#ABU296 - assigned variable type [7] | C00004 |  | 0112-2---61987#ABU337 | https://cdd.iec.ch/cdd/iec61987/iec61987.nsf/PropertiesAllVersions/0112-2---61987%23ABU337
0112/2///61987#ABF143 | 001 | 01 | 0112/2///61987#ABF143#001 | material of probe insulation |  |  |  |  | material of which the probe insulation made | [5 empty] | STRING_TYPE |  |  |  |  | NON_DEPENDENT_P_DET | [5 empty] | 0112/2///61987#ABF136 - Structural design of a capacitance level transmitter/switch0112/2///61987#ABF155 - Single electrode probe0112/2///61987#ABF157 - Measuring/grounding probe | 0112/2///61987#ABA000 |  |  |  | Standard |  | IEC 61987 | IEC | SC65E | - | C00018 | 001-01 (2018-03-28 07:27:04 by BATCH 00000762) standard | 0112-2---61987#ABF143 | https://cdd.iec.ch/cdd/iec61987/iec61987.nsf/PropertiesAllVersions/0112-2---61987%23ABF143
0112/2///61987#ABF500 | 001 | 01 | 0112/2///61987#ABF500#001 | parameter 1 |  |  |  |  | first parameter in a fixed set of parameters | [5 empty] | REAL_TYPE |  |  |  |  | NON_DEPENDENT_P_DET | [5 empty] | 0112/2///61987#ABF497 - Resistance parameter setting/sensor matching parameters | 0112/2///61987#ABA000 |  |  |  | Standard |  | IEC 61987 | IEC | SC65E | - | C00019 | 001-01 (2018-03-28 07:27:07 by BATCH 00000762) standard | 0112-2---61987#ABF500 | https://cdd.iec.ch/cdd/iec61987/iec61987.nsf/PropertiesAllVersions/0112-2---61987%23ABF500
0112/2///61987#ABF072 | 002 | 02 | 0112/2///61987#ABF072#002 | set span for resistance |  |  |  |  | difference between the upper and lower range value of resistance to which a resistance measurement instrument is adjusted |  |  | Ω |  |  | REAL_MEASURE_TYPE |  |  |  |  | NON_DEPENDENT_P_DET | [5 empty] | 0112/2///61987#ABF066 - Assigned resistance range | 0112/2///61987#ABA000 | 0112/2///62720#UAA017 - ohm |  | 0112/2///61987#ABT564 - Electrical resistance | Standard |  | IEC 61987 | IEC | IEC SC65E | - | C00112 |  | 0112-2---61987#ABF072 | https://cdd.iec.ch/cdd/iec61987/iec61987.nsf/PropertiesAllVersions/0112-2---61987%23ABF072
0112/2///61987#ABG615 | 002 | 05 | 0112/2///61987#ABG615#002 | reference to Auxiliary input [17] |  |  |  |  | reference to block ABG055 | [5 empty] | CLASS_REFERENCE_TYPE(0112/2///61987#ABG055) 0112/2///61987#ABG055 - Auxiliary input [17] |  |  |  |  | DEPENDENT_P_DET | [5 empty] | 0112/2///61987#ABF941 - Input [34] | 0112/2///61987#ABA000 |  |  |  | Standard |  | IEC 61987 | IEC | IEC SC65E | 0112/2///61987#ABA340 - number of auxiliary inputs | C00112 |  | 0112-2---61987#ABG615 | https://cdd.iec.ch/cdd/iec61987/iec61987.nsf/PropertiesAllVersions/0112-2---61987%23ABG615
0112/2///61987#ABH816 | 002 | 01 | 0112/2///61987#ABH816#002 | style of storage |  |  |  |  | classification of a device or device components according to the assembling mode during storage | E. g. some devices may only be stored disassembled. |  |  |  |  | ENUM_CODE_TYPE(0112/2///61987#ABL370) |  |  |  |  | DEPENDENT_P_DET |  |  | 0112/2///61987#ABL370 | 0112/2///61987#ABM191 - disassembled0112/2///61987#ABM192 - separate0112/2///61987#ABM193 - built-in0112/2///61987#ABI407 - others |  | 0112/2///61987#ABH813 - Hazardous goods | 0112/2///61987#ABA000 |  |  |  | Standard |  |  |  | SC65E – IEC 61987 | 0112/2///61987#ABI406 - empty_property | C00091 |  | 0112-2---61987#ABH816 | https://cdd.iec.ch/cdd/iec61987/iec61987.nsf/PropertiesAllVersions/0112-2---61987%23ABH816
0112/2///61987#ABD395 | 006 | 01 | 0112/2///61987#ABD395#006 | service description of device |  |  |  |  | plain text characterizing the usage of a device | [5 empty] | STRING_TYPE |  |  |  |  | NON_DEPENDENT_P_DET | [5 empty] | 0112/2///61987#ABC460 - Operating conditions for device design [pressure]0112/2///61987#ABG467 - Operating conditions for device design [level]0112/2///61987#ABG468 - Operating conditions for device design [temperature]0112/2///61987#ABG469 - Operating conditions for device design [density]0112/2///61987#ABA441 - Device0112/2///61987#ABC459 - Operating conditions for device design0112/2///61987#ABD950 - Operating conditions for device design [2]0112/2///61987#ABD949 - Operating conditions for device design [3]0112/2///61987#ABD951 - Operating conditions for device design [4]0112/2///61987#ABP291 - Operating conditions for device design [infrastructure device] | 0112/2///61987#ABA000 |  |  |  | Standard |  |  |  | SC65E – IEC 61987 | - | C0004 |  | 0112-2---61987#ABD395 | https://cdd.iec.ch/cdd/iec61987/iec61987.nsf/PropertiesAllVersions/0112-2---61987%23ABD395
0112/2///61987#ABB477 | 001 | 04 | 0112/2///61987#ABB477#001 | minimum rated temperature of flow tube probe seal |  |  |  |  | lowest temperature at which a gasket or seal can be used and still retain its sealing properties |  |  | °C |  |  | REAL_MEASURE_TYPE |  |  |  |  | NON_DEPENDENT_P_DET | [5 empty] | 0112/2///61987#ABC288 - Inline thermal mass flow transmitter | 0112/2///61987#ABA000 | 0112/2///62720#UAA033 - degree Celsius |  | 0112/2///61987#ABT514 - Temperature | Standard |  |  |  | SC65E – IEC 61987 | - | C00004 |  | 0112-2---61987#ABB477 | https://cdd.iec.ch/cdd/iec61987/iec61987.nsf/PropertiesAllVersions/0112-2---61987%23ABB477
0112/2///61987#ABB316 | 001 | 04 | 0112/2///61987#ABB316#001 | reference gas pressure absolute for relative density |  |  |  |  | absolute pressure of the gas on which a statement of relative density is based |  |  | bar |  |  | REAL_MEASURE_TYPE |  |  |  |  | NON_DEPENDENT_P_DET | [5 empty] | 0112/2///61987#ABC679 - Gas/vapor phase [pressure]0112/2///61987#ABC680 - Gas/vapor phase [flow]0112/2///61987#ABD881 - Gas phase [valves]0112/2///61987#ABE045 - Vapor phase [valves]0112/2///61987#ABG463 - Gas/vapor phase [level]0112/2///61987#ABG464 - Gas/vapor phase [density] | 0112/2///61987#ABA000 | 0112/2///62720#UAA323 - bar |  | 0112/2///61987#ABT524 - Pressure | Standard |  |  |  | SC65E – IEC 61987 | - | C00004 |  | 0112-2---61987#ABB316 | https://cdd.iec.ch/cdd/iec61987/iec61987.nsf/PropertiesAllVersions/0112-2---61987%23ABB316
0112/2///61987#ABF580 | 001 | 01 | 0112/2///61987#ABF580#001 | maximum influence of volume flow rate |  |  |  |  | change in output caused by a change in volume flow rate with respect to reference conditions, expressed as the maximum error within the specified volume flow rate range |  |  | %/(m³/h) |  |  | REAL_MEASURE_TYPE |  |  |  |  | NON_DEPENDENT_P_DET | [5 empty] | 0112/2///61987#ABG314 - Influence of external quantities expressed as a percentage [4] | 0112/2///61987#ABA000 | 0112/2///62720#UAC780 - percent hour per metre cubed |  | 0112/2///61987#ABI451 - Percentage per volume flow rate | Standard |  | IEC 61987 | IEC | SC65E | - | C00017 | 001-01 (2018-03-28 07:27:07 by BATCH 00000762) standard | 0112-2---61987#ABF580 | https://cdd.iec.ch/cdd/iec61987/iec61987.nsf/PropertiesAllVersions/0112-2---61987%23ABF580
0112/2///61987#ABB491 | 001 | 04 | 0112/2///61987#ABB491#001 | beam angle of a sensor holder |  |  |  |  | angle of the ultrasonic beam when a sensor head is mounted in a sensor holder |  |  | ° |  |  | REAL_MEASURE_TYPE |  |  |  |  | NON_DEPENDENT_P_DET | [5 empty] | 0112/2///61987#ABC302 - Insertion ultrasonic flowmeter0112/2///61987#ABF642 - Insertion ultrasonic density transmitter | 0112/2///61987#ABA000 | 0112/2///62720#UAA024 - degree |  | 0112/2///61987#ABT580 - Angle | Standard |  |  |  | SC65E – IEC 61987 | - | C00004 |  | 0112-2---61987#ABB491 | https://cdd.iec.ch/cdd/iec61987/iec61987.nsf/PropertiesAllVersions/0112-2---61987%23ABB491
0112/2///61987#ABH441 | 001 | 01 | 0112/2///61987#ABH441#001 | reference to Stem/bulb extension |  |  |  |  | reference to block ABH436 | [5 empty] | CLASS_REFERENCE_TYPE(0112/2///61987#ABH436) 0112/2///61987#ABH436 - Stem/bulb extension |  |  |  |  | NON_DEPENDENT_P_DET | [5 empty] | 0112/2///61987#ABF513 - Structural design of temperature gauge | 0112/2///61987#ABA000 |  |  |  | Standard |  |  |  | SC65E – IEC 61987 | - | C0018 | 001-01 (2018-03-28 07:27:15 by BATCH 00000762) standard | 0112-2---61987#ABH441 | https://cdd.iec.ch/cdd/iec61987/iec61987.nsf/PropertiesAllVersions/0112-2---61987%23ABH441
0112/2///61987#ABV191 | 001 | 01 | 0112/2///61987#ABV191#001 | output type [20] |  |  |  |  | polymorphism property allowing selection of an output type for a device |  | Polymorphic control property |  |  |  | ENUM_STRING_TYPE(0112/2///61987#ABV150(Analog current output [15],Analog voltage output [15],Frequency output [15],Binary output IEC 60947-5-6 (NAMUR),0112/2///61987#Binary current output,0112/2///61987#Binary isolated output,0112/2///61987#Binary electronic output,0112/2///61987#Manufacturer-specific output [15])) |  |  |  |  | CONDITION_DET |  |  | 0112/2///61987#ABV150 | 0112/2///61987#ABV117 - IEC61987-11 Name of Analog current output [15]0112/2///61987#ABV118 - IEC61987-11 Name of Analog voltage output [15]0112/2///61987#ABV119 - IEC61987-11 Name of Frequency output [15]0112/2///61987#ABV133 - IEC61987-11 Name of Binary output IEC 60947-5-6 (NAMUR)0112/2///61987#ABV134 - IEC61987-11 Name of Binary current output0112/2///61987#ABV135 - IEC61987-11 Name of Binary isolated output0112/2///61987#ABV136 - IEC61987-11 Name of Binary electronic output0112/2///61987#ABV120 - IEC61987-11 Name of Manufacturer-specific output [15] |  | 0112/2///61987#ABG150 - Type of output [20] | 0112/2///61987#ABA000 |  |  |  | Standard |  | IEC 61987 | IEC | SC65E | - | C00019 | 001-01 (2018-03-28 07:27:24 by BATCH 00000762) standard | 0112-2---61987#ABV191 | https://cdd.iec.ch/cdd/iec61987/iec61987.nsf/PropertiesAllVersions/0112-2---61987%23ABV191
0112/2///61987#ABP201 | 001 | 01 | 0112/2///61987#ABP201#001 | test criterium |  |  |  |  | criterium to be met to fulfil a test specification | [5 empty] | STRING_TYPE |  |  |  |  | NON_DEPENDENT_P_DET | [5 empty] | 0112/2///61987#ABC261 - Galvanic isolation | 0112/2///61987#ABA000 |  |  |  | Standard |  | IEC 61987 | IEC | IEC/SC 65E | - | C00128 | 001-01 (2023-01-23 14:53:53 by BATCH 00000807) standard | 0112-2---61987#ABP201 | https://cdd.iec.ch/cdd/iec61987/iec61987.nsf/PropertiesAllVersions/0112-2---61987%23ABP201
0112/2///61987#ABU248 | 001 | 03 | 0112/2///61987#ABU248#001 | reference to Analog voltage input [2] |  |  |  |  | reference to block ABC093 |  | Id specified in IEC61987-12/-13: ABC723 |  |  |  | CLASS_REFERENCE_TYPE(0112/2///61987#ABC093) 0112/2///61987#ABC093 - Analog voltage input [2] |  |  |  |  | DEPENDENT_P_DET | [5 empty] | 0112/2///61987#ABC656 - Type of auxiliary input [6] | 0112/2///61987#ABA000 |  |  |  | Standard |  |  |  | SC65E – IEC 61987 | 0112/2///61987#ABU245 - auxiliary input type [6] | C00004 |  | 0112-2---61987#ABU248 | https://cdd.iec.ch/cdd/iec61987/iec61987.nsf/PropertiesAllVersions/0112-2---61987%23ABU248
0112/2///61987#ABU941 | 001 | 01 | 0112/2///61987#ABU941#001 | measured variable type [7] |  |  |  |  | type of quantity subject to measurement |  | Polymorphic control property |  |  |  | ENUM_STRING_TYPE(0112/2///61987#ABU833(Level measurement,Ullage measurement,Volume measurement,Mass measurement,Degree of filling measurement,Point level measurement,Pressure measurement,Temperature measurement,Other variable)) |  |  |  |  | CONDITION_DET |  |  | 0112/2///61987#ABU833 | 0112/2///61987#ABU753 - IEC61987-11 Name of Level measurement0112/2///61987#ABU754 - IEC61987-11 Name of Ullage measurement0112/2///61987#ABU755 - IEC61987-11 Name of Volume measurement0112/2///61987#ABU756 - IEC61987-11 Name of Mass measurement0112/2///61987#ABU757 - IEC61987-11 Name of Degree of filling measurement0112/2///61987#ABU799 - IEC61987-11 Name of Point level measurement0112/2///61987#ABU758 - IEC61987-11 Name of Pressure measurement0112/2///61987#ABU800 - IEC61987-11 Name of Temperature measurement0112/2///61987#ABU801 - IEC61987-11 Name of Other variable |  | 0112/2///61987#ABF979 - Type of measured variable [7] | 0112/2///61987#ABA000 |  |  |  | Standard |  | IEC 61987 | IEC | SC65E | - | C00018 | 001-01 (2018-03-28 07:27:22 by BATCH 00000762) standard | 0112-2---61987#ABU941 | https://cdd.iec.ch/cdd/iec61987/iec61987.nsf/PropertiesAllVersions/0112-2---61987%23ABU941
0112/2///61987#ABG911 | 001 | 01 | 0112/2///61987#ABG911#001 | reference to Limiting process conditions [9] |  |  |  |  | reference to block ABG351 | [5 empty] | CLASS_REFERENCE_TYPE(0112/2///61987#ABG351) 0112/2///61987#ABG351 - Limiting process conditions [9] |  |  |  |  | NON_DEPENDENT_P_DET | [5 empty] | 0112/2///61987#ABG336 - Process design ratings [8] | 0112/2///61987#ABA000 |  |  |  | Standard |  | IEC 61987 | IEC | SC65E | - | C00019 | 001-01 (2018-03-28 07:27:11 by BATCH 00000762) standard | 0112-2---61987#ABG911 | https://cdd.iec.ch/cdd/iec61987/iec61987.nsf/PropertiesAllVersions/0112-2---61987%23ABG911
0112/2///61987#ABG960 | 001 | 01 | 0112/2///61987#ABG960#001 | reference to Mechanical and electrical construction [radiometric density transmitter] |  |  |  |  | reference to block ABG400 | [5 empty] | CLASS_REFERENCE_TYPE(0112/2///61987#ABG400) 0112/2///61987#ABG400 - Mechanical and electrical construction [radiometric density transmitter] |  |  |  |  | NON_DEPENDENT_P_DET | [5 empty] | 0112/2///61987#ABF861 - Device LOP for radiometric density transmitter | 0112/2///61987#ABA000 |  |  |  | Standard |  | IEC 61987 | IEC | SC65E | - | C00017 | 001-01 (2018-03-28 07:27:12 by BATCH 00000762) standard | 0112-2---61987#ABG960 | https://cdd.iec.ch/cdd/iec61987/iec61987.nsf/PropertiesAllVersions/0112-2---61987%23ABG960
0112/2///61987#ABB663 | 002 | 01 | 0112/2///61987#ABB663#002 | reference base for percentage deadband |  |  |  |  | basis for stating a percentage deadband | [5 empty] | ENUM_CODE_TYPE(0112/2///61987#ABJ764) |  |  |  |  | DEPENDENT_P_DET |  |  | 0112/2///61987#ABJ764 | 0112/2///61987#ABL009 - relative to calibrated span0112/2///61987#ABL010 - relative to full scale0112/2///61987#ABL011 - relative to measured value0112/2///61987#ABL012 - relative to measuring upper range-limit0112/2///61987#ABL013 - relative to span0112/2///61987#ABI407 - others |  | 0112/2///61987#ABC067 - Accuracy expressed as a percentage [1]0112/2///61987#ABC068 - Accuracy expressed as a percentage [2]0112/2///61987#ABE365 - Accuracy expressed as a percentage [3]0112/2///61987#ABE702 - Accuracy expressed as a percentage [4]0112/2///61987#ABG353 - Accuracy expressed as a percentage [5]0112/2///61987#ABJ595 - Accuracy expressed as a percentage [6]0112/2///61987#ABP013 - Accuracy expressed as a percentage [I/O module] | 0112/2///61987#ABA000 |  |  |  | Standard |  |  |  | SC65E – IEC 61987 | 0112/2///61987#ABI406 - empty_property | C00091 |  | 0112-2---61987#ABB663 | https://cdd.iec.ch/cdd/iec61987/iec61987.nsf/PropertiesAllVersions/0112-2---61987%23ABB663
0112/2///61987#ABA370 | 001 | 05 | 0112/2///61987#ABA370#001 | set lower range end-value of current input |  |  |  |  | current value to which the lower range end-value of a current input signal has been adjusted |  |  | mA |  |  | REAL_MEASURE_TYPE |  |  |  |  | NON_DEPENDENT_P_DET | [5 empty] | 0112/2///61987#ABC085 - Analog current input parameters0112/2///61987#ABP015 - Analog current input parameters [I/O module] | 0112/2///61987#ABA000 | 0112/2///62720#UAA775 - milliampere |  | 0112/2///61987#ABT567 - Electrical current | Standard |  | IEC 61987 | IEC | IEC/SC 65E | - | C00128 |  | 0112-2---61987#ABA370 | https://cdd.iec.ch/cdd/iec61987/iec61987.nsf/PropertiesAllVersions/0112-2---61987%23ABA370
0112/2///61987#ABF870 | 001 | 01 | 0112/2///61987#ABF870#001 | reference to Device LOP for float level transmitter/switch |  |  |  |  | reference to block ABE739 | [5 empty] | CLASS_REFERENCE_TYPE(0112/2///61987#ABE739) 0112/2///61987#ABE739 - Device LOP for float level transmitter/switch |  |  |  |  | NON_DEPENDENT_P_DET | [5 empty] | 0112/2///61987#ABA708 - Float level switch0112/2///61987#ABA809 - Float level transmitter | 0112/2///61987#ABA000 |  |  |  | Standard |  | IEC 61987 | IEC | SC65E | - | C00018 | 001-01 (2018-03-28 07:27:10 by BATCH 00000762) standard | 0112-2---61987#ABF870 | https://cdd.iec.ch/cdd/iec61987/iec61987.nsf/PropertiesAllVersions/0112-2---61987%23ABF870
0112/2///61987#ABD406 | 003 | 01 | 0112/2///61987#ABD406#003 | distance of measuring point |  |  |  |  | distance between the measuring device reference point and the point at which the measurement is made | the reference point of a measuring device is the sealing surface of the connection flange or the process end of the connection thread |  | mm |  |  | REAL_MEASURE_TYPE |  |  |  |  | NON_DEPENDENT_P_DET | [5 empty] | 0112/2///61987#ABC322 - Line or nozzle | 0112/2///61987#ABA000 | 0112/2///62720#UAA862 - millimetre |  | 0112/2///61987#ABT548 - Length short | Standard |  |  |  | SC65E – IEC 61987 | - | C00004 |  | 0112-2---61987#ABD406 | https://cdd.iec.ch/cdd/iec61987/iec61987.nsf/PropertiesAllVersions/0112-2---61987%23ABD406
0112/2///61987#ABG612 | 001 | 02 | 0112/2///61987#ABG612#001 | reference to Auxiliary input [14] |  |  |  |  | reference to block ABG052 | [5 empty] | CLASS_REFERENCE_TYPE(0112/2///61987#ABG052) 0112/2///61987#ABG052 - Auxiliary input [14] |  |  |  |  | DEPENDENT_P_DET | [5 empty] | 0112/2///61987#ABF927 - Input [20] | 0112/2///61987#ABA000 |  |  |  | Standard |  | IEC 61987 | IEC | IEC SC65E | 0112/2///61987#ABA340 - number of auxiliary inputs | C00112 |  | 0112-2---61987#ABG612 | https://cdd.iec.ch/cdd/iec61987/iec61987.nsf/PropertiesAllVersions/0112-2---61987%23ABG612
0112/2///61987#ABH073 | 001 | 01 | 0112/2///61987#ABH073#001 | maximum phase height |  |  |  |  | highest phase height for which a device is or must be designed to operate within its specified limits |  |  | mm |  |  | REAL_MEASURE_TYPE |  |  |  |  | NON_DEPENDENT_P_DET | [5 empty] | 0112/2///61987#ABH071 - Fluid phase design conditions | 0112/2///61987#ABA000 | 0112/2///62720#UAA862 - millimetre |  | 0112/2///61987#ABT548 - Length short | Standard |  | IEC 61987 | IEC | SC65E | - | C00018 | 001-01 (2018-03-28 07:27:13 by BATCH 00000762) standard | 0112-2---61987#ABH073 | https://cdd.iec.ch/cdd/iec61987/iec61987.nsf/PropertiesAllVersions/0112-2---61987%23ABH073
0112/2///61987#ABU199 | 001 | 03 | 0112/2///61987#ABU199#001 | reference to Absolute performance for pressure |  |  |  |  | reference to block ABC064 |  | Id specified in IEC61987-12/-13: ABC694 |  |  |  | CLASS_REFERENCE_TYPE(0112/2///61987#ABC064) 0112/2///61987#ABC064 - Absolute performance for pressure |  |  |  |  | DEPENDENT_P_DET | [5 empty] | 0112/2///61987#ABC672 - Type of performance variable [2] | 0112/2///61987#ABA000 |  |  |  | Standard |  |  |  | SC65E – IEC 61987 | 0112/2///61987#ABU168 - performance variable type [2] | C00004 |  | 0112-2---61987#ABU199 | https://cdd.iec.ch/cdd/iec61987/iec61987.nsf/PropertiesAllVersions/0112-2---61987%23ABU199
0112/2///61987#ABD678 | 001 | 04 | 0112/2///61987#ABD678#001 | opening time for on/off operation |  |  |  |  | user requirement placed on the overall opening time of an on/off valve |  |  | s |  |  | REAL_MEASURE_TYPE |  |  |  |  | NON_DEPENDENT_P_DET | [5 empty] | 0112/2///61987#ABD843 - Design conditions for actuators | 0112/2///61987#ABA000 | 0112/2///62720#UAA972 - second |  | 0112/2///61987#ABT510 - Time/time duration short | Standard |  |  |  |  | - | C00004 |  | 0112-2---61987#ABD678 | https://cdd.iec.ch/cdd/iec61987/iec61987.nsf/PropertiesAllVersions/0112-2---61987%23ABD678
0112/2///61987#ABE987 | 001 | 01 | 0112/2///61987#ABE987#001 | average influence of process temperature on point level |  |  |  |  | change in output of a point level measuring device caused by a change in process temperature with respect to reference conditions, expressed as the average error across the specified process temperature range |  |  | mm |  |  | REAL_MEASURE_TYPE |  |  |  |  | NON_DEPENDENT_P_DET | [5 empty] | 0112/2///61987#ABE984 - Influence of external quantities expressed for point level | 0112/2///61987#ABA000 | 0112/2///62720#UAA862 - millimetre |  | 0112/2///61987#ABT548 - Length short | Standard |  | IEC 61987 | IEC | SC65E | - | C00018 | 001-01 (2018-03-28 07:27:03 by BATCH 00000762) standard | 0112-2---61987#ABE987 | https://cdd.iec.ch/cdd/iec61987/iec61987.nsf/PropertiesAllVersions/0112-2---61987%23ABE987
0112/2///61987#ABP181 | 001 | 01 | 0112/2///61987#ABP181#001 | withstand voltage | dielectric strength |  |  |  | value of the test voltage to be applied under specified conditions in a withstand test, during which a specified number of disruptive discharges is tolerated |  |  | V |  |  | REAL_MEASURE_TYPE |  |  | IEV 581-21-20 |  | NON_DEPENDENT_P_DET | [5 empty] | 0112/2///61987#ABC261 - Galvanic isolation | 0112/2///61987#ABA000 | 0112/2///62720#UAA296 - volt |  | 0112/2///61987#ABT506 - Voltage | Standard |  | IEC 61987 | IEC | IEC/SC 65E | - | C00128 | 001-01 (2023-01-23 14:53:52 by BATCH 00000807) standard | 0112-2---61987#ABP181 | https://cdd.iec.ch/cdd/iec61987/iec61987.nsf/PropertiesAllVersions/0112-2---61987%23ABP181
0112/2///61987#ABB918 | 001 | 04 | 0112/2///61987#ABB918#001 | length of piping |  |  |  |  | length of tube or pipe including end connections |  |  | m |  |  | REAL_MEASURE_TYPE |  |  |  |  | NON_DEPENDENT_P_DET | [5 empty] | 0112/2///61987#ABC270 - Impulse line | 0112/2///61987#ABA000 | 0112/2///62720#UAA726 - metre |  | 0112/2///61987#ABT548 - Length short | Standard |  |  |  | SC65E – IEC 61987 | - | C00004 |  | 0112-2---61987#ABB918 | https://cdd.iec.ch/cdd/iec61987/iec61987.nsf/PropertiesAllVersions/0112-2---61987%23ABB918
0112/2///61987#ABU184 | 001 | 03 | 0112/2///61987#ABU184#001 | reference to Normalized volume flow measurement |  |  |  |  | reference to block ABC456 |  | Id specified in IEC61987-12/-13: ABD086 |  |  |  | CLASS_REFERENCE_TYPE(0112/2///61987#ABC456) 0112/2///61987#ABC456 - Normalized volume flow measurement |  |  |  |  | DEPENDENT_P_DET | [5 empty] | 0112/2///61987#ABC661 - Type of measured variable [2] | 0112/2///61987#ABA000 |  |  |  | Standard |  |  |  | SC65E – IEC 61987 | 0112/2///61987#ABU167 - measured variable type [2] | C00004 |  | 0112-2---61987#ABU184 | https://cdd.iec.ch/cdd/iec61987/iec61987.nsf/PropertiesAllVersions/0112-2---61987%23ABU184
0112/2///61987#ABP099 | 001 | 01 | 0112/2///61987#ABP099#001 | assigned upper range-value of mV |  |  |  |  | mV value assigned to the upper range end-value of the input signal |  |  | mV |  |  | REAL_MEASURE_TYPE |  |  |  |  | NON_DEPENDENT_P_DET | [5 empty] | 0112/2///61987#ABP050 - mV input [I/O module] | 0112/2///61987#ABA000 | 0112/2///62720#UAA804 - millivolt |  | 0112/2///61987#ABT506 - Voltage | Standard |  | IEC 61987 | IEC | IEC/SC 65E | - | C00128 | 001-01 (2023-01-23 14:53:52 by BATCH 00000807) standard | 0112-2---61987#ABP099 | https://cdd.iec.ch/cdd/iec61987/iec61987.nsf/PropertiesAllVersions/0112-2---61987%23ABP099
0112/2///61987#ABU552 | 004 | 02 | 0112/2///61987#ABU552#004 | reference to End connection |  |  |  |  | reference to block ABD863 | [5 empty] | CLASS_REFERENCE_TYPE(0112/2///61987#ABD863) 0112/2///61987#ABD863 - End connection |  |  |  |  | DEPENDENT_P_DET | [5 empty] | 0112/2///61987#ABE614 - Structural design of a restriction orifice/diffuser0112/2///61987#ABD812 - Body of valve [2]0112/2///61987#ABD813 - Body of valve [3]0112/2///61987#ABD814 - Body of valve [1]0112/2///61987#ABE610 - Body of filter regulator | 0112/2///61987#ABA000 |  |  |  | Standard |  | IEC 61987 | IEC | IEC SC65E | 0112/2///61987#ABD668 - number of end connections | C00112 |  | 0112-2---61987#ABU552 | https://cdd.iec.ch/cdd/iec61987/iec61987.nsf/PropertiesAllVersions/0112-2---61987%23ABU552
0112/2///61987#ABF246 | 002 | 01 | 0112/2///61987#ABF246#002 | style of target marking |  |  |  |  | classification of an optical sighting mechanism according to the field of view | [5 empty] | ENUM_CODE_TYPE(0112/2///61987#ABL334) |  |  |  |  | DEPENDENT_P_DET |  |  | 0112/2///61987#ABL334 | 0112/2///61987#ABM081 - center marking0112/2///61987#ABM082 - whole field-of-view marking0112/2///61987#ABI407 - others |  | 0112/2///61987#ABF226 - Structural design of a radiation thermometer | 0112/2///61987#ABA000 |  |  |  | Standard |  | IEC 61987 | IEC | SC65E | 0112/2///61987#ABI406 - empty_property | C00091 |  | 0112-2---61987#ABF246 | https://cdd.iec.ch/cdd/iec61987/iec61987.nsf/PropertiesAllVersions/0112-2---61987%23ABF246
0112/2///61987#ABF339 | 001 | 01 | 0112/2///61987#ABF339#001 | type of plug connector |  |  |  |  | classification of a connector plug according to its construction | [5 empty] | STRING_TYPE |  |  |  |  | NON_DEPENDENT_P_DET | [5 empty] | 0112/2///61987#ABF335 - Connected cable | 0112/2///61987#ABA000 |  |  |  | Standard |  | IEC 61987 | IEC | SC65E | - | C00019 | 001-01 (2018-03-28 07:27:06 by BATCH 00000762) standard | 0112-2---61987#ABF339 | https://cdd.iec.ch/cdd/iec61987/iec61987.nsf/PropertiesAllVersions/0112-2---61987%23ABF339
0112/2///61987#ABG986 | 001 | 01 | 0112/2///61987#ABG986#001 | reference to Structural design [thermal level switch] |  |  |  |  | reference to block ABG426 | [5 empty] | CLASS_REFERENCE_TYPE(0112/2///61987#ABG426) 0112/2///61987#ABG426 - Structural design [thermal level switch] |  |  |  |  | NON_DEPENDENT_P_DET | [5 empty] | 0112/2///61987#ABG381 - Mechanical and electrical construction [thermal level switch] | 0112/2///61987#ABA000 |  |  |  | Standard |  | IEC 61987 | IEC | SC65E | - | C00018 | 001-01 (2018-03-28 07:27:12 by BATCH 00000762) standard | 0112-2---61987#ABG986 | https://cdd.iec.ch/cdd/iec61987/iec61987.nsf/PropertiesAllVersions/0112-2---61987%23ABG986
0112/2///61987#ABU159 | 001 | 03 | 0112/2///61987#ABU159#001 | reference to Absolute performance for actual volume flow |  |  |  |  | reference to block ABC057 |  | Id specified in IEC61987-12/-13: ABC687 |  |  |  | CLASS_REFERENCE_TYPE(0112/2///61987#ABC057) 0112/2///61987#ABC057 - Absolute performance for actual volume flow |  |  |  |  | DEPENDENT_P_DET | [5 empty] | 0112/2///61987#ABC671 - Type of performance variable [1] | 0112/2///61987#ABA000 |  |  |  | Standard |  |  |  | SC65E – IEC 61987 | 0112/2///61987#ABU144 - performance variable type [1] | C00004 |  | 0112-2---61987#ABU159 | https://cdd.iec.ch/cdd/iec61987/iec61987.nsf/PropertiesAllVersions/0112-2---61987%23ABU159
0112/2///61987#ABF783 | 001 | 01 | 0112/2///61987#ABF783#001 | reference to Immersible probe or transmitter |  |  |  |  | reference to block ABF348 | [5 empty] | CLASS_REFERENCE_TYPE(0112/2///61987#ABF348) 0112/2///61987#ABF348 - Immersible probe or transmitter |  |  |  |  | NON_DEPENDENT_P_DET | [5 empty] | 0112/2///61987#ABF341 - Structural design of a hydrostatic pressure level transmitter | 0112/2///61987#ABA000 |  |  |  | Standard |  | IEC 61987 | IEC | SC65E | - | C00018 | 001-01 (2018-03-28 07:27:09 by BATCH 00000762) standard | 0112-2---61987#ABF783 | https://cdd.iec.ch/cdd/iec61987/iec61987.nsf/PropertiesAllVersions/0112-2---61987%23ABF783
0112/2///61987#ABA152 | 002 | 01 | 0112/2///61987#ABA152#002 | language |  |  |  |  | language designation used in text entries | [5 empty] | ENUM_CODE_TYPE(0112/2///61987#ABJ759) |  |  |  |  | DEPENDENT_P_DET |  |  | 0112/2///61987#ABJ759 | 0112/2///61987#ABK792 - Abkhazian0112/2///61987#ABK793 - Afar0112/2///61987#ABK794 - Afrikaans0112/2///61987#ABK795 - Akan0112/2///61987#ABK796 - Albanian0112/2///61987#ABK797 - Amharic0112/2///61987#ABK798 - Arabic0112/2///61987#ABK799 - Aragonese0112/2///61987#ABK800 - Armenian0112/2///61987#ABK801 - Assamese0112/2///61987#ABK802 - Avaric0112/2///61987#ABK803 - Avestan0112/2///61987#ABK804 - Aymara0112/2///61987#ABK805 - Azerbaijani0112/2///61987#ABK806 - Bambara0112/2///61987#ABK807 - Bashkir0112/2///61987#ABK808 - Basque0112/2///61987#ABK809 - Belarusian0112/2///61987#ABK810 - Bengali0112/2///61987#ABK811 - Bihari languages (Bih)0112/2///61987#ABK812 - Bislama0112/2///61987#ABK813 - Bokmål Norwegian; Norwegian Bokmål0112/2///61987#ABK814 - Bosnian0112/2///61987#ABK815 - Breton0112/2///61987#ABK816 - Bulgarian0112/2///61987#ABK817 - Burmese0112/2///61987#ABK818 - Catalan; Valencian0112/2///61987#ABK819 - Central Khmer0112/2///61987#ABK820 - Chamorro0112/2///61987#ABK821 - Chechen0112/2///61987#ABK822 - Chichewa; Chewa; Nyanja0112/2///61987#ABK823 - Chinese0112/2///61987#ABK824 - Church Slavic; Old Slavonic; Church Slavonic; Old Bulgarian; Old Church Slavonic0112/2///61987#ABK825 - Chuvash0112/2///61987#ABK826 - Cornish0112/2///61987#ABK827 - Corsican0112/2///61987#ABK828 - Cree0112/2///61987#ABK829 - Croatian0112/2///61987#ABK830 - Czech0112/2///61987#ABK831 - Danish0112/2///61987#ABK832 - Divehi; Dhivehi; Maldivian0112/2///61987#ABK833 - Dutch; Flemish0112/2///61987#ABK834 - Dzongkha0112/2///61987#ABK835 - English0112/2///61987#ABK836 - Esperanto0112/2///61987#ABK837 - Estonian0112/2///61987#ABK838 - Ewe0112/2///61987#ABK839 - Faroese0112/2///61987#ABK840 - Fijian0112/2///61987#ABK841 - Finnish0112/2///61987#ABK842 - French0112/2///61987#ABK843 - Fulah0112/2///61987#ABK844 - Gaelic; Scottish Gaelic0112/2///61987#ABK845 - Galician0112/2///61987#ABK846 - Ganda0112/2///61987#ABK847 - Georgian0112/2///61987#ABK848 - German0112/2///61987#ABK849 - Greek Modern (1453-)0112/2///61987#ABK850 - Guarani0112/2///61987#ABK851 - Gujarati0112/2///61987#ABK852 - Haitian; Haitian Creole0112/2///61987#ABK853 - Hausa0112/2///61987#ABK854 - Hebrew0112/2///61987#ABK855 - Herero0112/2///61987#ABK856 - Hindi0112/2///61987#ABK857 - Hiri Motu0112/2///61987#ABK858 - Hungarian0112/2///61987#ABK859 - Icelandic0112/2///61987#ABK860 - Ido0112/2///61987#ABK861 - Igbo0112/2///61987#ABK862 - Indonesian0112/2///61987#ABK863 - Interlingua (International Auxiliary Language Association)0112/2///61987#ABK864 - Interlingue; Occidental0112/2///61987#ABK865 - Inuktitut0112/2///61987#ABK866 - Inupiaq0112/2///61987#ABK867 - Irish0112/2///61987#ABK868 - Italian0112/2///61987#ABK869 - Japanese0112/2///61987#ABK870 - Javanese0112/2///61987#ABK871 - Kalaallisut; Greenlandic0112/2///61987#ABK872 - Kannada0112/2///61987#ABK873 - Kanuri0112/2///61987#ABK874 - Kashmiri0112/2///61987#ABK875 - Kazakh0112/2///61987#ABK876 - Kikuyu; Gikuyu0112/2///61987#ABK877 - Kinyarwanda0112/2///61987#ABK878 - Kirghiz; Kyrgyz0112/2///61987#ABK879 - Komi0112/2///61987#ABK880 - Kongo0112/2///61987#ABK881 - Korean0112/2///61987#ABK882 - Kuanyama; Kwanyama0112/2///61987#ABK883 - Kurdish0112/2///61987#ABK884 - Lao0112/2///61987#ABK885 - Latin0112/2///61987#ABK886 - Latvian0112/2///61987#ABK887 - Limburgan; Limburger; Limburgish0112/2///61987#ABK888 - Lingala0112/2///61987#ABK889 - Lithuanian0112/2///61987#ABK890 - Luba-Katanga0112/2///61987#ABK891 - Luxembourgish; Letzeburgesch0112/2///61987#ABK892 - Macedonian0112/2///61987#ABK893 - Malagasy0112/2///61987#ABK894 - Malay0112/2///61987#ABK895 - Malayalam0112/2///61987#ABK896 - Maltese0112/2///61987#ABK897 - Manx0112/2///61987#ABK898 - Maori0112/2///61987#ABK899 - Marathi0112/2///61987#ABK900 - Marshallese0112/2///61987#ABK901 - Mongolian0112/2///61987#ABK902 - Nauru0112/2///61987#ABK903 - Navajo; Navaho0112/2///61987#ABK904 - Ndebele North; North Ndebele0112/2///61987#ABK905 - Ndebele South; South Ndebele0112/2///61987#ABK906 - Ndonga0112/2///61987#ABK907 - Nepali0112/2///61987#ABK908 - Northern Sami0112/2///61987#ABK909 - Norwegian0112/2///61987#ABK910 - Norwegian Nynorsk; Nynorsk Norwegian0112/2///61987#ABK911 - Occitan (post 1500)0112/2///61987#ABK912 - Ojibwa0112/2///61987#ABK913 - Oriya0112/2///61987#ABK914 - Oromo0112/2///61987#ABK915 - Ossetian; Ossetic0112/2///61987#ABK916 - Pali0112/2///61987#ABK917 - Panjabi; Punjabi0112/2///61987#ABK918 - Persian0112/2///61987#ABK919 - Polish0112/2///61987#ABK920 - Portuguese0112/2///61987#ABK921 - Pushto; Pashto0112/2///61987#ABK922 - Quechua0112/2///61987#ABK923 - Romanian; Moldavian; Moldovan0112/2///61987#ABK924 - Romansh0112/2///61987#ABK925 - Rundi0112/2///61987#ABK926 - Russian0112/2///61987#ABK927 - Samoan0112/2///61987#ABK928 - Sango0112/2///61987#ABK929 - Sanskrit0112/2///61987#ABK930 - Sardinian0112/2///61987#ABK931 - Serbian0112/2///61987#ABK932 - Shona0112/2///61987#ABK933 - Sichuan Yi; Nuosu0112/2///61987#ABK934 - Sindhi0112/2///61987#ABK935 - Sinhala; Sinhalese0112/2///61987#ABK936 - Slovak0112/2///61987#ABK937 - Slovenian0112/2///61987#ABK938 - Somali0112/2///61987#ABK939 - Sotho Southern0112/2///61987#ABK940 - Spanish; Castilian0112/2///61987#ABK941 - Sundanese0112/2///61987#ABK942 - Swahili0112/2///61987#ABK943 - Swati0112/2///61987#ABK944 - Swedish0112/2///61987#ABK945 - Tagalog0112/2///61987#ABK946 - Tahitian0112/2///61987#ABK947 - Tajik0112/2///61987#ABK948 - Tamil0112/2///61987#ABK949 - Tatar0112/2///61987#ABK950 - Telugu0112/2///61987#ABK951 - Thai0112/2///61987#ABK952 - Tibetan0112/2///61987#ABK953 - Tigrinya0112/2///61987#ABK954 - Tonga (Tonga Islands)0112/2///61987#ABK955 - Tsonga0112/2///61987#ABK956 - Tswana0112/2///61987#ABK957 - Turkish0112/2///61987#ABK958 - Turkmen0112/2///61987#ABK959 - Twi0112/2///61987#ABK960 - Uighur; Uyghur0112/2///61987#ABK961 - Ukrainian0112/2///61987#ABK962 - Urdu0112/2///61987#ABK963 - Uzbek0112/2///61987#ABK964 - Venda0112/2///61987#ABK965 - Vietnamese0112/2///61987#ABK966 - Volapük0112/2///61987#ABK967 - Walloon0112/2///61987#ABK968 - Welsh0112/2///61987#ABK969 - Western Frisian0112/2///61987#ABK970 - Wolof0112/2///61987#ABK971 - Xhosa0112/2///61987#ABK972 - Yiddish0112/2///61987#ABK973 - Yoruba0112/2///61987#ABK974 - Zhuang; Chuang0112/2///61987#ABK975 - Zulu0112/2///61987#ABI407 - others |  | 0112/2///61987#ABA362 - Document information0112/2///61987#ABA396 - Attachment0112/2///61987#ABI477 - Document0112/2///61987#ABH501 - Manual0112/2///61987#ABH502 - Drawing0112/2///61987#ABH503 - Additional document0112/2///61987#ABH515 - Certificate or approval | 0112/2///61987#ABA000 |  |  |  | Standard |  | IEC 61987 |  | SC65E – IEC 61987 | 0112/2///61987#ABI406 - empty_property | C00091 |  | 0112-2---61987#ABA152 | https://cdd.iec.ch/cdd/iec61987/iec61987.nsf/PropertiesAllVersions/0112-2---61987%23ABA152
0112/2///61987#ABI528 | 001 | 01 | 0112/2///61987#ABI528#001 | materials required |  |  |  |  | enumeration of parts and substances that are needed for a certain task | [5 empty] | STRING_TYPE |  |  |  |  | NON_DEPENDENT_P_DET | [5 empty] | 0112/2///61987#ABI468 - Installation0112/2///61987#ABI469 - Commissioning0112/2///61987#ABI479 - Regular maintenance/service0112/2///61987#ABI482 - Regular inspection0112/2///61987#ABI484 - Event triggered inspection0112/2///61987#ABI485 - Event triggered maintenance/service0112/2///61987#ABI569 - Decommissioning and disposal | 0112/2///61987#ABA000 |  |  |  | Standard |  |  |  | SC65E – IEC 61987 | - | C00018 | 001-01 (2019-03-08 15:35:32 by BATCH 00000766) standard | 0112-2---61987#ABI528 | https://cdd.iec.ch/cdd/iec61987/iec61987.nsf/PropertiesAllVersions/0112-2---61987%23ABI528
0112/2///61987#ABB068 | 003 | 01 | 0112/2///61987#ABB068#003 | style of measuring tube |  |  |  |  | classification of a measuring tube according to its mechanical design | [5 empty] | ENUM_CODE_TYPE(0112/2///61987#ABL628) |  |  |  |  | DEPENDENT_P_DET |  |  | 0112/2///61987#ABL628 | 0112/2///61987#ABN128 - single tube0112/2///61987#ABN129 - double tube0112/2///61987#ABN130 - straight tube0112/2///61987#ABI407 - others |  | 0112/2///61987#ABC246 - Flowtube assembly | 0112/2///61987#ABA000 |  |  |  | Standard |  |  |  | SC65E – IEC 61987 | 0112/2///61987#ABI406 - empty_property | C00091 |  | 0112-2---61987#ABB068 | https://cdd.iec.ch/cdd/iec61987/iec61987.nsf/PropertiesAllVersions/0112-2---61987%23ABB068
0112/2///61987#ABC938 | 004 | 01 | 0112/2///61987#ABC938#004 | reference to Internal cleaning in place conditions |  |  |  |  | reference to block ABC308 | [5 empty] | CLASS_REFERENCE_TYPE(0112/2///61987#ABC308) 0112/2///61987#ABC308 - Internal cleaning in place conditions |  |  |  |  | NON_DEPENDENT_P_DET | [5 empty] | 0112/2///61987#ABC541 - Process design ratings [1]0112/2///61987#ABC542 - Process design ratings [2]0112/2///61987#ABC543 - Process design ratings [3]0112/2///61987#ABC544 - Process design ratings [4]0112/2///61987#ABD992 - Process design ratings [5]0112/2///61987#ABE593 - Process design ratings [6]0112/2///61987#ABG335 - Process design ratings [7]0112/2///61987#ABG336 - Process design ratings [8]0112/2///61987#ABG337 - Process design ratings [9]0112/2///61987#ABG339 - Process design ratings [11]0112/2///61987#ABG340 - Process design ratings [12]0112/2///61987#ABG341 - Process design ratings [13]0112/2///61987#ABG342 - Process design ratings [14]0112/2///61987#ABH460 - Process design ratings [15] | 0112/2///61987#ABA000 |  |  |  | Standard |  |  |  | SC65E – IEC 61987 | - | C00004 |  | 0112-2---61987#ABC938 | https://cdd.iec.ch/cdd/iec61987/iec61987.nsf/PropertiesAllVersions/0112-2---61987%23ABC938
0112/2///61987#ABE921 | 001 | 01 | 0112/2///61987#ABE921#001 | minimum assignable pulse value of volume |  |  |  |  | lowest volume quantity assignable to one pulse |  |  | m³ |  |  | REAL_MEASURE_TYPE |  |  |  |  | NON_DEPENDENT_P_DET | [5 empty] | 0112/2///61987#ABE915 - Assigned volume pulse value | 0112/2///61987#ABA000 | 0112/2///62720#UAA757 - metre cubed |  | 0112/2///61987#ABT505 - Volume | Standard |  | IEC 61987 | IEC | SC65E | - | C00018 | 001-01 (2018-03-28 07:27:02 by BATCH 00000762) standard | 0112-2---61987#ABE921 | https://cdd.iec.ch/cdd/iec61987/iec61987.nsf/PropertiesAllVersions/0112-2---61987%23ABE921
0112/2///61987#ABN664 | 001 | 02 | 0112/2///61987#ABN664#001 | broadband cavitation acceleration rms |  |  |  |  | root mean square of the oscillation signal due to cavitation within a defined frequency range, expressed as acceleration | The frequency range is regularly defined by the user. |  | m/s² |  |  | REAL_MEASURE_TYPE |  |  |  |  | NON_DEPENDENT_P_DET | [5 empty] | 0112/2///61987#ABN694 - Specific machine vibration measurement variables | 0112/2///61987#ABA000 | 0112/2///62720#UAA736 - metre per second squared |  | 0112/2///61987#ABT587 - Acceleration | Standard |  | IEC 61987 | IEC | IEC SC65E | - | C00112 |  | 0112-2---61987#ABN664 | https://cdd.iec.ch/cdd/iec61987/iec61987.nsf/PropertiesAllVersions/0112-2---61987%23ABN664
0112/2///61987#ABP143 | 001 | 01 | 0112/2///61987#ABP143#001 | measured error of active power |  |  |  |  | largest positive or negative value of error of the average upscale or downscale value at each point of active power measurement expressed as an absolute value |  |  | W |  |  | REAL_MEASURE_TYPE |  |  | IEC 61298 and IEC 60770-2 |  | NON_DEPENDENT_P_DET | [5 empty] | 0112/2///61987#ABP004 - Absolute performance for active power [I/O module] | 0112/2///61987#ABA000 | 0112/2///62720#UAA306 - watt |  | 0112/2///61987#ABT525 - Power | Standard |  | IEC 61987 | IEC | IEC/SC 65E | - | C00128 | 001-01 (2023-01-23 14:53:52 by BATCH 00000807) standard | 0112-2---61987#ABP143 | https://cdd.iec.ch/cdd/iec61987/iec61987.nsf/PropertiesAllVersions/0112-2---61987%23ABP143
0112/2///61987#ABI494 | 001 | 01 | 0112/2///61987#ABI494#001 | number of installation requirements |  |  |  |  | cardinality property for installation requirement | [5 empty] | INT_TYPE |  |  |  |  | CONDITION_DET | [5 empty] | 0112/2///61987#ABI468 - Installation | 0112/2///61987#ABA000 |  |  |  | Standard |  |  |  | SC65E – IEC 61987 | - | C00018 | 001-01 (2019-03-08 15:35:32 by BATCH 00000766) standard | 0112-2---61987#ABI494 | https://cdd.iec.ch/cdd/iec61987/iec61987.nsf/PropertiesAllVersions/0112-2---61987%23ABI494
0112/2///61987#ABA554 | 004 | 01 | 0112/2///61987#ABA554#004 | wall thickness |  |  |  |  | difference between the outside and the inside diameter of a pipe, conduit or vessel, divided by two |  |  | mm |  |  | REAL_MEASURE_TYPE |  |  | IEV 422-02-19 (MOD) |  | NON_DEPENDENT_P_DET | [5 empty] | 0112/2///61987#ABC051 - Tube/pipe0112/2///61987#ABC266 - High/single pressure side line or nozzle0112/2///61987#ABC270 - Impulse line0112/2///61987#ABC325 - Low pressure side line or nozzle0112/2///61987#ABD831 - Line or nozzle [2]0112/2///61987#ABH108 - Shell0112/2///61987#ABH128 - Process equipment connection0112/2///61987#ABC322 - Line or nozzle0112/2///61987#ABF535 - Sight glass0112/2///61987#ABH113 - Head | 0112/2///61987#ABA000 | 0112/2///62720#UAA862 - millimetre |  | 0112/2///61987#ABT548 - Length short | Standard |  |  |  | SC65E – IEC 61987 | - | C00004 |  | 0112-2---61987#ABA554 | https://cdd.iec.ch/cdd/iec61987/iec61987.nsf/PropertiesAllVersions/0112-2---61987%23ABA554
0112/2///61987#ABB063 | 005 | 01 | 0112/2///61987#ABB063#005 | rated frequency |  |  |  |  | operating frequency of the device as defined by the manufacturer and to which certain device properties are referenced |  |  | Hz |  |  | REAL_MEASURE_TYPE |  |  | IEV 151-16-08, MOD |  | NON_DEPENDENT_P_DET | [5 empty] | 0112/2///61987#ABC066 - AC rating for external power0112/2///61987#ABC218 - Electrical power input circuit | 0112/2///61987#ABA000 | 0112/2///62720#UAA170 - hertz |  | 0112/2///61987#ABT561 - Frequency | Standard |  |  |  | SC65E – IEC 61987 | - | C00018 |  | 0112-2---61987#ABB063 | https://cdd.iec.ch/cdd/iec61987/iec61987.nsf/PropertiesAllVersions/0112-2---61987%23ABB063
0112/2///61987#ABP162 | 001 | 01 | 0112/2///61987#ABP162#001 | output impedance |  |  |  |  | impedance of the output circuit measured between the output terminals under operating conditions |  |  | Ω |  |  | REAL_MEASURE_TYPE |  |  | IEV 312-06-19 |  | NON_DEPENDENT_P_DET | [5 empty] | 0112/2///61987#ABC212 - Electrical data for active behaviour | 0112/2///61987#ABA000 | 0112/2///62720#UAA017 - ohm |  | 0112/2///61987#ABT564 - Electrical resistance | Standard |  | IEC 61987 | IEC | IEC/SC 65E | - | C00128 | 001-01 (2023-01-23 14:53:52 by BATCH 00000807) standard | 0112-2---61987#ABP162 | https://cdd.iec.ch/cdd/iec61987/iec61987.nsf/PropertiesAllVersions/0112-2---61987%23ABP162
0112/2///61987#ABE927 | 001 | 01 | 0112/2///61987#ABE927#001 | minimum assignable quantity of pulses per value of level |  |  |  |  | lowest number of pulses assignable to quantity of pulses per pulse value of level |  |  | m |  |  | REAL_MEASURE_TYPE |  |  |  |  | NON_DEPENDENT_P_DET | [5 empty] | 0112/2///61987#ABE913 - Assigned level pulse value | 0112/2///61987#ABA000 | 0112/2///62720#UAA726 - metre |  | 0112/2///61987#ABT548 - Length short | Standard |  | IEC 61987 | IEC | SC65E | - | C00018 | 001-01 (2018-03-28 07:27:03 by BATCH 00000762) standard | 0112-2---61987#ABE927 | https://cdd.iec.ch/cdd/iec61987/iec61987.nsf/PropertiesAllVersions/0112-2---61987%23ABE927
0112/2///61987#ABF385 | 001 | 01 | 0112/2///61987#ABF385#001 | reference standard for style of head-mounted transmitter |  |  |  |  | standard on which the design of a head-mounted transmitter is based | [5 empty] | STRING_TYPE |  |  |  |  | NON_DEPENDENT_P_DET | [5 empty] | 0112/2///61987#ABF380 - Structural design of a connection head0112/2///61987#ABF396 - Structural design of separate temperature transmitter | 0112/2///61987#ABA000 |  |  |  | Standard |  | IEC 61987 | IEC | SC65E | - | C00019 | 001-01 (2018-03-28 07:27:06 by BATCH 00000762) standard | 0112-2---61987#ABF385 | https://cdd.iec.ch/cdd/iec61987/iec61987.nsf/PropertiesAllVersions/0112-2---61987%23ABF385
0112/2///61987#ABI143 | 001 | 01 | 0112/2///61987#ABI143#001 | GAIN |  |  |  |  | parameter setting the dimensionless proportional value in a PID control loop | [5 empty] | REAL_TYPE |  |  | Foundation Fieldbus definition modified to IEC format |  | NON_DEPENDENT_P_DET | [5 empty] | 0112/2///61987#ABH885 - Control function block | 0112/2///61987#ABA000 |  |  |  | Standard |  |  |  | SC65E – IEC 61987 | - | C00019 | 001-01 (2019-03-08 15:35:31 by BATCH 00000766) standard | 0112-2---61987#ABI143 | https://cdd.iec.ch/cdd/iec61987/iec61987.nsf/PropertiesAllVersions/0112-2---61987%23ABI143
0112/2///61987#ABA579 | 001 | 04 | 0112/2///61987#ABA579#001 | current for upper signal on alarm |  |  |  |  | value of a current signal on alarm when the signal on alarm function is configured to the upper signal level |  |  | mA |  |  | REAL_MEASURE_TYPE |  |  |  |  | NON_DEPENDENT_P_DET | [5 empty] | 0112/2///61987#ABC176 - Current signal on alarm | 0112/2///61987#ABA000 | 0112/2///62720#UAA775 - milliampere |  | 0112/2///61987#ABT567 - Electrical current | Standard |  |  |  | SC65E – IEC 61987 | - | C00004 |  | 0112-2---61987#ABA579 | https://cdd.iec.ch/cdd/iec61987/iec61987.nsf/PropertiesAllVersions/0112-2---61987%23ABA579
0112/2///61987#ABD754 | 002 | 01 | 0112/2///61987#ABD754#002 | type of input signal |  |  |  |  | medium by which the signal to the device is carried | [5 empty] | ENUM_CODE_TYPE(0112/2///61987#ABJ796) |  |  |  |  | DEPENDENT_P_DET |  |  | 0112/2///61987#ABJ796 | 0112/2///61987#ABL226 - pneumatic0112/2///61987#ABL227 - electrical (analog)0112/2///61987#ABL228 - electrical (digital)0112/2///61987#ABL229 - hydraulic0112/2///61987#ABI407 - others |  | 0112/2///61987#ABD963 - Parameters of positioner0112/2///61987#ABE561 - Parameters of I/P converter | 0112/2///61987#ABA000 |  |  |  | Standard |  |  |  |  | 0112/2///61987#ABI406 - empty_property | C00091 |  | 0112-2---61987#ABD754 | https://cdd.iec.ch/cdd/iec61987/iec61987.nsf/PropertiesAllVersions/0112-2---61987%23ABD754
0112/2///61987#ABE512 | 001 | 01 | 0112/2///61987#ABE512#001 | reference to Limiting process conditions [6] |  |  |  |  | reference to block ABE594 | [5 empty] | CLASS_REFERENCE_TYPE(0112/2///61987#ABE594) 0112/2///61987#ABE594 - Limiting process conditions [6] |  |  |  |  | NON_DEPENDENT_P_DET | [5 empty] | 0112/2///61987#ABE593 - Process design ratings [6] | 0112/2///61987#ABA000 |  |  |  | Standard |  | IEC 61987 | IEC | SC65E | - | C00016 | 001-01 (2018-03-28 07:27:00 by BATCH 00000762) standard | 0112-2---61987#ABE512 | https://cdd.iec.ch/cdd/iec61987/iec61987.nsf/PropertiesAllVersions/0112-2---61987%23ABE512
0112/2///61987#ABE531 | 003 | 01 | 0112/2///61987#ABE531#003 | type of state indication |  |  |  |  | classification of a state indication according its electro-mechanical construction | [5 empty] | ENUM_CODE_TYPE(0112/2///61987#ABL486) |  |  |  |  | DEPENDENT_P_DET |  |  | 0112/2///61987#ABL486 | 0112/2///61987#ABM584 - LED indicator0112/2///61987#ABM585 - pointer0112/2///61987#ABI407 - others |  | 0112/2///61987#ABE601 - Structural design of a limit switch | 0112/2///61987#ABA000 |  |  |  | Standard |  | IEC 61987 | IEC | SC65E | 0112/2///61987#ABI406 - empty_property | C00091 |  | 0112-2---61987#ABE531 | https://cdd.iec.ch/cdd/iec61987/iec61987.nsf/PropertiesAllVersions/0112-2---61987%23ABE531
0112/2///61987#ABH175 | 001 | 01 | 0112/2///61987#ABH175#001 | designation of wet leg filling material at high pressure side |  |  |  |  | alphanumeric character sequence identifying a wet leg filling material at the high pressure side | [5 empty] | STRING_TYPE |  |  |  |  | NON_DEPENDENT_P_DET | [5 empty] | 0112/2///61987#ABH168 - Parameters of differential pressure level measurement | 0112/2///61987#ABA000 |  |  |  | Standard |  | IEC 61987 | IEC | SC65E | - | C00018 | 001-01 (2018-03-28 07:27:14 by BATCH 00000762) standard | 0112-2---61987#ABH175 | https://cdd.iec.ch/cdd/iec61987/iec61987.nsf/PropertiesAllVersions/0112-2---61987%23ABH175
0112/2///61987#ABH172 | 001 | 01 | 0112/2///61987#ABH172#001 | density of wet leg at low pressure side |  |  |  |  | density of the liquid in a filled wet leg at the low pressure side of a differential pressure transmitter |  |  | kg/m³ |  |  | REAL_MEASURE_TYPE |  |  |  |  | NON_DEPENDENT_P_DET | [5 empty] | 0112/2///61987#ABH168 - Parameters of differential pressure level measurement | 0112/2///61987#ABA000 | 0112/2///62720#UAA619 - kilogram per metre cubed |  | 0112/2///61987#ABT573 - Density | Standard |  | IEC 61987 | IEC | SC65E | - | C00018 | 001-01 (2018-03-28 07:27:14 by BATCH 00000762) standard | 0112-2---61987#ABH172 | https://cdd.iec.ch/cdd/iec61987/iec61987.nsf/PropertiesAllVersions/0112-2---61987%23ABH172
0112/2///61987#ABH392 | 001 | 01 | 0112/2///61987#ABH392#001 | reference to Material of filter |  |  |  |  | reference to block ABH361 | [5 empty] | CLASS_REFERENCE_TYPE(0112/2///61987#ABH361) 0112/2///61987#ABH361 - Material of filter |  |  |  |  | NON_DEPENDENT_P_DET | [5 empty] | 0112/2///61987#ABH363 - Filter | 0112/2///61987#ABA000 |  |  |  | Standard |  |  |  | SC65E – IEC 61987 | - | C00018 | 001-01 (2018-03-28 07:27:15 by BATCH 00000762) standard | 0112-2---61987#ABH392 | https://cdd.iec.ch/cdd/iec61987/iec61987.nsf/PropertiesAllVersions/0112-2---61987%23ABH392
0112/2///61987#ABD055 | 001 | 02 | 0112/2///61987#ABD055#001 | reference to Mechanical and electrical construction [electromagnetic flow transmitter] |  |  |  |  | reference to block ABC425 | [5 empty] | CLASS_REFERENCE_TYPE(0112/2///61987#ABC425) 0112/2///61987#ABC425 - Mechanical and electrical construction [electromagnetic flow transmitter] |  |  |  |  | NON_DEPENDENT_P_DET | [5 empty] | 0112/2///61987#ABA008 - Device LOP for electromagnetic flow transmitter | 0112/2///61987#ABA000 |  |  |  | Standard |  |  |  | SC65E – IEC 61987 | - | C00004 |  | 0112-2---61987#ABD055 | https://cdd.iec.ch/cdd/iec61987/iec61987.nsf/PropertiesAllVersions/0112-2---61987%23ABD055
0112/2///61987#ABA236 | 007 | 01 | 0112/2///61987#ABA236#007 | details of sanitary compliance certificate |  |  |  |  | if appropriate, details of a sanitary compliance certificate | e.g. approval number or code, classification etc. |  |  |  |  | STRING_TYPE |  |  |  |  | NON_DEPENDENT_P_DET | [5 empty] | 0112/2///61987#ABC587 - Sanitary approval | 0112/2///61987#ABA000 |  |  |  | Standard |  |  |  | SC65E – IEC 61987 | - | C00018 |  | 0112-2---61987#ABA236 | https://cdd.iec.ch/cdd/iec61987/iec61987.nsf/PropertiesAllVersions/0112-2---61987%23ABA236
0112/2///61987#ABD467 | 001 | 02 | 0112/2///61987#ABD467#001 | style of pointer reset |  |  |  |  | classification of a pointer reset according to its construction | [5 empty] | STRING_TYPE |  |  |  |  | NON_DEPENDENT_P_DET | [5 empty] | 0112/2///61987#ABD472 - Pointer | 0112/2///61987#ABA000 |  |  |  | Standard |  |  |  | SC65E – IEC 61987 | - | C00004 |  | 0112-2---61987#ABD467 | https://cdd.iec.ch/cdd/iec61987/iec61987.nsf/PropertiesAllVersions/0112-2---61987%23ABD467
0112/2///61987#ABF768 | 002 | 05 | 0112/2///61987#ABF768#002 | reference to Input for temperature transmitter |  |  |  |  | reference to block ABF287 | [5 empty] | CLASS_REFERENCE_TYPE(0112/2///61987#ABF287) 0112/2///61987#ABF287 - Input for temperature transmitter |  |  |  |  | DEPENDENT_P_DET | [5 empty] | 0112/2///61987#ABF934 - Input [27] | 0112/2///61987#ABA000 |  |  |  | Standard |  | IEC 61987 | IEC | IEC SC65E | 0112/2///61987#ABF286 - number of temperature transmitter inputs | C00112 |  | 0112-2---61987#ABF768 | https://cdd.iec.ch/cdd/iec61987/iec61987.nsf/PropertiesAllVersions/0112-2---61987%23ABF768
0112/2///61987#ABF250 | 002 | 01 | 0112/2///61987#ABF250#002 | type of view finder |  |  |  |  | classification of a view finder according to its constructional design | [5 empty] | ENUM_CODE_TYPE(0112/2///61987#ABL662) |  |  |  |  | DEPENDENT_P_DET |  |  | 0112/2///61987#ABL662 | 0112/2///61987#ABN272 - through the lens0112/2///61987#ABN273 - telescopic sight0112/2///61987#ABI407 - others |  | 0112/2///61987#ABF226 - Structural design of a radiation thermometer | 0112/2///61987#ABA000 |  |  |  | Standard |  | IEC 61987 | IEC | SC65E | 0112/2///61987#ABI406 - empty_property | C00091 |  | 0112-2---61987#ABF250 | https://cdd.iec.ch/cdd/iec61987/iec61987.nsf/PropertiesAllVersions/0112-2---61987%23ABF250
0112/2///61987#ABF775 | 001 | 01 | 0112/2///61987#ABF775#001 | reference to Material of inner tube |  |  |  |  | reference to block ABF325 | [5 empty] | CLASS_REFERENCE_TYPE(0112/2///61987#ABF325) 0112/2///61987#ABF325 - Material of inner tube |  |  |  |  | NON_DEPENDENT_P_DET | [5 empty] | 0112/2///61987#ABF319 - Structural design of a thermowell | 0112/2///61987#ABA000 |  |  |  | Standard |  | IEC 61987 | IEC | SC65E | - | C00019 | 001-01 (2018-03-28 07:27:09 by BATCH 00000762) standard | 0112-2---61987#ABF775 | https://cdd.iec.ch/cdd/iec61987/iec61987.nsf/PropertiesAllVersions/0112-2---61987%23ABF775
0112/2///61987#ABA550 | 001 | 03 | 0112/2///61987#ABA550#001 | on/off period of flashing sequence |  |  |  |  | ratio of the on period to the off period of a flashing LED |  |  | 1 |  |  | REAL_MEASURE_TYPE |  |  |  |  | NON_DEPENDENT_P_DET | [5 empty] | 0112/2///61987#ABC271 - Indicated condition | 0112/2///61987#ABA000 | 0112/2///62720#UAA915 - quantity of dimension one |  |  | Standard |  |  |  | SC65E – IEC 61987 | - | C00019 |  | 0112-2---61987#ABA550 | https://cdd.iec.ch/cdd/iec61987/iec61987.nsf/PropertiesAllVersions/0112-2---61987%23ABA550
0112/2///61987#ABD018 | 001 | 02 | 0112/2///61987#ABD018#001 | reference to Material of seat |  |  |  |  | reference to block ABC388 | [5 empty] | CLASS_REFERENCE_TYPE(0112/2///61987#ABC388) 0112/2///61987#ABC388 - Material of seat |  |  |  |  | NON_DEPENDENT_P_DET | [5 empty] | 0112/2///61987#ABC677 - Valve | 0112/2///61987#ABA000 |  |  |  | Standard |  |  |  | SC65E – IEC 61987 | - | C00004 |  | 0112-2---61987#ABD018 | https://cdd.iec.ch/cdd/iec61987/iec61987.nsf/PropertiesAllVersions/0112-2---61987%23ABD018
0112/2///61987#ABE324 | 001 | 03 | 0112/2///61987#ABE324#001 | number of control inputs |  |  |  |  | @number of control inputs |  | cardinality property |  |  |  | INT_TYPE |  |  |  |  | CONDITION_DET | [5 empty] | 0112/2///61987#ABD894 - Input [11]0112/2///61987#ABH340 - Input [35] | 0112/2///61987#ABA000 |  |  |  | Standard |  |  |  |  | - | C00004 |  | 0112-2---61987#ABE324 | https://cdd.iec.ch/cdd/iec61987/iec61987.nsf/PropertiesAllVersions/0112-2---61987%23ABE324
0112/2///61987#ABE251 | 001 | 05 | 0112/2///61987#ABE251#001 | reference to Process material component [2] |  |  |  |  | reference to block ABD995 | [5 empty] | CLASS_REFERENCE_TYPE(0112/2///61987#ABD995) 0112/2///61987#ABD995 - Process material component [2] |  |  |  |  | DEPENDENT_P_DET | [5 empty] | 0112/2///61987#ABD955 - Other process material properties [2] | 0112/2///61987#ABA000 |  |  |  | Standard |  | IEC 61987 | IEC | IEC SC65E | 0112/2///61987#ABB303 - number of process material components | C00112 |  | 0112-2---61987#ABE251 | https://cdd.iec.ch/cdd/iec61987/iec61987.nsf/PropertiesAllVersions/0112-2---61987%23ABE251
0112/2///61987#ABB908 | 004 | 01 | 0112/2///61987#ABB908#004 | hardware failure tolerance |  |  |  |  | number N where N means that N+1 faults could cause a loss of the safety function | That is the number which indicates the required degree of confidence that a system will meet its specified safety features. |  |  |  |  | INT_TYPE |  |  | IEC 61508-2 |  | NON_DEPENDENT_P_DET | [5 empty] | 0112/2///61987#ABD877 - Functional safety and reliability [2]0112/2///61987#ABC257 - Functional safety and reliability | 0112/2///61987#ABA000 |  |  |  | Standard |  |  |  | SC65E – IEC 61987 | - | C00004 |  | 0112-2---61987#ABB908 | https://cdd.iec.ch/cdd/iec61987/iec61987.nsf/PropertiesAllVersions/0112-2---61987%23ABB908
0112/2///61987#ABA548 | 001 | 03 | 0112/2///61987#ABA548#001 | number of indicated conditions |  |  |  |  | @number of indicated conditions |  | cardinality property |  |  |  | INT_TYPE |  |  |  |  | CONDITION_DET | [5 empty] | 0112/2///61987#ABC313 - LED indicator | 0112/2///61987#ABA000 |  |  |  | Standard |  |  |  | SC65E – IEC 61987 | - | C00004 |  | 0112-2---61987#ABA548 | https://cdd.iec.ch/cdd/iec61987/iec61987.nsf/PropertiesAllVersions/0112-2---61987%23ABA548
0112/2///61987#ABE541 | 001 | 02 | 0112/2///61987#ABE541#001 | reference to Solenoid valve housing |  |  |  |  | reference to block ABE607 | [5 empty] | CLASS_REFERENCE_TYPE(0112/2///61987#ABE607) 0112/2///61987#ABE607 - Solenoid valve housing |  |  |  |  | DEPENDENT_P_DET | [5 empty] | 0112/2///61987#ABE604 - Structural design [solenoid valve] | 0112/2///61987#ABA000 |  |  |  | Standard |  | IEC 61987 | IEC | IEC SC65E | 0112/2///61987#ABE540 - number of solenoid valve housings | C00112 |  | 0112-2---61987#ABE541 | https://cdd.iec.ch/cdd/iec61987/iec61987.nsf/PropertiesAllVersions/0112-2---61987%23ABE541
0112/2///61987#ABI319 | 001 | 02 | 0112/2///61987#ABI319#001 | reference to Configuration parameter set |  |  |  |  | reference to block ABH839 | [5 empty] | CLASS_REFERENCE_TYPE(0112/2///61987#ABH839) 0112/2///61987#ABH839 - Configuration parameter set |  |  |  |  | DEPENDENT_P_DET | [5 empty] | 0112/2///61987#ABH838 - Digital communication parameters | 0112/2///61987#ABA000 |  |  |  | Standard |  | IEC 61987 | IEC | IEC SC65E | 0112/2///61987#ABH934 - number of configuration parameter sets | C00112 |  | 0112-2---61987#ABI319 | https://cdd.iec.ch/cdd/iec61987/iec61987.nsf/PropertiesAllVersions/0112-2---61987%23ABI319
0112/2///61987#ABE243 | 001 | 05 | 0112/2///61987#ABE243#001 | reference to Process case [valves] |  |  |  |  | reference to block ABD987 | [5 empty] | CLASS_REFERENCE_TYPE(0112/2///61987#ABD987) 0112/2///61987#ABD987 - Process case [valves] |  |  |  |  | DEPENDENT_P_DET | [5 empty] | 0112/2///61987#ABE307 - Operating LOP for valve body assembly and process pressure regulator | 0112/2///61987#ABA000 |  |  |  | Standard |  | IEC 61987 | IEC | IEC SC65E | 0112/2///61987#ABB164 - number of process cases | C00112 |  | 0112-2---61987#ABE243 | https://cdd.iec.ch/cdd/iec61987/iec61987.nsf/PropertiesAllVersions/0112-2---61987%23ABE243
0112/2///61987#ABG935 | 001 | 01 | 0112/2///61987#ABG935#001 | reference to Mechanical and electrical construction [separate level transmitter/switching unit] |  |  |  |  | reference to block ABG375 | [5 empty] | CLASS_REFERENCE_TYPE(0112/2///61987#ABG375) 0112/2///61987#ABG375 - Mechanical and electrical construction [separate level transmitter/switching unit] |  |  |  |  | NON_DEPENDENT_P_DET | [5 empty] | 0112/2///61987#ABE756 - Device LOP for separate level transmitter/switching unit | 0112/2///61987#ABA000 |  |  |  | Standard |  | IEC 61987 | IEC | SC65E | - | C00018 | 001-01 (2018-03-28 07:27:12 by BATCH 00000762) standard | 0112-2---61987#ABG935 | https://cdd.iec.ch/cdd/iec61987/iec61987.nsf/PropertiesAllVersions/0112-2---61987%23ABG935
0112/2///61987#ABI358 | 001 | 02 | 0112/2///61987#ABI358#001 | reference to Discrete input function block |  |  |  |  | reference to block ABH878 | [5 empty] | CLASS_REFERENCE_TYPE(0112/2///61987#ABH878) 0112/2///61987#ABH878 - Discrete input function block |  |  |  |  | DEPENDENT_P_DET | [5 empty] | 0112/2///61987#ABH840 - User application parameters | 0112/2///61987#ABA000 |  |  |  | Standard |  | IEC 61987 | IEC | IEC SC65E | 0112/2///61987#ABH988 - number of Discrete input function blocks | C00112 |  | 0112-2---61987#ABI358 | https://cdd.iec.ch/cdd/iec61987/iec61987.nsf/PropertiesAllVersions/0112-2---61987%23ABI358
0112/2///61987#ABE400 | 002 | 01 | 0112/2///61987#ABE400#002 | reference to Analog current input [3] |  |  |  |  | reference to block ABD799 |  | Id specified in IEC61987-22: |  |  |  | CLASS_REFERENCE_TYPE(0112/2///61987#ABD799) 0112/2///61987#ABD799 - Analog current input [3] |  |  |  |  | DEPENDENT_P_DET | [5 empty] | 0112/2///61987#ABE395 - Type of auxiliary input [11]0112/2///61987#ABE674 - Type of auxiliary input [18]0112/2///61987#ABE680 - Type of auxiliary input [19] | 0112/2///61987#ABA000 |  |  |  | Standard |  |  |  |  | 0112/2///61987#ABE397 - auxiliary input type [11] | C00004 |  | 0112-2---61987#ABE400 | https://cdd.iec.ch/cdd/iec61987/iec61987.nsf/PropertiesAllVersions/0112-2---61987%23ABE400
0112/2///61987#ABF794 | 001 | 01 | 0112/2///61987#ABF794#001 | reference to Material of displacer support |  |  |  |  | reference to block ABF370 | [5 empty] | CLASS_REFERENCE_TYPE(0112/2///61987#ABF370) 0112/2///61987#ABF370 - Material of displacer support |  |  |  |  | NON_DEPENDENT_P_DET | [5 empty] | 0112/2///61987#ABF368 - Displacer support | 0112/2///61987#ABA000 |  |  |  | Standard |  | IEC 61987 | IEC | SC65E | - | C00018 | 001-01 (2018-03-28 07:27:09 by BATCH 00000762) standard | 0112-2---61987#ABF794 | https://cdd.iec.ch/cdd/iec61987/iec61987.nsf/PropertiesAllVersions/0112-2---61987%23ABF794
0112/2///61987#ABI447 | 001 | 02 | 0112/2///61987#ABI447#001 | reference to Special packing information |  |  |  |  | reference to block ABI416 | [5 empty] | CLASS_REFERENCE_TYPE(0112/2///61987#ABI416) 0112/2///61987#ABI416 - Special packing information |  |  |  |  | DEPENDENT_P_DET | [5 empty] | 0112/2///61987#ABI413 - Packaging and transportation | 0112/2///61987#ABA000 |  |  |  | Standard |  | IEC 61987 | IEC | IEC SC65E | 0112/2///61987#ABI419 - number of special packing informations | C00112 |  | 0112-2---61987#ABI447 | https://cdd.iec.ch/cdd/iec61987/iec61987.nsf/PropertiesAllVersions/0112-2---61987%23ABI447
0112/2///61987#ABG956 | 001 | 01 | 0112/2///61987#ABG956#001 | reference to Mechanical and electrical construction [density transmitter?] |  |  |  |  | reference to block ABG396 | [5 empty] | CLASS_REFERENCE_TYPE(0112/2///61987#ABG396) 0112/2///61987#ABG396 - Mechanical and electrical construction [density transmitter] |  |  |  |  | NON_DEPENDENT_P_DET | [5 empty] | 0112/2///61987#ABF865 - Device LOP for density transmitter | 0112/2///61987#ABA000 |  |  |  | Standard |  | IEC 61987 | IEC | SC65E | - | C00017 | 001-01 (2018-03-28 07:27:12 by BATCH 00000762) standard | 0112-2---61987#ABG956 | https://cdd.iec.ch/cdd/iec61987/iec61987.nsf/PropertiesAllVersions/0112-2---61987%23ABG956
0112/2///61987#ABD002 | 001 | 02 | 0112/2///61987#ABD002#001 | reference to Material of jack screw |  |  |  |  | reference to block ABC372 | [5 empty] | CLASS_REFERENCE_TYPE(0112/2///61987#ABC372) 0112/2///61987#ABC372 - Material of jack screw |  |  |  |  | NON_DEPENDENT_P_DET | [5 empty] | 0112/2///61987#ABC464 - Orifice flange or fitting | 0112/2///61987#ABA000 |  |  |  | Standard |  |  |  | SC65E – IEC 61987 | - | C00004 |  | 0112-2---61987#ABD002 | https://cdd.iec.ch/cdd/iec61987/iec61987.nsf/PropertiesAllVersions/0112-2---61987%23ABD002
0112/2///61987#ABE166 | 001 | 02 | 0112/2///61987#ABE166#001 | reference to Material of measures for noise-reduction |  |  |  |  | reference to block ABD910 | [5 empty] | CLASS_REFERENCE_TYPE(0112/2///61987#ABD910) 0112/2///61987#ABD910 - Material of measures for noise-reduction |  |  |  |  | NON_DEPENDENT_P_DET | [5 empty] | 0112/2///61987#ABE026 - Structural design of a ball valve0112/2///61987#ABE027 - Structural design of a butterfly valve0112/2///61987#ABE029 - Structural design of a gate valve0112/2///61987#ABE030 - Structural design of a globe valve0112/2///61987#ABE035 - Structural design of a pressure reducing regulator or back pressure/excess pressure regulator0112/2///61987#ABE036 - Structural design of an eccentric plug valve | 0112/2///61987#ABA000 |  |  |  | Standard |  |  |  |  | - | C00004 |  | 0112-2---61987#ABE166 | https://cdd.iec.ch/cdd/iec61987/iec61987.nsf/PropertiesAllVersions/0112-2---61987%23ABE166
0112/2///61987#ABF811 | 001 | 01 | 0112/2///61987#ABF811#001 | reference to Servo displacer |  |  |  |  | reference to block ABF452 | [5 empty] | CLASS_REFERENCE_TYPE(0112/2///61987#ABF452) 0112/2///61987#ABF452 - Servo displacer |  |  |  |  | NON_DEPENDENT_P_DET | [5 empty] | 0112/2///61987#ABF432 - Structural design of a servo level transmitter | 0112/2///61987#ABA000 |  |  |  | Standard |  | IEC 61987 | IEC | SC65E | - | C00018 | 001-01 (2018-03-28 07:27:09 by BATCH 00000762) standard | 0112-2---61987#ABF811 | https://cdd.iec.ch/cdd/iec61987/iec61987.nsf/PropertiesAllVersions/0112-2---61987%23ABF811
0112/2///61987#ABG796 | 001 | 01 | 0112/2///61987#ABG796#001 | reference to Reference conditions of the device [7] |  |  |  |  | reference to block ABG236 | [5 empty] | CLASS_REFERENCE_TYPE(0112/2///61987#ABG236) 0112/2///61987#ABG236 - Reference conditions of the device [7] |  |  |  |  | NON_DEPENDENT_P_DET | [5 empty] | 0112/2///61987#ABG226 - Performance [23]0112/2///61987#ABG227 - Performance [24]0112/2///61987#ABH346 - Performance [31] | 0112/2///61987#ABA000 |  |  |  | Standard |  | IEC 61987 | IEC | SC65E | - | C00019 | 001-01 (2018-03-28 07:27:11 by BATCH 00000762) standard | 0112-2---61987#ABG796 | https://cdd.iec.ch/cdd/iec61987/iec61987.nsf/PropertiesAllVersions/0112-2---61987%23ABG796
0112/2///61987#ABH782 | 001 | 01 | 0112/2///61987#ABH782#001 | designation of manual |  |  |  |  | alphanumeric character sequence identifying a manual | [5 empty] | STRING_TYPE |  |  |  |  | NON_DEPENDENT_P_DET | [5 empty] | 0112/2///61987#ABH501 - Manual | 0112/2///61987#ABA000 |  |  |  | Standard |  | IEC 61987 |  | SC65E – IEC 61987 | - | C00018 | 001-01 (2019-03-08 15:35:30 by BATCH 00000766) standard | 0112-2---61987#ABH782 | https://cdd.iec.ch/cdd/iec61987/iec61987.nsf/PropertiesAllVersions/0112-2---61987%23ABH782
0112/2///61987#ABJ454 | 001 | 01 | 0112/2///61987#ABJ454#001 | reference to OUT |  |  |  |  | reference to block ABI816 | [5 empty] | CLASS_REFERENCE_TYPE(0112/2///61987#ABI816) 0112/2///61987#ABI816 - OUT |  |  |  |  | NON_DEPENDENT_P_DET | [5 empty] | 0112/2///61987#ABH885 - Control function block0112/2///61987#ABH888 - Analog output function block0112/2///61987#ABJ621 - OUTPUT0112/2///61987#ABJ625 - PULSE_OUTPUT | 0112/2///61987#ABA000 |  |  |  | Standard |  |  |  | SC65E – IEC 61987 | - | C00018 | 001-01 (2019-03-08 15:35:33 by BATCH 00000766) standard | 0112-2---61987#ABJ454 | https://cdd.iec.ch/cdd/iec61987/iec61987.nsf/PropertiesAllVersions/0112-2---61987%23ABJ454
0112/2///61987#ABU373 | 001 | 03 | 0112/2///61987#ABU373#001 | reference to Percentage performance |  |  |  |  | reference to block ABC489 |  | Id specified in IEC61987-12/-13: ABD119 |  |  |  | CLASS_REFERENCE_TYPE(0112/2///61987#ABC489) 0112/2///61987#ABC489 - Percentage performance |  |  |  |  | DEPENDENT_P_DET | [5 empty] | 0112/2///61987#ABC674 - Type of performance variable [4] | 0112/2///61987#ABA000 |  |  |  | Standard |  |  |  | SC65E – IEC 61987 | 0112/2///61987#ABU348 - performance variable type [4] | C00004 |  | 0112-2---61987#ABU373 | https://cdd.iec.ch/cdd/iec61987/iec61987.nsf/PropertiesAllVersions/0112-2---61987%23ABU373
0112/2///61987#ABD401 | 001 | 04 | 0112/2///61987#ABD401#001 | maximum displacement |  |  |  |  | highest value for displacement that occurs or has to occur |  |  | mm |  |  | REAL_MEASURE_TYPE |  |  |  |  | NON_DEPENDENT_P_DET | [5 empty] | 0112/2///61987#ABD397 - Vibration test condition | 0112/2///61987#ABA000 | 0112/2///62720#UAA862 - millimetre |  | 0112/2///61987#ABT548 - Length short | Standard |  |  |  | SC65E – IEC 61987 | - | C00004 |  | 0112-2---61987#ABD401 | https://cdd.iec.ch/cdd/iec61987/iec61987.nsf/PropertiesAllVersions/0112-2---61987%23ABD401
0112/2///61987#ABD451 | 001 | 03 | 0112/2///61987#ABD451#001 | average influence of process pressure on temperature |  |  |  |  | change in output of a temperature measuring device caused by a change in process pressure with respect to reference conditions, expressed as the average error across the specified process pressure range |  |  | mK/bar |  |  | REAL_MEASURE_TYPE |  |  |  |  | NON_DEPENDENT_P_DET | [5 empty] | 0112/2///61987#ABD503 - Influence of external quantities expressed for temperature | 0112/2///61987#ABA000 | 0112/2///62720#UAB841 - millikelvin per bar |  | 0112/2///61987#ABT595 - Temperature per pressure | Standard |  |  |  | SC65E – IEC 61987 | - | C00018 |  | 0112-2---61987#ABD451 | https://cdd.iec.ch/cdd/iec61987/iec61987.nsf/PropertiesAllVersions/0112-2---61987%23ABD451
0112/2///61987#ABF128 | 001 | 01 | 0112/2///61987#ABF128#001 | diameter of centering disc |  |  |  |  | diameter of a disc used to ensure a central position |  |  | mm |  |  | REAL_MEASURE_TYPE |  |  |  |  | NON_DEPENDENT_P_DET | [5 empty] | 0112/2///61987#ABF118 - Microwave probe | 0112/2///61987#ABA000 | 0112/2///62720#UAA862 - millimetre |  | 0112/2///61987#ABT548 - Length short | Standard |  | IEC 61987 | IEC | SC65E | - | C00018 | 001-01 (2018-03-28 07:27:04 by BATCH 00000762) standard | 0112-2---61987#ABF128 | https://cdd.iec.ch/cdd/iec61987/iec61987.nsf/PropertiesAllVersions/0112-2---61987%23ABF128
0112/2///61987#ABP252 | 001 | 01 | 0112/2///61987#ABP252#001 | reference to Manufacturer-specific output [I/O module] |  |  |  |  | reference to block ABP048 | [5 empty] | CLASS_REFERENCE_TYPE(0112/2///61987#ABP048) 0112/2///61987#ABP048 - Manufacturer-specific output [I/O module] |  |  |  |  | NON_DEPENDENT_P_DET | [5 empty] | 0112/2///61987#ABP052 - Output [I/O module] | 0112/2///61987#ABA000 |  |  |  | Standard |  | IEC 61987 | IEC | IEC/SC 65E | - | C00128 | 001-01 (2023-01-23 14:53:53 by BATCH 00000807) standard | 0112-2---61987#ABP252 | https://cdd.iec.ch/cdd/iec61987/iec61987.nsf/PropertiesAllVersions/0112-2---61987%23ABP252
0112/2///61987#ABH584 | 001 | 01 | 0112/2///61987#ABH584#001 | value of dynamic viscosity indicator/display |  |  |  |  | reading of a value on a display or an indicator representing a dynamic viscosity variable |  |  | mPa·s |  |  | REAL_MEASURE_TYPE |  |  |  |  | NON_DEPENDENT_P_DET | [5 empty] | 0112/2///61987#ABH656 - Output values of dynamic viscosity | 0112/2///61987#ABA000 | 0112/2///62720#UAA797 - millipascal second |  | 0112/2///61987#ABT571 - Dynamic viscosity | Standard |  | IEC 61987 |  | SC65E – IEC 61987 | - | C00018 | 001-01 (2019-03-08 15:35:29 by BATCH 00000766) standard | 0112-2---61987#ABH584 | https://cdd.iec.ch/cdd/iec61987/iec61987.nsf/PropertiesAllVersions/0112-2---61987%23ABH584
0112/2///61987#ABI393 | 001 | 02 | 0112/2///61987#ABI393#001 | reference to Other function block |  |  |  |  | reference to block ABH913 | [5 empty] | CLASS_REFERENCE_TYPE(0112/2///61987#ABH913) 0112/2///61987#ABH913 - Other function block |  |  |  |  | DEPENDENT_P_DET | [5 empty] | 0112/2///61987#ABH840 - User application parameters | 0112/2///61987#ABA000 |  |  |  | Standard |  | IEC 61987 | IEC | IEC SC65E | 0112/2///61987#ABI039 - number of Other function blocks | C00112 |  | 0112-2---61987#ABI393 | https://cdd.iec.ch/cdd/iec61987/iec61987.nsf/PropertiesAllVersions/0112-2---61987%23ABI393
0112/2///61987#ABE223 | 001 | 02 | 0112/2///61987#ABE223#001 | reference to Parameters of valve body assembly [3] |  |  |  |  | reference to block ABD967 | [5 empty] | CLASS_REFERENCE_TYPE(0112/2///61987#ABD967) 0112/2///61987#ABD967 - Parameters of valve body assembly [3] |  |  |  |  | NON_DEPENDENT_P_DET | [5 empty] | 0112/2///61987#ABE314 - Device LOP for butterfly valve0112/2///61987#ABE315 - Device LOP for eccentric plug valve0112/2///61987#ABE316 - Device LOP for plug valve0112/2///61987#ABE317 - Device LOP for ball valve | 0112/2///61987#ABA000 |  |  |  | Standard |  |  |  |  | - | C00004 |  | 0112-2---61987#ABE223 | https://cdd.iec.ch/cdd/iec61987/iec61987.nsf/PropertiesAllVersions/0112-2---61987%23ABE223
0112/2///61987#ABU857 | 001 | 01 | 0112/2///61987#ABU857#001 | reference to Function and system design |  |  |  |  | reference to block ABC255 | [5 empty] | CLASS_REFERENCE_TYPE(0112/2///61987#ABC255) 0112/2///61987#ABC255 - Function and system design [1] |  |  |  |  | NON_DEPENDENT_P_DET | [5 empty] | 0112/2///61987#ABE728 - Device LOP for magnetic level gauge0112/2///61987#ABE729 - Device LOP for sight level gauge0112/2///61987#ABE730 - Device LOP for rotary paddle switch0112/2///61987#ABE732 - Device LOP for vibrating level switch0112/2///61987#ABE733 - Device LOP for optical level switch0112/2///61987#ABE735 - Device LOP for level transmitter0112/2///61987#ABE736 - Device LOP for displacer level transmitter/switch0112/2///61987#ABE737 - Device LOP for capacitance level transmitter/switch0112/2///61987#ABE738 - Device LOP for conductance level transmitter/switch0112/2///61987#ABE739 - Device LOP for float level transmitter/switch0112/2///61987#ABE740 - Device LOP for hydrostatic pressure level transmitter0112/2///61987#ABE741 - Device LOP for plumb bob level transmitter0112/2///61987#ABE742 - Device LOP for free-space radar level transmitter0112/2///61987#ABE743 - Device LOP for guided-wave radar level transmitter/switch0112/2///61987#ABE744 - Device LOP for ultrasonic level transmitter0112/2///61987#ABE745 - Device LOP for ultrasonic level switch0112/2///61987#ABE746 - Device LOP for nuclear level transmitter/switch0112/2///61987#ABE747 - Device LOP for laser level transmitter0112/2///61987#ABE748 - Device LOP for servo level transmitter0112/2///61987#ABE749 - Device LOP for microwave level switch0112/2///61987#ABE750 - Device LOP for sight level indicator0112/2///61987#ABE755 - Device LOP for level switch0112/2///61987#ABE756 - Device LOP for separate level transmitter/switching unit0112/2///61987#ABE731 - Device LOP for thermal level switch | 0112/2///61987#ABA000 |  |  |  | Standard |  | IEC 61987 | IEC | SC65E | - | C00018 | 001-01 (2018-03-28 07:27:21 by BATCH 00000762) standard | 0112-2---61987#ABU857 | https://cdd.iec.ch/cdd/iec61987/iec61987.nsf/PropertiesAllVersions/0112-2---61987%23ABU857
0112/2///61987#ABB780 | 002 | 01 | 0112/2///61987#ABB780#002 | reference base for effect of supply voltage |  |  |  |  | basis for stating an effect of supply voltage | [5 empty] | ENUM_CODE_TYPE(0112/2///61987#ABJ764) |  |  |  |  | DEPENDENT_P_DET |  |  | 0112/2///61987#ABJ764 | 0112/2///61987#ABL009 - relative to calibrated span0112/2///61987#ABL010 - relative to full scale0112/2///61987#ABL011 - relative to measured value0112/2///61987#ABL012 - relative to measuring upper range-limit0112/2///61987#ABL013 - relative to span0112/2///61987#ABI407 - others |  | 0112/2///61987#ABJ593 - Influence of external quantities expressed as a percentage [5]0112/2///61987#ABC276 - Influence of external quantities expressed as a percentage0112/2///61987#ABD890 - Influence of external quantities expressed as a percentage [2]0112/2///61987#ABG313 - Influence of external quantities expressed as a percentage [3]0112/2///61987#ABG314 - Influence of external quantities expressed as a percentage [4] | 0112/2///61987#ABA000 |  |  |  | Standard |  |  |  | SC65E – IEC 61987 | 0112/2///61987#ABI406 - empty_property | C00091 |  | 0112-2---61987#ABB780 | https://cdd.iec.ch/cdd/iec61987/iec61987.nsf/PropertiesAllVersions/0112-2---61987%23ABB780
0112/2///61987#ABD729 | 001 | 02 | 0112/2///61987#ABD729#001 | style of shaft end |  |  |  |  | classification of a shaft end according to its construction | [5 empty] | STRING_TYPE |  |  |  |  | NON_DEPENDENT_P_DET | [5 empty] | 0112/2///61987#ABE010 - Shaft end | 0112/2///61987#ABA000 |  |  |  | Standard |  |  |  |  | - | C00004 |  | 0112-2---61987#ABD729 | https://cdd.iec.ch/cdd/iec61987/iec61987.nsf/PropertiesAllVersions/0112-2---61987%23ABD729
0112/2///61987#ABI566 | 001 | 02 | 0112/2///61987#ABI566#001 | reference to Repair concept |  |  |  |  | reference to block ABI487 | [5 empty] | CLASS_REFERENCE_TYPE(0112/2///61987#ABI487) 0112/2///61987#ABI487 - Repair concept |  |  |  |  | DEPENDENT_P_DET | [5 empty] | 0112/2///61987#ABI470 - Maintenance/service and repair | 0112/2///61987#ABA000 |  |  |  | Standard |  | IEC 61987 | IEC | IEC SC65E | 0112/2///61987#ABI505 - number of repair concepts | C00112 |  | 0112-2---61987#ABI566 | https://cdd.iec.ch/cdd/iec61987/iec61987.nsf/PropertiesAllVersions/0112-2---61987%23ABI566
0112/2///61987#ABA063 | 002 | 01 | 0112/2///61987#ABA063#002 | start-up current | inrush current |  |  |  | current drawn by the device on start-up |  |  | mA |  |  | REAL_MEASURE_TYPE |  |  |  |  | NON_DEPENDENT_P_DET | [5 empty] | 0112/2///61987#ABC214 - Electrical data of a bus powered device0112/2///61987#ABC218 - Electrical power input circuit | 0112/2///61987#ABA000 | 0112/2///62720#UAA775 - milliampere |  | 0112/2///61987#ABT567 - Electrical current | Standard |  | IEC 61987 | IEC | IEC/SC 65E | - | C00128 |  | 0112-2---61987#ABA063 | https://cdd.iec.ch/cdd/iec61987/iec61987.nsf/PropertiesAllVersions/0112-2---61987%23ABA063
0112/2///61987#ABE182 | 001 | 02 | 0112/2///61987#ABE182#001 | reference to Material of upper shaft bearing |  |  |  |  | reference to block ABD926 | [5 empty] | CLASS_REFERENCE_TYPE(0112/2///61987#ABD926) 0112/2///61987#ABD926 - Material of upper shaft bearing |  |  |  |  | NON_DEPENDENT_P_DET | [5 empty] | 0112/2///61987#ABE026 - Structural design of a ball valve0112/2///61987#ABE027 - Structural design of a butterfly valve0112/2///61987#ABE036 - Structural design of an eccentric plug valve | 0112/2///61987#ABA000 |  |  |  | Standard |  |  |  |  | - | C00004 |  | 0112-2---61987#ABE182 | https://cdd.iec.ch/cdd/iec61987/iec61987.nsf/PropertiesAllVersions/0112-2---61987%23ABE182
0112/2///61987#ABC986 | 001 | 02 | 0112/2///61987#ABC986#001 | reference to Material of electrodes |  |  |  |  | reference to block ABC356 | [5 empty] | CLASS_REFERENCE_TYPE(0112/2///61987#ABC356) 0112/2///61987#ABC356 - Material of electrodes |  |  |  |  | NON_DEPENDENT_P_DET | [5 empty] | 0112/2///61987#ABC573 - Reference electrode0112/2///61987#ABU456 - Sensing element of an electromagnetic flow transmitter0112/2///61987#ABU457 - Sensing element of an electromagnetic flow transmitter | 0112/2///61987#ABA000 |  |  |  | Standard |  |  |  | SC65E – IEC 61987 | - | C00004 |  | 0112-2---61987#ABC986 | https://cdd.iec.ch/cdd/iec61987/iec61987.nsf/PropertiesAllVersions/0112-2---61987%23ABC986
0112/2///61987#ABU883 | 001 | 01 | 0112/2///61987#ABU883#001 | reference to Material of grounding tube/grounding electrode |  |  |  |  | reference to block ABV033 | [5 empty] | CLASS_REFERENCE_TYPE(0112/2///61987#ABV033) 0112/2///61987#ABV033 - Material of grounding tube/grounding electrode |  |  |  |  | NON_DEPENDENT_P_DET | [5 empty] | 0112/2///61987#ABF136 - Structural design of a capacitance level transmitter/switch0112/2///61987#ABF155 - Single electrode probe | 0112/2///61987#ABA000 |  |  |  | Standard |  | IEC 61987 | IEC | SC65E | - | C00018 | 001-01 (2018-03-28 07:27:22 by BATCH 00000762) standard | 0112-2---61987#ABU883 | https://cdd.iec.ch/cdd/iec61987/iec61987.nsf/PropertiesAllVersions/0112-2---61987%23ABU883
0112/2///61987#ABH329 | 002 | 02 | 0112/2///61987#ABH329#002 | level |  |  |  | Level | height of process material in a tank, vessel, silo or other container |  | also used by Process Automation - Device Information Model (PA-DIM) | m |  |  | REAL_MEASURE_TYPE |  |  |  |  | NON_DEPENDENT_P_DET | [5 empty] | 0112/2///61987#ABH326 - Total process material0112/2///61987#ABN682 - Continuous measurement variables0112/2///61987#ABN686 - Specific level measurement variables | 0112/2///61987#ABA000 | 0112/2///62720#UAA726 - metre |  | 0112/2///61987#ABT548 - Length short | Standard |  | IEC 61987 | IEC | IEC SC65E | - | C00112 |  | 0112-2---61987#ABH329 | https://cdd.iec.ch/cdd/iec61987/iec61987.nsf/PropertiesAllVersions/0112-2---61987%23ABH329
0112/2///61987#ABH756 | 001 | 02 | 0112/2///61987#ABH756#001 | reference to Calibration point of voltage |  |  |  |  | reference to block ABH644 | [5 empty] | CLASS_REFERENCE_TYPE(0112/2///61987#ABH644) 0112/2///61987#ABH644 - Calibration point of voltage |  |  |  |  | DEPENDENT_P_DET | [5 empty] | 0112/2///61987#ABH626 - Calibration of voltage | 0112/2///61987#ABA000 |  |  |  | Standard |  | IEC 61987 | IEC | IEC SC65E | 0112/2///61987#ABH594 - number of calibration points | C00112 |  | 0112-2---61987#ABH756 | https://cdd.iec.ch/cdd/iec61987/iec61987.nsf/PropertiesAllVersions/0112-2---61987%23ABH756
0112/2///61987#ABU368 | 001 | 03 | 0112/2///61987#ABU368#001 | reference to Binary input IEC 60947-5-6 (NAMUR) |  |  |  |  | reference to block ABC143 |  | Id specified in IEC61987-12/-13: ABC773 |  |  |  | CLASS_REFERENCE_TYPE(0112/2///61987#ABC143) 0112/2///61987#ABC143 - Binary input IEC 60947-5-6 (NAMUR) |  |  |  |  | DEPENDENT_P_DET | [5 empty] | 0112/2///61987#ABC053 - Type of auxiliary input [2]0112/2///61987#ABE395 - Type of auxiliary input [11] | 0112/2///61987#ABA000 |  |  |  | Standard |  |  |  | SC65E – IEC 61987 | 0112/2///61987#ABU347 - auxiliary input type [2] | C00004 |  | 0112-2---61987#ABU368 | https://cdd.iec.ch/cdd/iec61987/iec61987.nsf/PropertiesAllVersions/0112-2---61987%23ABU368
0112/2///61987#ABB745 | 001 | 04 | 0112/2///61987#ABB745#001 | zero point error of pressure |  |  |  |  | absolute error of a device measuring pressure under reference conditions, when the input is at the lower range value |  |  | mbar |  |  | REAL_MEASURE_TYPE |  |  |  |  | NON_DEPENDENT_P_DET | [5 empty] | 0112/2///61987#ABC064 - Absolute performance for pressure | 0112/2///61987#ABA000 | 0112/2///62720#UAA810 - millibar |  | 0112/2///61987#ABT524 - Pressure | Standard |  |  |  | SC65E – IEC 61987 | - | C00004 |  | 0112-2---61987#ABB745 | https://cdd.iec.ch/cdd/iec61987/iec61987.nsf/PropertiesAllVersions/0112-2---61987%23ABB745
0112/2///61987#ABU429 | 001 | 03 | 0112/2///61987#ABU429#001 | assigned variable type [3] |  |  |  |  | process variable assigned to an input or output |  | polymorphic control property; Id specified in IEC61987-12/-13: ABA344 |  |  |  | ENUM_STRING_TYPE(0112/2///61987#ABU124(Assigned mass flow range,Assigned actual volume flow range,Assigned normalized volume flow range,Assigned density range,Assigned pressure range,Assigned temperature range,Assigned dynamic viscosity range,Assigned totalized value range for mass and for volume,Assigned other variable range)) |  | 0112/2///61987#ABU124 |  |  | CONDITION_DET |  |  | 0112/2///61987#ABU124 | 0112/2///61987#ABU078 - IEC61987-11 Name of Assigned mass flow range0112/2///61987#ABU079 - IEC61987-11 Name of Assigned actual volume flow range0112/2///61987#ABU080 - IEC61987-11 Name of Assigned normalized volume flow range0112/2///61987#ABD494 - IEC61987-11 Name of Assigned flow velocity range0112/2///61987#ABU081 - IEC61987-11 Name of Assigned density range0112/2///61987#ABU082 - IEC61987-11 Name of Assigned pressure range0112/2///61987#ABU083 - IEC61987-11 Name of Assigned temperature range0112/2///61987#ABU084 - IEC61987-11 Name of Assigned dynamic viscosity range0112/2///61987#ABU085 - IEC61987-11 Name of Assigned totalized value range for mass and for volume0112/2///61987#ABU086 - IEC61987-11 Name of Assigned other variable range |  | 0112/2///61987#ABC120 - Assigned variable [3] | 0112/2///61987#ABA000 |  |  |  | Standard |  | IEC 61987 | IEC | IEC/SC 65E | - | C00112 |  | 0112-2---61987#ABU429 | https://cdd.iec.ch/cdd/iec61987/iec61987.nsf/PropertiesAllVersions/0112-2---61987%23ABU429
0112/2///61987#ABA959 | 005 | 01 | 0112/2///61987#ABA959#005 | method of insulation |  |  |  |  | way in which thermal insulation is applied to a component | [5 empty] | ENUM_CODE_TYPE(0112/2///61987#ABL700) |  |  |  |  | DEPENDENT_P_DET |  |  | 0112/2///61987#ABL700 | 0112/2///61987#ABN390 - with gas tight cladding0112/2///61987#ABI407 - others |  | 0112/2///61987#ABC270 - Impulse line0112/2///61987#ABH106 - Insulation and trace heating of process equipment0112/2///61987#ABH135 - Insulation and trace heating | 0112/2///61987#ABA000 |  |  |  | Standard |  |  |  | SC65E – IEC 61987 | 0112/2///61987#ABI406 - empty_property | C00091 |  | 0112-2---61987#ABA959 | https://cdd.iec.ch/cdd/iec61987/iec61987.nsf/PropertiesAllVersions/0112-2---61987%23ABA959
0112/2///61987#ABP161 | 001 | 01 | 0112/2///61987#ABP161#001 | non-repeatability of reactive power |  |  |  |  | for a device, absolute degree of deviation between the results of successive measurements of reactive power, carried out under the same conditions of measurement |  |  | var |  |  | REAL_MEASURE_TYPE |  |  |  |  | NON_DEPENDENT_P_DET | [5 empty] | 0112/2///61987#ABP009 - Absolute performance for reactive power [I/O module] | 0112/2///61987#ABA000 | 0112/2///62720#UAB023 - volt ampere reactive |  |  | Standard |  | IEC 61987 | IEC | IEC/SC 65E | - | C00128 | 001-01 (2023-01-23 14:53:52 by BATCH 00000807) standard | 0112-2---61987#ABP161 | https://cdd.iec.ch/cdd/iec61987/iec61987.nsf/PropertiesAllVersions/0112-2---61987%23ABP161
0112/2///61987#ABE874 | 001 | 01 | 0112/2///61987#ABE874#001 | lower range-value of level | lower range-value |  |  |  | level value assigned to the lower range end-value of the input or output signal | The lower value of the signal range the device is adjusted to and that is processed by the level meter |  | m |  |  | REAL_MEASURE_TYPE |  |  |  |  | NON_DEPENDENT_P_DET | [5 empty] | 0112/2///61987#ABE873 - Assigned level range | 0112/2///61987#ABA000 | 0112/2///62720#UAA726 - metre |  | 0112/2///61987#ABT548 - Length short | Standard |  | IEC 61987 | IEC | SC65E | - | C00018 | 001-01 (2018-03-28 07:27:02 by BATCH 00000762) standard | 0112-2---61987#ABE874 | https://cdd.iec.ch/cdd/iec61987/iec61987.nsf/PropertiesAllVersions/0112-2---61987%23ABE874
0112/2///61987#ABH171 | 001 | 01 | 0112/2///61987#ABH171#001 | density of wet leg at high pressure side |  |  |  |  | density of the liquid in a filled wet leg at the high pressure side of a differential pressure transmitter |  |  | kg/m³ |  |  | REAL_MEASURE_TYPE |  |  |  |  | NON_DEPENDENT_P_DET | [5 empty] | 0112/2///61987#ABH168 - Parameters of differential pressure level measurement | 0112/2///61987#ABA000 | 0112/2///62720#UAA619 - kilogram per metre cubed |  | 0112/2///61987#ABT573 - Density | Standard |  | IEC 61987 | IEC | SC65E | - | C00018 | 001-01 (2018-03-28 07:27:14 by BATCH 00000762) standard | 0112-2---61987#ABH171 | https://cdd.iec.ch/cdd/iec61987/iec61987.nsf/PropertiesAllVersions/0112-2---61987%23ABH171
0112/2///61987#ABH219 | 001 | 01 | 0112/2///61987#ABH219#001 | reflectivity |  |  |  |  | ratio of the radiant refection of a substance to the radiant reflection of a black body at the same temperature |  |  | % |  |  | REAL_MEASURE_TYPE |  |  |  |  | NON_DEPENDENT_P_DET | [5 empty] | 0112/2///61987#ABH229 - Process case variables for non-contact temperature transmitter | 0112/2///61987#ABA000 | 0112/2///62720#UAA000 - percent |  | 0112/2///61987#ABT533 - Percentage | Standard |  | IEC 61987 | IEC | SC65E | - | C00019 | 001-01 (2018-03-28 07:27:14 by BATCH 00000762) standard | 0112-2---61987#ABH219 | https://cdd.iec.ch/cdd/iec61987/iec61987.nsf/PropertiesAllVersions/0112-2---61987%23ABH219
0112/2///61987#ABB234 | 003 | 01 | 0112/2///61987#ABB234#003 | type of body |  |  |  |  | classification of a device body according to its general protective purpose | [5 empty] | ENUM_CODE_TYPE(0112/2///61987#ABL309) |  |  |  |  | DEPENDENT_P_DET |  |  | 0112/2///61987#ABL309 | 0112/2///61987#ABL983 - body for food/pharma application0112/2///61987#ABL984 - heavy duty body0112/2///61987#ABL985 - high temperature body0112/2///61987#ABI407 - others |  | 0112/2///61987#ABC044 - Transmitter body [1]0112/2///61987#ABC045 - Transmitter body [2]0112/2///61987#ABC046 - Transmitter body [3]0112/2///61987#ABC047 - Transmitter body [4] | 0112/2///61987#ABA000 |  |  |  | Standard |  |  |  | SC65E – IEC 61987 | 0112/2///61987#ABI406 - empty_property | C00091 |  | 0112-2---61987#ABB234 | https://cdd.iec.ch/cdd/iec61987/iec61987.nsf/PropertiesAllVersions/0112-2---61987%23ABB234
0112/2///61987#ABP174 | 001 | 01 | 0112/2///61987#ABP174#001 | supply voltage |  |  |  |  | rms value or, if applicable, the DC value, of the voltage existing at a given instant at a point of supply, measured over a given time interval |  |  | V |  |  | REAL_MEASURE_TYPE |  |  | IEV 614-01-03 |  | NON_DEPENDENT_P_DET | [5 empty] | 0112/2///61987#ABC212 - Electrical data for active behaviour | 0112/2///61987#ABA000 | 0112/2///62720#UAA296 - volt |  | 0112/2///61987#ABT506 - Voltage | Standard |  | IEC 61987 | IEC | IEC/SC 65E | - | C00128 | 001-01 (2023-01-23 14:53:52 by BATCH 00000807) standard | 0112-2---61987#ABP174 | https://cdd.iec.ch/cdd/iec61987/iec61987.nsf/PropertiesAllVersions/0112-2---61987%23ABP174
0112/2///61987#ABH519 | 002 | 01 | 0112/2///61987#ABH519#002 | phase of matter |  |  |  |  | state of a medium distinguishable by its physical properties from other states of the same or other media | Any state of matter, such as solid, liquid, or gas, constitutes always a phase separate from other states of matter. Under usual condition, a gas is in one phase only. Non-mixable liquid components are in different phases. Different solid phases are associated with different structures, e.g. diamond and graphite, or paramagnetic and ferromagnetic materials. |  |  |  |  | ENUM_CODE_TYPE(0112/2///61987#ABJ784) |  |  | IEV 113-02-05 |  | DEPENDENT_P_DET |  |  | 0112/2///61987#ABJ784 | 0112/2///61987#ABL177 - liquid0112/2///61987#ABL178 - gas0112/2///61987#ABL179 - vapour0112/2///61987#ABL180 - solid0112/2///61987#ABL181 - emulsion0112/2///61987#ABL182 - suspension0112/2///61987#ABL183 - foam0112/2///61987#ABL184 - smoke0112/2///61987#ABL185 - gel0112/2///61987#ABL186 - slurry0112/2///61987#ABI407 - others |  | 0112/2///61987#ABE562 - Parameters of restriction orifice/diffuser | 0112/2///61987#ABA000 |  |  |  | Standard |  | IEC 61987 | IEC | SC65E | 0112/2///61987#ABI406 - empty_property | C00091 |  | 0112-2---61987#ABH519 | https://cdd.iec.ch/cdd/iec61987/iec61987.nsf/PropertiesAllVersions/0112-2---61987%23ABH519
0112/2///61987#ABD456 | 001 | 04 | 0112/2///61987#ABD456#001 | diameter of measuring element |  |  |  |  | diameter of a pressure gauge measuring element at its widest point |  |  | mm |  |  | REAL_MEASURE_TYPE |  |  |  |  | NON_DEPENDENT_P_DET | [5 empty] | 0112/2///61987#ABC526 - Pressure gauge sensing element and movement | 0112/2///61987#ABA000 | 0112/2///62720#UAA862 - millimetre |  | 0112/2///61987#ABT548 - Length short | Standard |  |  |  | SC65E – IEC 61987 | - | C00004 |  | 0112-2---61987#ABD456 | https://cdd.iec.ch/cdd/iec61987/iec61987.nsf/PropertiesAllVersions/0112-2---61987%23ABD456
0112/2///61987#ABB951 | 002 | 01 | 0112/2///61987#ABB951#002 | quantity of pressure relief connections |  |  |  |  | number of pressure relief connections that are available in a secondary housing | [5 empty] | INT_TYPE |  |  |  |  | NON_DEPENDENT_P_DET | [5 empty] | 0112/2///61987#ABC588 - Secondary containment | 0112/2///61987#ABA000 |  |  |  | Standard |  |  |  | SC65E – IEC 61987 | - | C00004 |  | 0112-2---61987#ABB951 | https://cdd.iec.ch/cdd/iec61987/iec61987.nsf/PropertiesAllVersions/0112-2---61987%23ABB951
0112/2///61987#ABE782 | 001 | 01 | 0112/2///61987#ABE782#001 | lower range-value of volume fraction | lower range-value |  |  |  | volume fraction value assigned to the lower range end-value of the input or output signal |  |  | % |  |  | REAL_MEASURE_TYPE |  |  |  |  | NON_DEPENDENT_P_DET | [5 empty] | 0112/2///61987#ABF597 - Assigned volume fraction range | 0112/2///61987#ABA000 | 0112/2///62720#UAA000 - percent |  | 0112/2///61987#ABT533 - Percentage | Standard |  | IEC 61987 | IEC | SC65E | - | C00018 | 001-01 (2018-03-28 07:27:01 by BATCH 00000762) standard | 0112-2---61987#ABE782 | https://cdd.iec.ch/cdd/iec61987/iec61987.nsf/PropertiesAllVersions/0112-2---61987%23ABE782
0112/2///61987#ABH508 | 001 | 01 | 0112/2///61987#ABH508#001 | number of drawings |  |  |  |  | cardinality property for drawing | [5 empty] | INT_TYPE |  |  |  |  | CONDITION_DET | [5 empty] | 0112/2///61987#ABH517 - Device documents supplied | 0112/2///61987#ABA000 |  |  |  | Standard |  | IEC 61987 |  | SC65E – IEC 61987 | - | C00018 | 001-01 (2019-03-08 15:35:28 by BATCH 00000766) standard | 0112-2---61987#ABH508 | https://cdd.iec.ch/cdd/iec61987/iec61987.nsf/PropertiesAllVersions/0112-2---61987%23ABH508
0112/2///61987#ABD204 | 004 | 02 | 0112/2///61987#ABD204#004 | reference to Reset parameter |  |  |  |  | reference to block ABC578 | [5 empty] | CLASS_REFERENCE_TYPE(0112/2///61987#ABC578) 0112/2///61987#ABC578 - Reset parameter |  |  |  |  | DEPENDENT_P_DET | [5 empty] | 0112/2///61987#ABC163 - Communication variable | 0112/2///61987#ABA000 |  |  |  | Standard |  | IEC 61987 | IEC | IEC SC65E | 0112/2///61987#ABA054 - number of reset parameters | C00112 |  | 0112-2---61987#ABD204 | https://cdd.iec.ch/cdd/iec61987/iec61987.nsf/PropertiesAllVersions/0112-2---61987%23ABD204
0112/2///61987#ABD092 | 004 | 02 | 0112/2///61987#ABD092#004 | reference to Optical communication interface |  |  |  |  | reference to block ABC462 | [5 empty] | CLASS_REFERENCE_TYPE(0112/2///61987#ABC462) 0112/2///61987#ABC462 - Optical communication interface |  |  |  |  | DEPENDENT_P_DET | [5 empty] | 0112/2///61987#ABC511 - Physical layer | 0112/2///61987#ABA000 |  |  |  | Standard |  | IEC 61987 | IEC | IEC SC65E | 0112/2///61987#ABB247 - number of optical communication interfaces | C00112 |  | 0112-2---61987#ABD092 | https://cdd.iec.ch/cdd/iec61987/iec61987.nsf/PropertiesAllVersions/0112-2---61987%23ABD092
0112/2///61987#ABU541 | 003 | 01 | 0112/2///61987#ABU541#003 | reference to Manufacturer-specific output |  |  |  |  | reference to block ABD899 | [5 empty] | CLASS_REFERENCE_TYPE(0112/2///61987#ABD899) 0112/2///61987#ABD899 - Manufacturer-specific output [5] |  |  |  |  | DEPENDENT_P_DET | [5 empty] | 0112/2///61987#ABE042 - Type of output [8]0112/2///61987#ABE573 - Type of output [9]0112/2///61987#ABE579 - Type of output [11]0112/2///61987#ABE692 - Type of output [22] | 0112/2///61987#ABA000 |  |  |  | Standard |  | IEC 61987 | IEC | SC65E | 0112/2///61987#ABU574 - output type [11] | C00016 |  | 0112-2---61987#ABU541 | https://cdd.iec.ch/cdd/iec61987/iec61987.nsf/PropertiesAllVersions/0112-2---61987%23ABU541
0112/2///61987#ABE838 | 001 | 01 | 0112/2///61987#ABE838#001 | measured error of volume |  |  |  |  | largest positive or negative value of error of the average upscale or downscale value at each point of volume measurement expressed as an absolute value |  |  | m³ |  |  | REAL_MEASURE_TYPE |  |  | IEC 61298 and IEC 60770-2 |  | NON_DEPENDENT_P_DET | [5 empty] | 0112/2///61987#ABE836 - Absolute performance for volume0112/2///61987#ABE843 - Accuracy for a subrange of volume | 0112/2///61987#ABA000 | 0112/2///62720#UAA757 - metre cubed |  | 0112/2///61987#ABT505 - Volume | Standard |  | IEC 61987 | IEC | SC65E | - | C00018 | 001-01 (2018-03-28 07:27:02 by BATCH 00000762) standard | 0112-2---61987#ABE838 | https://cdd.iec.ch/cdd/iec61987/iec61987.nsf/PropertiesAllVersions/0112-2---61987%23ABE838
0112/2///61987#ABF524 | 001 | 01 | 0112/2///61987#ABF524#001 | maximum distance between emitter and receiver |  |  |  |  | greatest distance between an emitter and a receiver at which a device or a device component can operate within specifications |  |  | m |  |  | REAL_MEASURE_TYPE |  |  |  |  | NON_DEPENDENT_P_DET | [5 empty] | 0112/2///61987#ABF517 - Structural design of a microwave level switch0112/2///61987#ABF637 - Structural design of a microwave density transmitter | 0112/2///61987#ABA000 | 0112/2///62720#UAA726 - metre |  | 0112/2///61987#ABT548 - Length short | Standard |  | IEC 61987 | IEC | SC65E | - | C00018 | 001-01 (2018-03-28 07:27:07 by BATCH 00000762) standard | 0112-2---61987#ABF524 | https://cdd.iec.ch/cdd/iec61987/iec61987.nsf/PropertiesAllVersions/0112-2---61987%23ABF524
0112/2///61987#ABJ677 | 001 | 01 | 0112/2///61987#ABJ677#001 | number of PULSE_OUTPUTs |  |  |  |  | cardinality property for a PULSE_OUTPUT | [5 empty] | INT_TYPE |  |  |  |  | CONDITION_DET | [5 empty] | 0112/2///61987#ABH901 - Pulse input function block | 0112/2///61987#ABA000 |  |  |  | Standard |  |  |  | SC65E – IEC 61987 | - | C00018 | 001-01 (2019-03-08 15:35:34 by BATCH 00000766) standard | 0112-2---61987#ABJ677 | https://cdd.iec.ch/cdd/iec61987/iec61987.nsf/PropertiesAllVersions/0112-2---61987%23ABJ677
0112/2///61987#ABA462 | 005 | 01 | 0112/2///61987#ABA462#005 | scope of explosion protection/device part |  |  |  |  | parts of a device to which the explosion protection approval applies and/or the area where a device or part can be installed | [5 empty] | ENUM_CODE_TYPE(0112/2///61987#ABL375) |  |  |  |  | DEPENDENT_P_DET |  |  | 0112/2///61987#ABL375 | 0112/2///61987#ABM215 - display0112/2///61987#ABM216 - transmitter body0112/2///61987#ABM217 - remote sensing element0112/2///61987#ABM218 - remote transmitter housing0112/2///61987#ABM219 - power supply0112/2///61987#ABM220 - inner and outer areas of an equipment0112/2///61987#ABI407 - others |  | 0112/2///61987#ABC232 - Explosion protection design approval0112/2///61987#ABD868 - Explosion protection design approval [2] | 0112/2///61987#ABA000 |  |  |  | Standard |  |  |  | SC65E – IEC 61987 | 0112/2///61987#ABI406 - empty_property | C00091 |  | 0112-2---61987#ABA462 | https://cdd.iec.ch/cdd/iec61987/iec61987.nsf/PropertiesAllVersions/0112-2---61987%23ABA462
0112/2///61987#ABU436 | 001 | 04 | 0112/2///61987#ABU436#001 | reference to Binary transistor/triac output |  |  |  |  | reference to block ABC141 |  | Id specified in IEC61987-12/-13: ABC771 |  |  |  | CLASS_REFERENCE_TYPE(0112/2///61987#ABC141) 0112/2///61987#ABC141 - Binary transistor/triac output |  |  |  |  | DEPENDENT_P_DET | [5 empty] | 0112/2///61987#ABC670 - Type of output [7]0112/2///61987#ABP052 - Output [I/O module] | 0112/2///61987#ABA000 |  |  |  | Standard |  | IEC 61987 | IEC | IEC/SC 65E | 0112/2///61987#ABU426 - output type [7] | C00128 |  | 0112-2---61987#ABU436 | https://cdd.iec.ch/cdd/iec61987/iec61987.nsf/PropertiesAllVersions/0112-2---61987%23ABU436
0112/2///61987#ABD659 | 002 | 01 | 0112/2///61987#ABD659#002 | lower range-limit of outlet gauge pressure |  |  |  |  | lowest gauge pressure value at the device outlet to which a pressure reducing regulator or a back pressure regulator can be adjusted and still remain within the specified performance limits |  |  | bar |  |  | REAL_MEASURE_TYPE |  |  |  |  | NON_DEPENDENT_P_DET | [5 empty] | 0112/2///61987#ABD964 - Parameters of valve body assembly [4]0112/2///61987#ABE560 - Parameters of filter regulator | 0112/2///61987#ABA000 | 0112/2///62720#UAA323 - bar |  | 0112/2///61987#ABT524 - Pressure | Standard |  |  |  |  | - | C00004 |  | 0112-2---61987#ABD659 | https://cdd.iec.ch/cdd/iec61987/iec61987.nsf/PropertiesAllVersions/0112-2---61987%23ABD659
0112/2///61987#ABI293 | 001 | 01 | 0112/2///61987#ABI293#001 | designation of manufacturer-specific block parameter |  |  |  |  | alphanumeric representation of the manufacturer-specific block parameter as it appears in the function block | [5 empty] | STRING_TYPE |  |  |  |  | NON_DEPENDENT_P_DET | [5 empty] | 0112/2///61987#ABH912 - Manufacturer-specific block parameter | 0112/2///61987#ABA000 |  |  |  | Standard |  |  |  | SC65E – IEC 61987 | - | C00018 | 001-01 (2019-03-08 15:35:31 by BATCH 00000766) standard | 0112-2---61987#ABI293 | https://cdd.iec.ch/cdd/iec61987/iec61987.nsf/PropertiesAllVersions/0112-2---61987%23ABI293
0112/2///61987#ABN709 | 001 | 02 | 0112/2///61987#ABN709#001 | weighted sound pressure level B |  |  |  |  | logarithm of the ratio of a given sound pressure to the reference sound pressure of 20 μPa, the sound pressure being obtained with the standard frequency weighting B | The weighting is given in IEC 651 (1979). |  | dB |  |  | REAL_MEASURE_TYPE |  |  | IEV 801-22-14 MOD |  | NON_DEPENDENT_P_DET | [5 empty] | 0112/2///61987#ABN690 - Specific environmental measurement variables | 0112/2///61987#ABA000 | 0112/2///62720#UAA409 - decibel |  |  | Standard |  | IEC 61987 | IEC | IEC SC65E | - | C00112 |  | 0112-2---61987#ABN709 | https://cdd.iec.ch/cdd/iec61987/iec61987.nsf/PropertiesAllVersions/0112-2---61987%23ABN709
0112/2///61987#ABC808 | 004 | 02 | 0112/2///61987#ABC808#004 | reference to Data logging |  |  |  |  | reference to block ABC178 | [5 empty] | CLASS_REFERENCE_TYPE(0112/2///61987#ABC178) 0112/2///61987#ABC178 - Data logging |  |  |  |  | DEPENDENT_P_DET | [5 empty] | 0112/2///61987#ABC194 - Diagnosis0112/2///61987#ABE716 - Diagnosis [2] | 0112/2///61987#ABA000 |  |  |  | Standard |  | IEC 61987 | IEC | IEC SC65E | 0112/2///61987#ABB436 - number of data loggings | C00112 |  | 0112-2---61987#ABC808 | https://cdd.iec.ch/cdd/iec61987/iec61987.nsf/PropertiesAllVersions/0112-2---61987%23ABC808
0112/2///61987#ABC862 | 004 | 02 | 0112/2///61987#ABC862#004 | reference to Explosion protection design approval |  |  |  |  | reference to block ABC232 | [5 empty] | CLASS_REFERENCE_TYPE(0112/2///61987#ABC232) 0112/2///61987#ABC232 - Explosion protection design approval |  |  |  |  | DEPENDENT_P_DET | [5 empty] | 0112/2///61987#ABC422 - Mechanical and electrical construction [flow transmitter]0112/2///61987#ABC423 - Mechanical and electrical construction [coriolis mass flow transmitter]0112/2///61987#ABC424 - Mechanical and electrical construction [swirl flow transmitter]0112/2///61987#ABC425 - Mechanical and electrical construction [electromagnetic flow transmitter]0112/2///61987#ABC426 - Mechanical and electrical construction [electromagnetic insertion flow transmitter]0112/2///61987#ABC427 - Mechanical and electrical construction [orifice/differential pressure flow transmitter]0112/2///61987#ABC428 - Mechanical and electrical construction [(oval) gear flow transmitter/gauge]0112/2///61987#ABC429 - Mechanical and electrical construction [piston flow transmitter/gauge]0112/2///61987#ABC430 - Mechanical and electrical construction [thermal mass flow transmitter]0112/2///61987#ABC431 - Mechanical and electrical construction [rotating element flow transmitter/gauge]0112/2///61987#ABC432 - Mechanical and electrical construction [ultrasonic flow transmitter]0112/2///61987#ABC433 - Mechanical and electrical construction [variable area flow transmitter/gauge]0112/2///61987#ABC434 - Mechanical and electrical construction [vortex flow transmitter]0112/2///61987#ABC435 - Mechanical and electrical construction [positive displacement flow transmitter/gauge]0112/2///61987#ABC436 - Mechanical and electrical construction [helix flow transmitter/gauge]0112/2///61987#ABC437 - Mechanical and electrical construction [remote/separate transmitter]0112/2///61987#ABC438 - Mechanical and electrical construction [absolute/gauge pressure transmitter]0112/2///61987#ABC439 - Mechanical and electrical construction [differential pressure transmitter]0112/2///61987#ABC440 - Mechanical and electrical construction [absolute/gauge pressure gauge]0112/2///61987#ABC441 - Mechanical and electrical construction [differential pressure gauge]0112/2///61987#ABC442 - Mechanical and electrical construction [remote seal]0112/2///61987#ABC443 - Mechanical and electrical construction [manifold]0112/2///61987#ABD932 - Mechanical and electrical construction [positioner]0112/2///61987#ABE596 - Mechanical and electrical construction [position transmitter]0112/2///61987#ABE599 - Mechanical and electrical construction [limit switch]0112/2///61987#ABE603 - Mechanical and electrical construction [solenoid valve]0112/2///61987#ABE616 - Mechanical and electrical construction [I/P converter]0112/2///61987#ABG360 - Mechanical and electrical construction [level transmitter]0112/2///61987#ABG361 - Mechanical and electrical construction [level switch]0112/2///61987#ABG362 - Mechanical and electrical construction [hydrostatic pressure level transmitter]0112/2///61987#ABG363 - Mechanical and electrical construction [displacer level transmitter/switch]0112/2///61987#ABG364 - Mechanical and electrical construction [guided-wave radar level transmitter/switch]0112/2///61987#ABG365 - Mechanical and electrical construction [float level transmitter/switch]0112/2///61987#ABG366 - Mechanical and electrical construction [capacitance level transmitter/switch]0112/2///61987#ABG367 - Mechanical and electrical construction [conductance level transmitter/switch]0112/2///61987#ABG368 - Mechanical and electrical construction [magnetic level gauge]0112/2///61987#ABG369 - Mechanical and electrical construction [nuclear level transmitter/switch]0112/2///61987#ABG370 - Mechanical and electrical construction [free-space radar level transmitter]0112/2///61987#ABG371 - Mechanical and electrical construction [plumb bob level transmitter]0112/2///61987#ABG372 - Mechanical and electrical construction [ultrasonic level transmitter]0112/2///61987#ABG373 - Mechanical and electrical construction [laser level transmitter]0112/2///61987#ABG374 - Mechanical and electrical construction [servo level transmitter ]0112/2///61987#ABG375 - Mechanical and electrical construction [separate level transmitter/switching unit]0112/2///61987#ABG376 - Mechanical and electrical construction [optical level switch]0112/2///61987#ABG377 - Mechanical and electrical construction [rotary paddle switch]0112/2///61987#ABG378 - Mechanical and electrical construction [vibrating level switch]0112/2///61987#ABG379 - Mechanical and electrical construction [ultrasonic level switch]0112/2///61987#ABG380 - Mechanical and electrical construction [microwave level switch]0112/2///61987#ABG381 - Mechanical and electrical construction [thermal level switch]0112/2///61987#ABG382 - Mechanical and electrical construction [sight level indicator]0112/2///61987#ABG383 - Mechanical and electrical construction [sight level gauge]0112/2///61987#ABG387 - Mechanical and electrical construction [temperature transmitter]0112/2///61987#ABG388 - Mechanical and electrical construction [contact temperature transmitter]0112/2///61987#ABG389 - Mechanical and electrical construction [radiation thermometer]0112/2///61987#ABG390 - Mechanical and electrical construction [separate temperature transmitter]0112/2///61987#ABG395 - Mechanical and electrical construction [temperature gauge]0112/2///61987#ABG396 - Mechanical and electrical construction [density transmitter]0112/2///61987#ABG397 - Mechanical and electrical construction [buoyancy density transmitter]0112/2///61987#ABG398 - Mechanical and electrical construction [refractive index density transmitter]0112/2///61987#ABG399 - Mechanical and electrical construction [vibrating tube density transmitter]0112/2///61987#ABG400 - Mechanical and electrical construction [radiometric density transmitter]0112/2///61987#ABG401 - Mechanical and electrical construction [vibrating fork/rod density transmitter]0112/2///61987#ABG402 - Mechanical and electrical construction [ultrasonic density transmitter]0112/2///61987#ABG403 - Mechanical and electrical construction [microwave density transmitter]0112/2///61987#ABG404 - Mechanical and electrical construction [separate density transmitter]0112/2///61987#ABP049 - Mechanical and electrical construction [I/O module] | 0112/2///61987#ABA000 |  |  |  | Standard |  | IEC 61987 | IEC | IEC SC65E | 0112/2///61987#ABB139 - number of explosion protection design approvals | C00112 |  | 0112-2---61987#ABC862 | https://cdd.iec.ch/cdd/iec61987/iec61987.nsf/PropertiesAllVersions/0112-2---61987%23ABC862
0112/2///61987#ABV004 | 001 | 01 | 0112/2///61987#ABV004#001 | output type [14] |  |  |  |  | polymorphism property allowing selection of an output type for a device |  | Polymorphic control property |  |  |  | ENUM_STRING_TYPE(0112/2///61987#ABU844(Analog current output [10],Analog voltage output [10],Frequency output [10],Binary output IEC 60947-5-6 (NAMUR),0112/2///61987#Binary current output,0112/2///61987#Binary isolated output,0112/2///61987#Binary electronic output,0112/2///61987#Manufacturer-specific output [10])) |  |  |  |  | CONDITION_DET |  |  | 0112/2///61987#ABU844 | 0112/2///61987#ABU790 - IEC61987-11 Name of Analog current output [10]0112/2///61987#ABU791 - IEC61987-11 Name of Analog voltage output [10]0112/2///61987#ABU792 - IEC61987-11 Name of Frequency output [10]0112/2///61987#ABU793 - IEC61987-11 Name of Binary output IEC 60947-5-6 (NAMUR)0112/2///61987#ABU794 - IEC61987-11 Name of Binary current output0112/2///61987#ABU795 - IEC61987-11 Name of Binary isolated output0112/2///61987#ABU796 - IEC61987-11 Name of Binary electronic output0112/2///61987#ABU797 - IEC61987-11 Name of Manufacturer-specific output [10] |  | 0112/2///61987#ABG144 - Type of output [14] | 0112/2///61987#ABA000 |  |  |  | Standard |  | IEC 61987 | IEC | SC65E | - | C00018 | 001-01 (2018-03-28 07:27:23 by BATCH 00000762) standard | 0112-2---61987#ABV004 | https://cdd.iec.ch/cdd/iec61987/iec61987.nsf/PropertiesAllVersions/0112-2---61987%23ABV004
0112/2///61987#ABB378 | 001 | 02 | 0112/2///61987#ABB378#001 | identification of process material component |  |  |  |  | alphanumeric character sequence uniquely identifying a process material component | [5 empty] | STRING_TYPE |  |  | IEC 62424 MOD |  | NON_DEPENDENT_P_DET | [5 empty] | 0112/2///61987#ABC548 - Process material component0112/2///61987#ABD995 - Process material component [2] | 0112/2///61987#ABA000 |  |  |  | Standard |  |  |  | SC65E – IEC 61987 | - | C00004 |  | 0112-2---61987#ABB378 | https://cdd.iec.ch/cdd/iec61987/iec61987.nsf/PropertiesAllVersions/0112-2---61987%23ABB378
0112/2///61987#ABA219 | 001 | 02 | 0112/2///61987#ABA219#001 | trip point hysteresis |  |  |  |  | hysteresis, expressed in engineering units, placed on the trip value to prevent chatter on return to normal condition | [5 empty] | STRING_TYPE |  |  |  |  | NON_DEPENDENT_P_DET | [5 empty] | 0112/2///61987#ABD476 - Contacts | 0112/2///61987#ABA000 |  |  |  | Standard |  |  |  | SC65E – IEC 61987 | - | C00004 |  | 0112-2---61987#ABA219 | https://cdd.iec.ch/cdd/iec61987/iec61987.nsf/PropertiesAllVersions/0112-2---61987%23ABA219
0112/2///61987#ABF295 | 001 | 01 | 0112/2///61987#ABF295#001 | designation of lead |  |  |  |  | alphanumeric character sequence identifying a lead | [5 empty] | STRING_TYPE |  |  |  |  | NON_DEPENDENT_P_DET | [5 empty] | 0112/2///61987#ABF294 - Flying lead | 0112/2///61987#ABA000 |  |  |  | Standard |  | IEC 61987 | IEC | SC65E | - | C00019 | 001-01 (2018-03-28 07:27:05 by BATCH 00000762) standard | 0112-2---61987#ABF295 | https://cdd.iec.ch/cdd/iec61987/iec61987.nsf/PropertiesAllVersions/0112-2---61987%23ABF295
0112/2///61987#ABF802 | 002 | 05 | 0112/2///61987#ABF802#002 | reference to Thermocouple/voltage measurement |  |  |  |  | reference to block ABF399 | [5 empty] | CLASS_REFERENCE_TYPE(0112/2///61987#ABF399) 0112/2///61987#ABF399 - Thermocouple/voltage measurement |  |  |  |  | DEPENDENT_P_DET | [5 empty] | 0112/2///61987#ABF396 - Structural design of separate temperature transmitter | 0112/2///61987#ABA000 |  |  |  | Standard |  | IEC 61987 | IEC | IEC SC65E | 0112/2///61987#ABF402 - number of thermocouple/voltage measurements | C00112 |  | 0112-2---61987#ABF802 | https://cdd.iec.ch/cdd/iec61987/iec61987.nsf/PropertiesAllVersions/0112-2---61987%23ABF802
0112/2///61987#ABG930 | 001 | 01 | 0112/2///61987#ABG930#001 | reference to Mechanical and electrical construction [free-space radar level transmitter] |  |  |  |  | reference to block ABG370 | [5 empty] | CLASS_REFERENCE_TYPE(0112/2///61987#ABG370) 0112/2///61987#ABG370 - Mechanical and electrical construction [free-space radar level transmitter] |  |  |  |  | NON_DEPENDENT_P_DET | [5 empty] | 0112/2///61987#ABE742 - Device LOP for free-space radar level transmitter | 0112/2///61987#ABA000 |  |  |  | Standard |  | IEC 61987 | IEC | SC65E | - | C00018 | 001-01 (2018-03-28 07:27:12 by BATCH 00000762) standard | 0112-2---61987#ABG930 | https://cdd.iec.ch/cdd/iec61987/iec61987.nsf/PropertiesAllVersions/0112-2---61987%23ABG930
0112/2///61987#ABE396 | 001 | 02 | 0112/2///61987#ABE396#001 | reference to Type of auxiliary input [11] |  |  |  |  | reference to block ABE395 |  | Id specified in IEC61987-22: ABE395 |  |  |  | CLASS_REFERENCE_TYPE(0112/2///61987#ABE395) 0112/2///61987#ABE395 - Type of auxiliary input [11] |  |  |  |  | NON_DEPENDENT_P_DET | [5 empty] | 0112/2///61987#ABE393 - Auxiliary input [11] | 0112/2///61987#ABA000 |  |  |  | Standard |  |  |  |  | - | C00004 |  | 0112-2---61987#ABE396 | https://cdd.iec.ch/cdd/iec61987/iec61987.nsf/PropertiesAllVersions/0112-2---61987%23ABE396
0112/2///61987#ABJ656 | 001 | 01 | 0112/2///61987#ABJ656#001 | DISCRETE_REMOTE_SETPOINT_VALUE |  |  |  |  | parameter indicating the value of the discrete remote setpoint | [5 empty] | BOOLEAN_TYPE |  |  |  |  | NON_DEPENDENT_P_DET | [5 empty] | 0112/2///61987#ABI862 - DISCRETE_REMOTE_SETPOINT | 0112/2///61987#ABA000 |  |  |  | Standard |  |  |  | SC65E – IEC 61987 | - | C00019 | 001-01 (2019-03-08 15:35:34 by BATCH 00000766) standard | 0112-2---61987#ABJ656 | https://cdd.iec.ch/cdd/iec61987/iec61987.nsf/PropertiesAllVersions/0112-2---61987%23ABJ656
0112/2///61987#ABP183 | 001 | 01 | 0112/2///61987#ABP183#001 | zero point error of apparent power |  |  |  |  | absolute error of a device measuring apparent power under reference conditions, when the input is at the lower range value |  |  | V·A |  |  | REAL_MEASURE_TYPE |  |  |  |  | NON_DEPENDENT_P_DET | [5 empty] | 0112/2///61987#ABP005 - Absolute performance for apparent power [I/O module] | 0112/2///61987#ABA000 | 0112/2///62720#UAA298 - volt ampere |  |  | Standard |  | IEC 61987 | IEC | IEC/SC 65E | - | C00128 | 001-01 (2023-01-23 14:53:52 by BATCH 00000807) standard | 0112-2---61987#ABP183 | https://cdd.iec.ch/cdd/iec61987/iec61987.nsf/PropertiesAllVersions/0112-2---61987%23ABP183
0112/2///61987#ABU684 | 001 | 01 | 0112/2///61987#ABU684#001 | reference to Absolute performance for mass fraction |  |  |  |  | reference to block ABF608 | [5 empty] | CLASS_REFERENCE_TYPE(0112/2///61987#ABF608) 0112/2///61987#ABF608 - Absolute performance for mass fraction |  |  |  |  | DEPENDENT_P_DET | [5 empty] | 0112/2///61987#ABG285 - Type of performance variable [19] | 0112/2///61987#ABA000 |  |  |  | Standard |  | IEC 61987 | IEC | SC65E | 0112/2///61987#ABU655 - performance variable type [19] | C00017 | 001-01 (2018-03-28 07:27:21 by BATCH 00000762) standard | 0112-2---61987#ABU684 | https://cdd.iec.ch/cdd/iec61987/iec61987.nsf/PropertiesAllVersions/0112-2---61987%23ABU684
0112/2///61987#ABB720 | 001 | 04 | 0112/2///61987#ABB720#001 | accuracy of mass flow measuring instrument |  |  |  |  | quality which characterizes the ability of a mass flow measuring instrument to provide an indicated value close to a true value of the measurand under reference conditions | the accuracy is based on a statistical sample of test devices |  | kg/h |  |  | REAL_MEASURE_TYPE |  |  | IEV 311-06-08 (modified) |  | NON_DEPENDENT_P_DET | [5 empty] | 0112/2///61987#ABC061 - Absolute performance for mass flow0112/2///61987#ABC073 - Accuracy for a subrange of mass flow | 0112/2///61987#ABA000 | 0112/2///62720#UAA607 - kilogram per hour |  | 0112/2///61987#ABT545 - Mass flow rate | Standard |  |  |  | SC65E – IEC 61987 | - | C00004 |  | 0112-2---61987#ABB720 | https://cdd.iec.ch/cdd/iec61987/iec61987.nsf/PropertiesAllVersions/0112-2---61987%23ABB720
0112/2///61987#ABB842 | 001 | 03 | 0112/2///61987#ABB842#001 | maximum influence of process pressure on other variable |  |  |  |  | change in output of a dynamic viscosity measuring device caused by a change in process pressure with respect to reference conditions, expressed as the maximum error across the specified process pressure range |  |  | 1 |  |  | REAL_MEASURE_TYPE |  |  |  |  | NON_DEPENDENT_P_DET | [5 empty] | 0112/2///61987#ABC283 - Influence of external quantities expressed for other variable | 0112/2///61987#ABA000 | 0112/2///62720#UAA915 - quantity of dimension one |  |  | Standard |  |  |  | SC65E – IEC 61987 | - | C00019 |  | 0112-2---61987#ABB842 | https://cdd.iec.ch/cdd/iec61987/iec61987.nsf/PropertiesAllVersions/0112-2---61987%23ABB842
0112/2///61987#ABA578 | 006 | 01 | 0112/2///61987#ABA578#006 | tag description |  |  |  |  | plain text characterizing a process control engineering request | [5 empty] | STRING_TYPE |  |  |  |  | NON_DEPENDENT_P_DET | [5 empty] | 0112/2///61987#ABC512 - Physical location0112/2///61987#ABD976 - Physical location [2]0112/2///61987#ABD977 - Physical location [3]0112/2///61987#ABG480 - Physical location [4]0112/2///61987#ABH439 - Measuring or control point | 0112/2///61987#ABA000 |  |  |  | Standard |  |  |  | SC65E – IEC 61987 | - | C0004 |  | 0112-2---61987#ABA578 | https://cdd.iec.ch/cdd/iec61987/iec61987.nsf/PropertiesAllVersions/0112-2---61987%23ABA578
0112/2///61987#ABD029 | 001 | 02 | 0112/2///61987#ABD029#001 | reference to Material of turbine rotor shaft |  |  |  |  | reference to block ABC399 | [5 empty] | CLASS_REFERENCE_TYPE(0112/2///61987#ABC399) 0112/2///61987#ABC399 - Material of turbine rotor shaft |  |  |  |  | NON_DEPENDENT_P_DET | [5 empty] | 0112/2///61987#ABC633 - Structural design of a rotating element flow transmitter or gauge | 0112/2///61987#ABA000 |  |  |  | Standard |  |  |  | SC65E – IEC 61987 | - | C00004 |  | 0112-2---61987#ABD029 | https://cdd.iec.ch/cdd/iec61987/iec61987.nsf/PropertiesAllVersions/0112-2---61987%23ABD029
0112/2///61987#ABH221 | 002 | 01 | 0112/2///61987#ABH221#002 | type of substance between detector and target |  |  |  |  | classification of the material between a radiation detector and a target, possibly influencing the radiation received by the detector according to its general composition | [5 empty] | ENUM_CODE_TYPE(0112/2///61987#ABL283) |  |  |  |  | DEPENDENT_P_DET |  |  | 0112/2///61987#ABL283 | 0112/2///61987#ABL868 - air0112/2///61987#ABL184 - smoke0112/2///61987#ABL875 - fog0112/2///61987#ABL876 - flames0112/2///61987#ABL877 - dust0112/2///61987#ABI407 - others |  | 0112/2///61987#ABH220 - Material between detector and target | 0112/2///61987#ABA000 |  |  |  | Standard |  | IEC 61987 | IEC | SC65E | 0112/2///61987#ABI406 - empty_property | C00091 |  | 0112-2---61987#ABH221 | https://cdd.iec.ch/cdd/iec61987/iec61987.nsf/PropertiesAllVersions/0112-2---61987%23ABH221
0112/2///61987#ABD600 | 002 | 01 | 0112/2///61987#ABD600#002 | leakage class/rate |  |  |  |  | category of valves, all of which are intended to comply with a set of specifications regarding leakage | [5 empty] | ENUM_CODE_TYPE(0112/2///61987#ABL449) |  |  |  |  | DEPENDENT_P_DET |  |  | 0112/2///61987#ABL449 | 0112/2///61987#ABM481 - I0112/2///61987#ABM482 - II0112/2///61987#ABM483 - III0112/2///61987#ABM484 - IV0112/2///61987#ABM485 - IV-S10112/2///61987#ABM486 - V0112/2///61987#ABM487 - VI0112/2///61987#ABI407 - others |  | 0112/2///61987#ABD964 - Parameters of valve body assembly [4]0112/2///61987#ABD965 - Parameters of valve body assembly [1]0112/2///61987#ABD966 - Parameters of valve body assembly [2]0112/2///61987#ABD967 - Parameters of valve body assembly [3] | 0112/2///61987#ABA000 |  |  |  | Standard |  |  |  |  | 0112/2///61987#ABI406 - empty_property | C00091 |  | 0112-2---61987#ABD600 | https://cdd.iec.ch/cdd/iec61987/iec61987.nsf/PropertiesAllVersions/0112-2---61987%23ABD600
0112/2///61987#ABF097 | 001 | 01 | 0112/2///61987#ABF097#001 | average influence of ambient temperature on voltage |  |  |  |  | change in output of a voltage measuring device caused by a change in ambient temperature with respect to reference conditions, expressed as the average error across the specified ambient temperature range |  |  | V/K |  |  | REAL_MEASURE_TYPE |  |  |  |  | NON_DEPENDENT_P_DET | [5 empty] | 0112/2///61987#ABF095 - Influence of external quantities expressed for voltage0112/2///61987#ABP043 - Influence of external quantities expressed for voltage [I/O module] | 0112/2///61987#ABA000 | 0112/2///62720#UAB173 - volt per kelvin |  |  | Standard |  | IEC 61987 | IEC | SC65E | - | C00019 | 001-01 (2018-03-28 07:27:04 by BATCH 00000762) standard | 0112-2---61987#ABF097 | https://cdd.iec.ch/cdd/iec61987/iec61987.nsf/PropertiesAllVersions/0112-2---61987%23ABF097
0112/2///61987#ABB963 | 003 | 01 | 0112/2///61987#ABB963#003 | designation of process connection |  |  |  |  | alphanumeric character sequence identifying a process connection | [5 empty] | STRING_TYPE |  |  |  |  | NON_DEPENDENT_P_DET | [5 empty] | 0112/2///61987#ABU458 - Process connection | 0112/2///61987#ABA000 |  |  |  | Standard |  |  |  | SC65E – IEC 61987 | - | C00004 |  | 0112-2---61987#ABB963 | https://cdd.iec.ch/cdd/iec61987/iec61987.nsf/PropertiesAllVersions/0112-2---61987%23ABB963
0112/2///61987#ABB775 | 001 | 04 | 0112/2///61987#ABB775#001 | additional inaccuracy for analog output |  |  |  |  | additional percentage error to be added to the measured error of a measured value |  |  | % |  |  | REAL_MEASURE_TYPE |  |  |  |  | NON_DEPENDENT_P_DET | [5 empty] | 0112/2///61987#ABC057 - Absolute performance for actual volume flow0112/2///61987#ABC058 - Absolute performance for density0112/2///61987#ABC059 - Absolute performance for dynamic viscosity0112/2///61987#ABC060 - Absolute performance for flow velocity0112/2///61987#ABC061 - Absolute performance for mass flow0112/2///61987#ABC062 - Absolute performance for normalized volume flow0112/2///61987#ABC063 - Absolute performance for other variable0112/2///61987#ABC064 - Absolute performance for pressure0112/2///61987#ABC065 - Absolute performance for temperature0112/2///61987#ABE792 - Absolute performance for concentration0112/2///61987#ABE793 - Absolute performance for volume fraction0112/2///61987#ABE826 - Absolute performance for level0112/2///61987#ABE836 - Absolute performance for volume0112/2///61987#ABE846 - Absolute performance for mass0112/2///61987#ABE856 - Absolute performance for degree of filling0112/2///61987#ABE866 - Absolute performance for point level0112/2///61987#ABE939 - Absolute performance for ullage0112/2///61987#ABF075 - Absolute performance for voltage0112/2///61987#ABF076 - Absolute performance for resistance0112/2///61987#ABF109 - Absolute performance for temperature [2]0112/2///61987#ABF608 - Absolute performance for mass fraction0112/2///61987#ABG319 - Absolute performance for temperature [3]0112/2///61987#ABG318 - Absolute performance for density [2]0112/2///61987#ABP011 - Absolute performance for temperature [I/O module] | 0112/2///61987#ABA000 | 0112/2///62720#UAA000 - percent |  | 0112/2///61987#ABT533 - Percentage | Standard |  |  |  | SC65E – IEC 61987 | - | C00004 |  | 0112-2---61987#ABB775 | https://cdd.iec.ch/cdd/iec61987/iec61987.nsf/PropertiesAllVersions/0112-2---61987%23ABB775
0112/2///61987#ABA131 | 004 | 01 | 0112/2///61987#ABA131#004 | maximum duration of cleaning process at maximum temperature |  |  |  |  | maximum duration of the cleaning process at maximum cleaning temperature that will not cause a permanent impairment of operating characteristics |  |  | h |  |  | REAL_MEASURE_TYPE |  |  |  |  | NON_DEPENDENT_P_DET | [5 empty] | 0112/2///61987#ABC308 - Internal cleaning in place conditions | 0112/2///61987#ABA000 | 0112/2///62720#UAA525 - hour |  | 0112/2///61987#ABT511 - Time/time duration long | Standard |  |  |  | SC65E – IEC 61987 | - | C00004 |  | 0112-2---61987#ABA131 | https://cdd.iec.ch/cdd/iec61987/iec61987.nsf/PropertiesAllVersions/0112-2---61987%23ABA131
0112/2///61987#ABD247 | 001 | 02 | 0112/2///61987#ABD247#001 | reference to Structural design [absolute/gauge pressure gauge] |  |  |  |  | reference to block ABC621 | [5 empty] | CLASS_REFERENCE_TYPE(0112/2///61987#ABC621) 0112/2///61987#ABC621 - Structural design [absolute/gauge pressure gauge] |  |  |  |  | NON_DEPENDENT_P_DET | [5 empty] | 0112/2///61987#ABC440 - Mechanical and electrical construction [absolute/gauge pressure gauge] | 0112/2///61987#ABA000 |  |  |  | Standard |  |  |  | SC65E – IEC 61987 | - | C00004 |  | 0112-2---61987#ABD247 | https://cdd.iec.ch/cdd/iec61987/iec61987.nsf/PropertiesAllVersions/0112-2---61987%23ABD247
0112/2///61987#ABA624 | 001 | 03 | 0112/2///61987#ABA624#001 | compressibility factor |  |  |  |  | factor describing the deviation of a real gas from ideal behavior | In the case of real gases the ideal gas equation is valid if the term pressure times molar volume is divided by the compressibility factor |  | 1 |  |  | REAL_MEASURE_TYPE |  |  |  |  | NON_DEPENDENT_P_DET | [5 empty] | 0112/2///61987#ABC680 - Gas/vapor phase [flow]0112/2///61987#ABD881 - Gas phase [valves]0112/2///61987#ABE045 - Vapor phase [valves]0112/2///61987#ABG464 - Gas/vapor phase [density] | 0112/2///61987#ABA000 | 0112/2///62720#UAA915 - quantity of dimension one |  |  | Standard |  |  |  | SC65E – IEC 61987 | - | C00019 |  | 0112-2---61987#ABA624 | https://cdd.iec.ch/cdd/iec61987/iec61987.nsf/PropertiesAllVersions/0112-2---61987%23ABA624
0112/2///61987#ABU371 | 001 | 03 | 0112/2///61987#ABU371#001 | reference to Manufacturer-specific input [1] |  |  |  |  | reference to block ABC331 |  | Id specified in IEC61987-12/-13: ABC961 |  |  |  | CLASS_REFERENCE_TYPE(0112/2///61987#ABC331) 0112/2///61987#ABC331 - Manufacturer-specific input [1] |  |  |  |  | DEPENDENT_P_DET | [5 empty] | 0112/2///61987#ABC053 - Type of auxiliary input [2] | 0112/2///61987#ABA000 |  |  |  | Standard |  |  |  | SC65E – IEC 61987 | 0112/2///61987#ABU347 - auxiliary input type [2] | C00004 |  | 0112-2---61987#ABU371 | https://cdd.iec.ch/cdd/iec61987/iec61987.nsf/PropertiesAllVersions/0112-2---61987%23ABU371
0112/2///61987#ABA586 | 001 | 02 | 0112/2///61987#ABA586#001 | colour of pointer |  |  |  |  | colour of the pointer of an indicator | [5 empty] | STRING_TYPE |  |  |  |  | NON_DEPENDENT_P_DET | [5 empty] | 0112/2///61987#ABC446 - Drag pointer0112/2///61987#ABD472 - Pointer | 0112/2///61987#ABA000 |  |  |  | Standard |  |  |  | SC65E – IEC 61987 | - | C00004 |  | 0112-2---61987#ABA586 | https://cdd.iec.ch/cdd/iec61987/iec61987.nsf/PropertiesAllVersions/0112-2---61987%23ABA586
0112/2///61987#ABB092 | 002 | 02 | 0112/2///61987#ABB092#002 | type of thermocouple sensor |  |  |  | Sensor type | classification of a thermocouple according to the material pair or standard type code |  | also used by Process Automation - Device Information Model (PA-DIM) |  |  |  | ENUM_CODE_TYPE(0112/2///61987#ABJ762) |  | 0112/2///61987#ABJ762 |  |  | DEPENDENT_P_DET |  |  | 0112/2///61987#ABJ762 | 0112/2///61987#ABK993 - Type B: Pt30Rh-Pt6Rh0112/2///61987#ABK994 - Type E: NiCr-CuNi0112/2///61987#ABK995 - Type J: Fe-CuNi0112/2///61987#ABK996 - Type K: NiCr-Ni0112/2///61987#ABK997 - Type N: NiCrSi-NiSi0112/2///61987#ABK998 - Type R: Pt13Rh-Pt0112/2///61987#ABK999 - Type S: Pt10Rh-Pt0112/2///61987#ABL000 - Type T: Cu-CuNi0112/2///61987#ABL001 - Type L: Fe-CuNi0112/2///61987#ABL002 - Type U: Cu-CuNi0112/2///61987#ABL003 - Type C: W5%-Re0112/2///61987#ABL004 - Type D: W3%-Re0112/2///61987#ABI407 - others |  | 0112/2///61987#ABC652 - Thermocouple input0112/2///61987#ABF399 - Thermocouple/voltage measurement0112/2///61987#ABF419 - Thermocouple0112/2///61987#ABP075 - Thermocouple input [I/O module] | 0112/2///61987#ABA000 |  |  |  | Standard |  | IEC 61987 | IEC | IEC SC65E | 0112/2///61987#ABI406 - empty_property | C00112 |  | 0112-2---61987#ABB092 | https://cdd.iec.ch/cdd/iec61987/iec61987.nsf/PropertiesAllVersions/0112-2---61987%23ABB092
0112/2///61987#ABF346 | 002 | 01 | 0112/2///61987#ABF346#002 | style of low pressure side pressure connection |  |  |  |  | classification of the low pressure process connection of a hydrostatic level pressure transmitter according to its mechanical design | [5 empty] | ENUM_CODE_TYPE(0112/2///61987#ABJ797) |  |  |  |  | DEPENDENT_P_DET |  |  | 0112/2///61987#ABJ797 | 0112/2///61987#ABL036 - remote seal0112/2///61987#ABL231 - empty impulse piping0112/2///61987#ABL232 - filled impulse piping0112/2///61987#ABI407 - others |  | 0112/2///61987#ABF341 - Structural design of a hydrostatic pressure level transmitter | 0112/2///61987#ABA000 |  |  |  | Standard |  | IEC 61987 | IEC | SC65E | 0112/2///61987#ABI406 - empty_property | C00091 |  | 0112-2---61987#ABF346 | https://cdd.iec.ch/cdd/iec61987/iec61987.nsf/PropertiesAllVersions/0112-2---61987%23ABF346
0112/2///61987#ABF919 | 001 | 01 | 0112/2///61987#ABF919#001 | reference to Device LOP for separate density transmitter |  |  |  |  | reference to block ABF866 | [5 empty] | CLASS_REFERENCE_TYPE(0112/2///61987#ABF866) 0112/2///61987#ABF866 - Device LOP for separate density transmitter |  |  |  |  | NON_DEPENDENT_P_DET | [5 empty] | 0112/2///61987#ABH335 - Separate density transmitter | 0112/2///61987#ABA000 |  |  |  | Standard |  | IEC 61987 | IEC | SC65E | - | C00017 | 001-01 (2018-03-28 07:27:10 by BATCH 00000762) standard | 0112-2---61987#ABF919 | https://cdd.iec.ch/cdd/iec61987/iec61987.nsf/PropertiesAllVersions/0112-2---61987%23ABF919
0112/2///61987#ABC927 | 001 | 02 | 0112/2///61987#ABC927#001 | reference to Input [8] |  |  |  |  | reference to block ABC297 | [5 empty] | CLASS_REFERENCE_TYPE(0112/2///61987#ABC297) 0112/2///61987#ABC297 - Input [8] |  |  |  |  | NON_DEPENDENT_P_DET | [5 empty] | 0112/2///61987#ABA024 - Device LOP for helix flow transmitter/gauge | 0112/2///61987#ABA000 |  |  |  | Standard |  |  |  | SC65E – IEC 61987 | - | C00004 |  | 0112-2---61987#ABC927 | https://cdd.iec.ch/cdd/iec61987/iec61987.nsf/PropertiesAllVersions/0112-2---61987%23ABC927
0112/2///61987#ABE504 | 001 | 01 | 0112/2///61987#ABE504#001 | reference to Rated operating conditions [13] |  |  |  |  | reference to block ABE586 | [5 empty] | CLASS_REFERENCE_TYPE(0112/2///61987#ABE586) 0112/2///61987#ABE586 - Rated operating conditions [13] |  |  |  |  | NON_DEPENDENT_P_DET | [5 empty] | 0112/2///61987#ABE632 - Device LOP for filter regulator | 0112/2///61987#ABA000 |  |  |  | Standard |  | IEC 61987 | IEC | SC65E | - | C00016 | 001-01 (2018-03-28 07:27:00 by BATCH 00000762) standard | 0112-2---61987#ABE504 | https://cdd.iec.ch/cdd/iec61987/iec61987.nsf/PropertiesAllVersions/0112-2---61987%23ABE504
0112/2///61987#ABG687 | 001 | 02 | 0112/2///61987#ABG687#001 | reference to Output [12] |  |  |  |  | reference to block ABG127 | [5 empty] | CLASS_REFERENCE_TYPE(0112/2///61987#ABG127) 0112/2///61987#ABG127 - Output [12] |  |  |  |  | DEPENDENT_P_DET | [5 empty] | 0112/2///61987#ABE735 - Device LOP for level transmitter0112/2///61987#ABE737 - Device LOP for capacitance level transmitter/switch0112/2///61987#ABE738 - Device LOP for conductance level transmitter/switch0112/2///61987#ABE742 - Device LOP for free-space radar level transmitter0112/2///61987#ABE743 - Device LOP for guided-wave radar level transmitter/switch0112/2///61987#ABE744 - Device LOP for ultrasonic level transmitter0112/2///61987#ABE746 - Device LOP for nuclear level transmitter/switch0112/2///61987#ABE747 - Device LOP for laser level transmitter | 0112/2///61987#ABA000 |  |  |  | Standard |  | IEC 61987 | IEC | IEC SC65E | 0112/2///61987#ABB206 - number of outputs | C00112 |  | 0112-2---61987#ABG687 | https://cdd.iec.ch/cdd/iec61987/iec61987.nsf/PropertiesAllVersions/0112-2---61987%23ABG687
0112/2///61987#ABE886 | 001 | 01 | 0112/2///61987#ABE886#001 | overall length |  |  |  |  | horizontal distance between the front and back of an object standing in its normal position of use |  |  | mm |  |  | REAL_MEASURE_TYPE |  |  |  |  | NON_DEPENDENT_P_DET | [5 empty] | 0112/2///61987#ABF467 - Detector0112/2///61987#ABH091 - Overall construction0112/2///61987#ABH126 - Support frame | 0112/2///61987#ABA000 | 0112/2///62720#UAA862 - millimetre |  | 0112/2///61987#ABT548 - Length short | Standard |  | IEC 61987 | IEC | SC65E | - | C00018 | 001-01 (2018-03-28 07:27:02 by BATCH 00000762) standard | 0112-2---61987#ABE886 | https://cdd.iec.ch/cdd/iec61987/iec61987.nsf/PropertiesAllVersions/0112-2---61987%23ABE886
0112/2///61987#ABN756 | 002 | 01 | 0112/2///61987#ABN756#002 | reference to Specific diagnostic results |  |  |  |  | reference to block ABN727 | [5 empty] | CLASS_REFERENCE_TYPE(0112/2///61987#ABN727) 0112/2///61987#ABN727 - Specific diagnostic results |  |  |  |  | NON_DEPENDENT_P_DET | [5 empty] | 0112/2///61987#ABN972 - Device diagnostic status | 0112/2///61987#ABA000 |  |  |  | Standard |  | IEC 61987 | IEC | IEC/SC 65E | - | C00112 |  | 0112-2---61987#ABN756 | https://cdd.iec.ch/cdd/iec61987/iec61987.nsf/PropertiesAllVersions/0112-2---61987%23ABN756
0112/2///61987#ABJ651 | 001 | 01 | 0112/2///61987#ABJ651#001 | TRACK_IN_STATUS |  |  |  |  | parameter indicating the status of TRACK_IN | [5 empty] | INT_TYPE |  |  |  |  | NON_DEPENDENT_P_DET | [5 empty] | 0112/2///61987#ABJ622 - TRACK_IN | 0112/2///61987#ABA000 |  |  |  | Standard |  |  |  | SC65E – IEC 61987 | - | C00019 | 001-01 (2019-03-08 15:35:34 by BATCH 00000766) standard | 0112-2---61987#ABJ651 | https://cdd.iec.ch/cdd/iec61987/iec61987.nsf/PropertiesAllVersions/0112-2---61987%23ABJ651
0112/2///61987#ABE067 | 001 | 02 | 0112/2///61987#ABE067#001 | reference to Body of actuator |  |  |  |  | reference to block ABD811 | [5 empty] | CLASS_REFERENCE_TYPE(0112/2///61987#ABD811) 0112/2///61987#ABD811 - Body of actuator |  |  |  |  | NON_DEPENDENT_P_DET | [5 empty] | 0112/2///61987#ABE017 - Structural design [pneumatic linear actuator]0112/2///61987#ABE024 - Structural design [pneumatic rotary actuator] | 0112/2///61987#ABA000 |  |  |  | Standard |  |  |  |  | - | C00004 |  | 0112-2---61987#ABE067 | https://cdd.iec.ch/cdd/iec61987/iec61987.nsf/PropertiesAllVersions/0112-2---61987%23ABE067
0112/2///61987#ABF722 | 001 | 01 | 0112/2///61987#ABF722#001 | reference to Influence of external quantities expressed for resistance |  |  |  |  | reference to block ABF096 | [5 empty] | CLASS_REFERENCE_TYPE(0112/2///61987#ABF096) 0112/2///61987#ABF096 - Influence of external quantities expressed for resistance |  |  |  |  | NON_DEPENDENT_P_DET | [5 empty] | 0112/2///61987#ABF076 - Absolute performance for resistance | 0112/2///61987#ABA000 |  |  |  | Standard |  | IEC 61987 | IEC | SC65E | - | C00019 | 001-01 (2018-03-28 07:27:08 by BATCH 00000762) standard | 0112-2---61987#ABF722 | https://cdd.iec.ch/cdd/iec61987/iec61987.nsf/PropertiesAllVersions/0112-2---61987%23ABF722
0112/2///61987#ABG512 | 002 | 05 | 0112/2///61987#ABG512#002 | reference to Measured variable [16] |  |  |  |  | reference to block ABF952 | [5 empty] | CLASS_REFERENCE_TYPE(0112/2///61987#ABF952) 0112/2///61987#ABF952 - Measured variable [16] |  |  |  |  | DEPENDENT_P_DET | [5 empty] | 0112/2///61987#ABF935 - Input [28] | 0112/2///61987#ABA000 |  |  |  | Standard |  | IEC 61987 | IEC | IEC SC65E | 0112/2///61987#ABB065 - number of measured variables | C00112 |  | 0112-2---61987#ABG512 | https://cdd.iec.ch/cdd/iec61987/iec61987.nsf/PropertiesAllVersions/0112-2---61987%23ABG512
0112/2///61987#ABI329 | 001 | 02 | 0112/2///61987#ABI329#001 | reference to Level technology block |  |  |  |  | reference to block ABH849 | [5 empty] | CLASS_REFERENCE_TYPE(0112/2///61987#ABH849) 0112/2///61987#ABH849 - Level technology block |  |  |  |  | DEPENDENT_P_DET | [5 empty] | 0112/2///61987#ABH840 - User application parameters | 0112/2///61987#ABA000 |  |  |  | Standard |  | IEC 61987 | IEC | IEC SC65E | 0112/2///61987#ABJ664 - number of Level technology blocks | C00112 |  | 0112-2---61987#ABI329 | https://cdd.iec.ch/cdd/iec61987/iec61987.nsf/PropertiesAllVersions/0112-2---61987%23ABI329
0112/2///61987#ABF530 | 001 | 01 | 0112/2///61987#ABF530#001 | local radiation weighted dose rate |  |  |  |  | weighted dose rate at a given distance from the source |  |  | µSv/h |  |  | REAL_MEASURE_TYPE |  |  |  |  | NON_DEPENDENT_P_DET | [5 empty] | 0112/2///61987#ABF463 - Nuclear source | 0112/2///61987#ABA000 | 0112/2///62720#UAB466 - microsievert per hour |  | 0112/2///61987#ABI455 - Weighted dose rate | Standard |  | IEC 61987 | IEC | SC65E | - | C00018 | 001-01 (2018-03-28 07:27:07 by BATCH 00000762) standard | 0112-2---61987#ABF530 | https://cdd.iec.ch/cdd/iec61987/iec61987.nsf/PropertiesAllVersions/0112-2---61987%23ABF530
0112/2///61987#ABV210 | 001 | 01 | 0112/2///61987#ABV210#001 | reference to Assigned resistance range |  |  |  |  | reference to block ABF066 | [5 empty] | CLASS_REFERENCE_TYPE(0112/2///61987#ABF066) 0112/2///61987#ABF066 - Assigned resistance range |  |  |  |  | DEPENDENT_P_DET | [5 empty] | 0112/2///61987#ABG095 - Assigned variable [15] | 0112/2///61987#ABA000 |  |  |  | Standard |  | IEC 61987 | IEC | SC65E | 0112/2///61987#ABV194 - assigned variable type [15] | C00019 | 001-01 (2018-03-28 07:27:24 by BATCH 00000762) standard | 0112-2---61987#ABV210 | https://cdd.iec.ch/cdd/iec61987/iec61987.nsf/PropertiesAllVersions/0112-2---61987%23ABV210
0112/2///61987#ABB347 | 004 | 01 | 0112/2///61987#ABB347#004 | material of insulation |  |  |  |  | material of the insulation of a component | [5 empty] | STRING_TYPE |  |  |  |  | NON_DEPENDENT_P_DET | [5 empty] | 0112/2///61987#ABC270 - Impulse line0112/2///61987#ABF294 - Flying lead0112/2///61987#ABF335 - Connected cable0112/2///61987#ABH106 - Insulation and trace heating of process equipment0112/2///61987#ABH135 - Insulation and trace heating | 0112/2///61987#ABA000 |  |  |  | Standard |  |  |  | SC65E – IEC 61987 | - | C00004 |  | 0112-2---61987#ABB347 | https://cdd.iec.ch/cdd/iec61987/iec61987.nsf/PropertiesAllVersions/0112-2---61987%23ABB347
0112/2///61987#ABA205 | 002 | 01 | 0112/2///61987#ABA205#002 | pointer adjustment |  |  |  |  | facilities provided for adjusting a dial pointer | [5 empty] | ENUM_CODE_TYPE(0112/2///61987#ABJ801) |  |  |  |  | DEPENDENT_P_DET |  |  | 0112/2///61987#ABJ801 | 0112/2///61987#ABL240 - screw0112/2///61987#ABL241 - micrometer screw0112/2///61987#ABL242 - key0112/2///61987#ABI407 - others |  | 0112/2///61987#ABD472 - Pointer | 0112/2///61987#ABA000 |  |  |  | Standard |  |  |  | SC65E – IEC 61987 | 0112/2///61987#ABI406 - empty_property | C00091 |  | 0112-2---61987#ABA205 | https://cdd.iec.ch/cdd/iec61987/iec61987.nsf/PropertiesAllVersions/0112-2---61987%23ABA205
0112/2///61987#ABD574 | 002 | 01 | 0112/2///61987#ABD574#002 | direction of linear movement |  |  |  |  | classification on a linear actuator according to the direction of its action | [5 empty] | ENUM_CODE_TYPE(0112/2///61987#ABL394) |  |  |  |  | DEPENDENT_P_DET |  |  | 0112/2///61987#ABL394 | 0112/2///61987#ABM288 - extending0112/2///61987#ABM289 - retracting0112/2///61987#ABI407 - others |  | 0112/2///61987#ABD843 - Design conditions for actuators | 0112/2///61987#ABA000 |  |  |  | Standard |  |  |  |  | 0112/2///61987#ABI406 - empty_property | C00091 |  | 0112-2---61987#ABD574 | https://cdd.iec.ch/cdd/iec61987/iec61987.nsf/PropertiesAllVersions/0112-2---61987%23ABD574
0112/2///61987#ABF044 | 002 | 01 | 0112/2///61987#ABF044#002 | type of float cushioning |  |  |  |  | classification of a float cushioning according to its mechanical design or presence | [5 empty] | ENUM_CODE_TYPE(0112/2///61987#ABL636) |  |  |  |  | DEPENDENT_P_DET |  |  | 0112/2///61987#ABL636 | 0112/2///61987#ABN157 - spring0112/2///61987#ABI407 - others |  | 0112/2///61987#ABF040 - Float guide | 0112/2///61987#ABA000 |  |  |  | Standard |  | IEC 61987 | IEC | SC65E | 0112/2///61987#ABI406 - empty_property | C00091 |  | 0112-2---61987#ABF044 | https://cdd.iec.ch/cdd/iec61987/iec61987.nsf/PropertiesAllVersions/0112-2---61987%23ABF044
0112/2///61987#ABU576 | 001 | 01 | 0112/2///61987#ABU576#001 | reference to Type of output [11] |  |  |  |  | reference to block ABE579 |  | Id specified in IEC61987: ABE496 |  |  |  | CLASS_REFERENCE_TYPE(0112/2///61987#ABE579) 0112/2///61987#ABE579 - Type of output [11] |  |  |  |  | NON_DEPENDENT_P_DET | [5 empty] | 0112/2///61987#ABE578 - Output [11] | 0112/2///61987#ABA000 |  |  |  | Standard |  | IEC 61987 | IEC | SC65E | - | C00016 | 001-01 (2018-03-28 07:27:21 by BATCH 00000762) standard | 0112-2---61987#ABU576 | https://cdd.iec.ch/cdd/iec61987/iec61987.nsf/PropertiesAllVersions/0112-2---61987%23ABU576
0112/2///61987#ABJ690 | 001 | 01 | 0112/2///61987#ABJ690#001 | ACCUMULATED_OUT_VALUE |  |  |  |  | parameter indicating the value of an accumulated block output | [5 empty] | REAL_TYPE |  |  |  |  | NON_DEPENDENT_P_DET | [5 empty] | 0112/2///61987#ABJ626 - ACCUMULATED_OUT | 0112/2///61987#ABA000 |  |  |  | Standard |  |  |  | SC65E – IEC 61987 | - | C00018 | 001-01 (2019-03-08 15:35:34 by BATCH 00000766) standard | 0112-2---61987#ABJ690 | https://cdd.iec.ch/cdd/iec61987/iec61987.nsf/PropertiesAllVersions/0112-2---61987%23ABJ690
0112/2///61987#ABB661 | 003 | 01 | 0112/2///61987#ABB661#003 | hysteresis |  |  |  |  | difference between consecutive upscale and downscale outputs for any single test cycle at the same input test point |  |  | % |  |  | REAL_MEASURE_TYPE |  |  | IEC 61298 |  | NON_DEPENDENT_P_DET | [5 empty] | 0112/2///61987#ABD971 - Performance [12]0112/2///61987#ABD973 - Performance [10]0112/2///61987#ABE582 - Performance [13]0112/2///61987#ABE706 - Performance [28]0112/2///61987#ABC067 - Accuracy expressed as a percentage [1]0112/2///61987#ABC068 - Accuracy expressed as a percentage [2]0112/2///61987#ABE365 - Accuracy expressed as a percentage [3]0112/2///61987#ABE702 - Accuracy expressed as a percentage [4]0112/2///61987#ABG353 - Accuracy expressed as a percentage [5]0112/2///61987#ABJ595 - Accuracy expressed as a percentage [6]0112/2///61987#ABG352 - Accuracy expressed as a percentage [7]0112/2///61987#ABP013 - Accuracy expressed as a percentage [I/O module] | 0112/2///61987#ABA000 | 0112/2///62720#UAA000 - percent |  | 0112/2///61987#ABT533 - Percentage | Standard |  |  |  | SC65E – IEC 61987 | - | C00004 |  | 0112-2---61987#ABB661 | https://cdd.iec.ch/cdd/iec61987/iec61987.nsf/PropertiesAllVersions/0112-2---61987%23ABB661
0112/2///61987#ABA937 | 002 | 01 | 0112/2///61987#ABA937#002 | diameter of orifice plate bore |  |  |  |  | diameter of the bore in an orifice plate |  |  | mm |  |  | REAL_MEASURE_TYPE |  |  |  |  | NON_DEPENDENT_P_DET | [5 empty] | 0112/2///61987#ABC465 - Orifice plate and holder0112/2///61987#ABE614 - Structural design of a restriction orifice/diffuser | 0112/2///61987#ABA000 | 0112/2///62720#UAA862 - millimetre |  | 0112/2///61987#ABT548 - Length short | Standard |  |  |  | SC65E – IEC 61987 | - | C00004 |  | 0112-2---61987#ABA937 | https://cdd.iec.ch/cdd/iec61987/iec61987.nsf/PropertiesAllVersions/0112-2---61987%23ABA937
0112/2///61987#ABD452 | 001 | 03 | 0112/2///61987#ABD452#001 | maximum influence of process pressure on temperature |  |  |  |  | change in output of a temperature measuring device caused by a change in process pressure with respect to reference conditions, expressed as the maximum error across the specified process pressure range |  |  | mK/bar |  |  | REAL_MEASURE_TYPE |  |  |  |  | NON_DEPENDENT_P_DET | [5 empty] | 0112/2///61987#ABD503 - Influence of external quantities expressed for temperature | 0112/2///61987#ABA000 | 0112/2///62720#UAB841 - millikelvin per bar |  | 0112/2///61987#ABT595 - Temperature per pressure | Standard |  |  |  | SC65E – IEC 61987 | - | C00018 |  | 0112-2---61987#ABD452 | https://cdd.iec.ch/cdd/iec61987/iec61987.nsf/PropertiesAllVersions/0112-2---61987%23ABD452
0112/2///61987#ABD677 | 001 | 04 | 0112/2///61987#ABD677#001 | opening time for controlled operation |  |  |  |  | user requirement placed on the overall opening time of a control valve |  |  | s |  |  | REAL_MEASURE_TYPE |  |  |  |  | NON_DEPENDENT_P_DET | [5 empty] | 0112/2///61987#ABD843 - Design conditions for actuators | 0112/2///61987#ABA000 | 0112/2///62720#UAA972 - second |  | 0112/2///61987#ABT510 - Time/time duration short | Standard |  |  |  |  | - | C00004 |  | 0112-2---61987#ABD677 | https://cdd.iec.ch/cdd/iec61987/iec61987.nsf/PropertiesAllVersions/0112-2---61987%23ABD677
0112/2///61987#ABH685 | 001 | 01 | 0112/2///61987#ABH685#001 | value of other variable indicator/display |  |  |  |  | reading of a value on a display or an indicator representing an other variable | [5 empty] | REAL_TYPE |  |  |  |  | NON_DEPENDENT_P_DET | [5 empty] | 0112/2///61987#ABH664 - Output values of other variable | 0112/2///61987#ABA000 |  |  |  | Standard |  | IEC 61987 |  | SC65E – IEC 61987 | - | C00019 | 001-01 (2019-03-08 15:35:29 by BATCH 00000766) standard | 0112-2---61987#ABH685 | https://cdd.iec.ch/cdd/iec61987/iec61987.nsf/PropertiesAllVersions/0112-2---61987%23ABH685
0112/2///61987#ABB847 | 001 | 02 | 0112/2///61987#ABB847#001 | formula for inaccuracy |  |  |  |  | equation from which the inaccuracy of a device can be calculated | [5 empty] | STRING_TYPE |  |  |  |  | NON_DEPENDENT_P_DET | [5 empty] | 0112/2///61987#ABC067 - Accuracy expressed as a percentage [1]0112/2///61987#ABC068 - Accuracy expressed as a percentage [2]0112/2///61987#ABE365 - Accuracy expressed as a percentage [3]0112/2///61987#ABE702 - Accuracy expressed as a percentage [4]0112/2///61987#ABG353 - Accuracy expressed as a percentage [5]0112/2///61987#ABJ595 - Accuracy expressed as a percentage [6]0112/2///61987#ABG352 - Accuracy expressed as a percentage [7] | 0112/2///61987#ABA000 |  |  |  | Standard |  |  |  | SC65E – IEC 61987 | - | C00004 |  | 0112-2---61987#ABB847 | https://cdd.iec.ch/cdd/iec61987/iec61987.nsf/PropertiesAllVersions/0112-2---61987%23ABB847
0112/2///61987#ABB279 | 005 | 01 | 0112/2///61987#ABB279#005 | designation of digital communication interface |  |  |  |  | alphanumeric character sequence identifying a digital communication interface | [5 empty] | ENUM_CODE_TYPE(0112/2///61987#ABJ781) |  |  |  |  | DEPENDENT_P_DET |  |  | 0112/2///61987#ABJ781 | 0112/2///61987#ABL158 - HART0112/2///61987#ABL159 - PROFIBUS PA0112/2///61987#ABL160 - PROFIBUS DP0112/2///61987#ABL161 - PROFINET0112/2///61987#ABL162 - FOUNDATION fieldbus H10112/2///61987#ABL163 - FOUNDATION fieldbus HSE0112/2///61987#ABL164 - MODBUS RTU0112/2///61987#ABL165 - MODBUS TCP0112/2///61987#ABL166 - EtherNet/IP0112/2///61987#ABL167 - Wireless HART0112/2///61987#ABL168 - ISA100 Wireless0112/2///61987#ABL169 - IO-Link0112/2///61987#ABL170 - OPC UA0112/2///61987#ABL171 - Bluetooth0112/2///61987#ABL172 - Zigbee0112/2///61987#ABI407 - others |  | 0112/2///61987#ABC201 - Digital communication interface | 0112/2///61987#ABA000 |  |  |  | Standard |  |  |  | SC65E – IEC 61987 | 0112/2///61987#ABI406 - empty_property | C00091 |  | 0112-2---61987#ABB279 | https://cdd.iec.ch/cdd/iec61987/iec61987.nsf/PropertiesAllVersions/0112-2---61987%23ABB279
0112/2///61987#ABD444 | 001 | 04 | 0112/2///61987#ABD444#001 | maximum influence of process temperature on pressure |  |  |  |  | change in output of a pressure measuring device caused by a change in process temperature with respect to reference conditions, expressed as the maximum error across the specified process temperature range |  |  | mbar/K |  |  | REAL_MEASURE_TYPE |  |  |  |  | NON_DEPENDENT_P_DET | [5 empty] | 0112/2///61987#ABD501 - Influence of external quantities expressed for pressure | 0112/2///61987#ABA000 | 0112/2///62720#UAA811 - millibar per kelvin |  | 0112/2///61987#ABT523 - Pressure per temperature | Standard |  |  |  | SC65E – IEC 61987 | - | C00004 |  | 0112-2---61987#ABD444 | https://cdd.iec.ch/cdd/iec61987/iec61987.nsf/PropertiesAllVersions/0112-2---61987%23ABD444
0112/2///61987#ABE370 | 003 | 01 | 0112/2///61987#ABE370#003 | reference to Environmental design ratings [4] |  |  |  |  | reference to block ABE369 | [5 empty] | CLASS_REFERENCE_TYPE(0112/2///61987#ABE369) 0112/2///61987#ABE369 - Environmental design ratings [4] |  |  |  |  | NON_DEPENDENT_P_DET | [5 empty] | 0112/2///61987#ABD999 - Rated operating conditions [10]0112/2///61987#ABE583 - Rated operating conditions [12] | 0112/2///61987#ABA000 |  |  |  | Standard |  | IEC 61987 | IEC | SC65E | - | C00015 |  | 0112-2---61987#ABE370 | https://cdd.iec.ch/cdd/iec61987/iec61987.nsf/PropertiesAllVersions/0112-2---61987%23ABE370
0112/2///61987#ABB988 | 002 | 01 | 0112/2///61987#ABB988#002 | reference base for influence of alternating bilateral overpressure |  |  |  |  | basis for stating the pressure deviation of alternating overpressure on both sides | [5 empty] | ENUM_CODE_TYPE(0112/2///61987#ABJ764) |  |  |  |  | DEPENDENT_P_DET |  |  | 0112/2///61987#ABJ764 | 0112/2///61987#ABL009 - relative to calibrated span0112/2///61987#ABL010 - relative to full scale0112/2///61987#ABL011 - relative to measured value0112/2///61987#ABL012 - relative to measuring upper range-limit0112/2///61987#ABL013 - relative to span0112/2///61987#ABI407 - others |  | 0112/2///61987#ABC500 - Performance of differential pressure transmitter | 0112/2///61987#ABA000 |  |  |  | Standard |  |  |  | SC65E – IEC 61987 | 0112/2///61987#ABI406 - empty_property | C00091 |  | 0112-2---61987#ABB988 | https://cdd.iec.ch/cdd/iec61987/iec61987.nsf/PropertiesAllVersions/0112-2---61987%23ABB988
0112/2///61987#ABD450 | 001 | 03 | 0112/2///61987#ABD450#001 | maximum influence of process temperature on temperature |  |  |  |  | change in output of a temperature measuring device caused by a change in process temperature with respect to reference conditions, expressed as the maximum error across the specified process temperature range |  |  | mK/K |  |  | REAL_MEASURE_TYPE |  |  |  |  | NON_DEPENDENT_P_DET | [5 empty] | 0112/2///61987#ABD503 - Influence of external quantities expressed for temperature | 0112/2///61987#ABA000 | 0112/2///62720#UAB842 - millikelvin per kelvin |  | 0112/2///61987#ABT596 - Temperature per temperature | Standard |  |  |  | SC65E – IEC 61987 | - | C00018 |  | 0112-2---61987#ABD450 | https://cdd.iec.ch/cdd/iec61987/iec61987.nsf/PropertiesAllVersions/0112-2---61987%23ABD450
0112/2///61987#ABH287 | 001 | 01 | 0112/2///61987#ABH287#001 | reference to Insulation and trace heating of process equipment |  |  |  |  | reference to block ABH106 | [5 empty] | CLASS_REFERENCE_TYPE(0112/2///61987#ABH106) 0112/2///61987#ABH106 - Insulation and trace heating of process equipment |  |  |  |  | NON_DEPENDENT_P_DET | [5 empty] | 0112/2///61987#ABH091 - Overall construction | 0112/2///61987#ABA000 |  |  |  | Standard |  | IEC 61987 | IEC | SC65E | - | C00018 | 001-01 (2018-03-28 07:27:14 by BATCH 00000762) standard | 0112-2---61987#ABH287 | https://cdd.iec.ch/cdd/iec61987/iec61987.nsf/PropertiesAllVersions/0112-2---61987%23ABH287
0112/2///61987#ABI210 | 001 | 01 | 0112/2///61987#ABI210#001 | SV upper range value |  |  |  |  | value assigned to the upper range value of the secondary variable of a CPF 9 device | CPF 9 is the IEC 61784 acronym for HART. |  |  |  |  | REAL_TYPE |  |  |  |  | NON_DEPENDENT_P_DET | [5 empty] | 0112/2///61987#ABH917 - HART common practice parameters | 0112/2///61987#ABA000 |  |  |  | Standard |  |  |  | SC65E – IEC 61987 | - | C00019 | 001-01 (2018-03-28 07:27:16 by BATCH 00000762) standard | 0112-2---61987#ABI210 | https://cdd.iec.ch/cdd/iec61987/iec61987.nsf/PropertiesAllVersions/0112-2---61987%23ABI210
0112/2///61987#ABF336 | 001 | 01 | 0112/2///61987#ABF336#001 | quantity of wires |  |  |  |  | number of conductors within a cable | [5 empty] | INT_TYPE |  |  |  |  | NON_DEPENDENT_P_DET | [5 empty] | 0112/2///61987#ABF335 - Connected cable | 0112/2///61987#ABA000 |  |  |  | Standard |  | IEC 61987 | IEC | SC65E | - | C00019 | 001-01 (2018-03-28 07:27:06 by BATCH 00000762) standard | 0112-2---61987#ABF336 | https://cdd.iec.ch/cdd/iec61987/iec61987.nsf/PropertiesAllVersions/0112-2---61987%23ABF336
0112/2///61987#ABF758 | 001 | 01 | 0112/2///61987#ABF758#001 | reference to Structural design of a radiation thermometer |  |  |  |  | reference to block ABF226 | [5 empty] | CLASS_REFERENCE_TYPE(0112/2///61987#ABF226) 0112/2///61987#ABF226 - Structural design of a radiation thermometer |  |  |  |  | NON_DEPENDENT_P_DET | [5 empty] | 0112/2///61987#ABG434 - Structural design [radiation thermometer] | 0112/2///61987#ABA000 |  |  |  | Standard |  | IEC 61987 | IEC | SC65E | - | C00019 | 001-01 (2018-03-28 07:27:09 by BATCH 00000762) standard | 0112-2---61987#ABF758 | https://cdd.iec.ch/cdd/iec61987/iec61987.nsf/PropertiesAllVersions/0112-2---61987%23ABF758
0112/2///61987#ABH177 | 002 | 01 | 0112/2///61987#ABH177#002 | type of foam |  |  |  |  | classification of a foam according to its humidity and texture | [5 empty] | ENUM_CODE_TYPE(0112/2///61987#ABL384) |  |  |  |  | DEPENDENT_P_DET |  |  | 0112/2///61987#ABL384 | 0112/2///61987#ABM251 - dry0112/2///61987#ABM255 - wet0112/2///61987#ABM256 - unknown0112/2///61987#ABI407 - others |  | 0112/2///61987#ABH190 - Foam phase [level] | 0112/2///61987#ABA000 |  |  |  | Standard |  | IEC 61987 | IEC | SC65E | 0112/2///61987#ABI406 - empty_property | C00091 |  | 0112-2---61987#ABH177 | https://cdd.iec.ch/cdd/iec61987/iec61987.nsf/PropertiesAllVersions/0112-2---61987%23ABH177
0112/2///61987#ABU215 | 002 | 01 | 0112/2///61987#ABU215#002 | reference to Device LOP for variable area flow transmitter/gauge |  |  |  |  | reference to block ABA020 | [5 empty] | CLASS_REFERENCE_TYPE(0112/2///61987#ABA020) 0112/2///61987#ABA020 - Device LOP for variable area flow transmitter/gauge |  |  |  |  | NON_DEPENDENT_P_DET | [5 empty] | 0112/2///61987#ABA648 - Variable area flow gauge0112/2///61987#ABA771 - Variable area flow transmitter | 0112/2///61987#ABA000 |  |  |  | Standard |  |  |  | SC65E – IEC 61987 | - | C0004 |  | 0112-2---61987#ABU215 | https://cdd.iec.ch/cdd/iec61987/iec61987.nsf/PropertiesAllVersions/0112-2---61987%23ABU215
0112/2///61987#ABB625 | 001 | 04 | 0112/2///61987#ABB625#001 | manufacturer-specific pulse/frequency signal for lower signal on alarm |  |  |  |  | value of an analog pulse/frequency signal on alarm when the signal on alarm function is configured to the lower signal value |  |  | Hz |  |  | REAL_MEASURE_TYPE |  |  |  |  | NON_DEPENDENT_P_DET | [5 empty] | 0112/2///61987#ABC595 - Signal on alarm | 0112/2///61987#ABA000 | 0112/2///62720#UAA170 - hertz |  | 0112/2///61987#ABT561 - Frequency | Standard |  |  |  | SC65E – IEC 61987 | - | C00018 |  | 0112-2---61987#ABB625 | https://cdd.iec.ch/cdd/iec61987/iec61987.nsf/PropertiesAllVersions/0112-2---61987%23ABB625
0112/2///61987#ABE085 | 002 | 01 | 0112/2///61987#ABE085#002 | reference to Deployment conditions [5] |  |  |  |  | reference to block ABD841 | [5 empty] | CLASS_REFERENCE_TYPE(0112/2///61987#ABD841) 0112/2///61987#ABD841 - Deployment conditions [5] |  |  |  |  | NON_DEPENDENT_P_DET | [5 empty] | 0112/2///61987#ABE584 - Installation conditions [10]0112/2///61987#ABD896 - Installation conditions [7] | 0112/2///61987#ABA000 |  |  |  | Standard |  |  |  |  | - | C00004 |  | 0112-2---61987#ABE085 | https://cdd.iec.ch/cdd/iec61987/iec61987.nsf/PropertiesAllVersions/0112-2---61987%23ABE085
0112/2///61987#ABU944 | 001 | 01 | 0112/2///61987#ABU944#001 | assigned variable type [19] |  |  |  |  | process variable assigned to an input or output |  | Polymorphic control property |  |  |  | ENUM_STRING_TYPE(0112/2///61987#ABU838(Assigned mass pulse value,Assigned level pulse value,Assigned ullage pulse value,Assigned volume pulse value,Assigned degree of filling pulse value,Assigned other variable pulse value)) |  |  |  |  | CONDITION_DET |  |  | 0112/2///61987#ABU838 | 0112/2///61987#ABU772 - IEC61987-11 Name of Assigned mass pulse value0112/2///61987#ABU773 - IEC61987-11 Name of Assigned level pulse value0112/2///61987#ABU774 - IEC61987-11 Name of Assigned ullage pulse value0112/2///61987#ABU775 - IEC61987-11 Name of Assigned volume pulse value0112/2///61987#ABU776 - IEC61987-11 Name of Assigned degree of filling pulse value0112/2///61987#ABU777 - IEC61987-11 Name of Assigned other variable pulse value |  | 0112/2///61987#ABG099 - Assigned variable [19] | 0112/2///61987#ABA000 |  |  |  | Standard |  | IEC 61987 | IEC | SC65E | - | C00018 | 001-01 (2018-03-28 07:27:22 by BATCH 00000762) standard | 0112-2---61987#ABU944 | https://cdd.iec.ch/cdd/iec61987/iec61987.nsf/PropertiesAllVersions/0112-2---61987%23ABU944
0112/2///61987#ABU865 | 001 | 01 | 0112/2///61987#ABU865#001 | reference to Assigned variable [12] |  |  |  |  | reference to block ABG092 | [5 empty] | CLASS_REFERENCE_TYPE(0112/2///61987#ABG092) 0112/2///61987#ABG092 - Assigned variable [12] |  |  |  |  | NON_DEPENDENT_P_DET | [5 empty] | 0112/2///61987#ABG176 - Analog current output [12]0112/2///61987#ABG185 - Analog voltage output [12]0112/2///61987#ABG194 - Frequency output [12]0112/2///61987#ABG205 - Manufacturer-specific output [12] | 0112/2///61987#ABA000 |  |  |  | Standard |  | IEC 61987 | IEC | SC65E | - | C00018 | 001-01 (2018-03-28 07:27:22 by BATCH 00000762) standard | 0112-2---61987#ABU865 | https://cdd.iec.ch/cdd/iec61987/iec61987.nsf/PropertiesAllVersions/0112-2---61987%23ABU865
0112/2///61987#ABE542 | 001 | 01 | 0112/2///61987#ABE542#001 | reference to Mechanical and electrical construction [filter regulator] |  |  |  |  | reference to block ABE608 | [5 empty] | CLASS_REFERENCE_TYPE(0112/2///61987#ABE608) 0112/2///61987#ABE608 - Mechanical and electrical construction [filter regulator] |  |  |  |  | NON_DEPENDENT_P_DET | [5 empty] | 0112/2///61987#ABE632 - Device LOP for filter regulator | 0112/2///61987#ABA000 |  |  |  | Standard |  | IEC 61987 | IEC | SC65E | - | C00016 | 001-01 (2018-03-28 07:27:01 by BATCH 00000762) standard | 0112-2---61987#ABE542 | https://cdd.iec.ch/cdd/iec61987/iec61987.nsf/PropertiesAllVersions/0112-2---61987%23ABE542
0112/2///61987#ABD096 | 005 | 02 | 0112/2///61987#ABD096#005 | reference to Other certificate |  |  |  |  | reference to block ABC466 | [5 empty] | CLASS_REFERENCE_TYPE(0112/2///61987#ABC466) 0112/2///61987#ABC466 - Other certificate |  |  |  |  | DEPENDENT_P_DET | [5 empty] | 0112/2///61987#ABC156 - Certificates and approvals0112/2///61987#ABD817 - Certificates and approvals [2]0112/2///61987#ABD818 - Certificates and approvals [3]0112/2///61987#ABE718 - Certificates and approvals [4]0112/2///61987#ABE720 - Certificates and approvals [5] | 0112/2///61987#ABA000 |  |  |  | Standard |  | IEC 61987 | IEC | IEC SC65E | 0112/2///61987#ABA288 - number of other certificates | C00112 |  | 0112-2---61987#ABD096 | https://cdd.iec.ch/cdd/iec61987/iec61987.nsf/PropertiesAllVersions/0112-2---61987%23ABD096
0112/2///61987#ABB320 | 001 | 04 | 0112/2///61987#ABB320#001 | particle size lower range-limit |  |  |  |  | minimum diameter of a range class of granular particles |  |  | mm |  |  | REAL_MEASURE_TYPE |  |  |  |  | NON_DEPENDENT_P_DET | [5 empty] | 0112/2///61987#ABC597 - Solid/particle phase [pressure]0112/2///61987#ABC598 - Solid/particle phase [flow]0112/2///61987#ABG465 - Solid/particle phase [level]0112/2///61987#ABG466 - Solid/particle phase [density] | 0112/2///61987#ABA000 | 0112/2///62720#UAA862 - millimetre |  | 0112/2///61987#ABT548 - Length short | Standard |  |  |  | SC65E – IEC 61987 | - | C00004 |  | 0112-2---61987#ABB320 | https://cdd.iec.ch/cdd/iec61987/iec61987.nsf/PropertiesAllVersions/0112-2---61987%23ABB320
0112/2///61987#ABE160 | 001 | 02 | 0112/2///61987#ABE160#001 | reference to Material of cage |  |  |  |  | reference to block ABD904 | [5 empty] | CLASS_REFERENCE_TYPE(0112/2///61987#ABD904) 0112/2///61987#ABD904 - Material of cage |  |  |  |  | NON_DEPENDENT_P_DET | [5 empty] | 0112/2///61987#ABD812 - Body of valve [2]0112/2///61987#ABD813 - Body of valve [3]0112/2///61987#ABD814 - Body of valve [1] | 0112/2///61987#ABA000 |  |  |  | Standard |  |  |  |  | - | C00004 |  | 0112-2---61987#ABE160 | https://cdd.iec.ch/cdd/iec61987/iec61987.nsf/PropertiesAllVersions/0112-2---61987%23ABE160
0112/2///61987#ABU642 | 001 | 01 | 0112/2///61987#ABU642#001 | reference to Aqueous phase [density] |  |  |  |  | reference to block ABG460 | [5 empty] | CLASS_REFERENCE_TYPE(0112/2///61987#ABG460) 0112/2///61987#ABG460 - Aqueous phase [density] |  |  |  |  | DEPENDENT_P_DET | [5 empty] | 0112/2///61987#ABG458 - Phase [density] | 0112/2///61987#ABA000 |  |  |  | Standard |  | IEC 61987 | IEC | SC65E | 0112/2///61987#ABU640 - phase type | C00017 | 001-01 (2018-03-28 07:27:21 by BATCH 00000762) standard | 0112-2---61987#ABU642 | https://cdd.iec.ch/cdd/iec61987/iec61987.nsf/PropertiesAllVersions/0112-2---61987%23ABU642
0112/2///61987#ABD044 | 001 | 02 | 0112/2///61987#ABD044#001 | reference to Measuring range for actual volume flow |  |  |  |  | reference to block ABC414 | [5 empty] | CLASS_REFERENCE_TYPE(0112/2///61987#ABC414) 0112/2///61987#ABC414 - Measuring range for actual volume flow |  |  |  |  | NON_DEPENDENT_P_DET | [5 empty] | 0112/2///61987#ABC079 - Actual volume flow measurement | 0112/2///61987#ABA000 |  |  |  | Standard |  |  |  | SC65E – IEC 61987 | - | C00004 |  | 0112-2---61987#ABD044 | https://cdd.iec.ch/cdd/iec61987/iec61987.nsf/PropertiesAllVersions/0112-2---61987%23ABD044
0112/2///61987#ABA123 | 002 | 01 | 0112/2///61987#ABA123#002 | upper limiting value of actual volume flow |  |  |  |  | highest actual volume flow rate to which the device may be subjected during operation without permanent impairment of its operating characteristics |  |  | m³/h |  |  | REAL_MEASURE_TYPE |  |  |  |  | NON_DEPENDENT_P_DET | [5 empty] | 0112/2///61987#ABC317 - Limiting flow conditions | 0112/2///61987#ABA000 | 0112/2///62720#UAA763 - metre cubed per hour |  | 0112/2///61987#ABT504 - Volume flow rate | Standard |  | IEC 61987 | IEC | IEC/SC 65E | - | C00112 |  | 0112-2---61987#ABA123 | https://cdd.iec.ch/cdd/iec61987/iec61987.nsf/PropertiesAllVersions/0112-2---61987%23ABA123
0112/2///61987#ABB070 | 002 | 01 | 0112/2///61987#ABB070#002 | burst absolute pressure absolute of secondary housing |  |  |  |  | internal pressure, expressed as an absolute pressure, that causes irreversible damage of a secondary containment |  |  | bar |  |  | REAL_MEASURE_TYPE |  |  |  |  | NON_DEPENDENT_P_DET | [5 empty] | 0112/2///61987#ABC588 - Secondary containment | 0112/2///61987#ABA000 | 0112/2///62720#UAA323 - bar |  | 0112/2///61987#ABT524 - Pressure | Standard |  |  |  | SC65E – IEC 61987 | - | C00004 |  | 0112-2---61987#ABB070 | https://cdd.iec.ch/cdd/iec61987/iec61987.nsf/PropertiesAllVersions/0112-2---61987%23ABB070
0112/2///61987#ABB172 | 001 | 04 | 0112/2///61987#ABB172#001 | upper range-limit of RTD input signal |  |  |  |  | highest RTD input signal that the device can be adjusted to measure within the specified accuracy limits |  |  | °C |  |  | REAL_MEASURE_TYPE |  |  |  |  | NON_DEPENDENT_P_DET | [5 empty] | 0112/2///61987#ABC579 - RTD input0112/2///61987#ABP070 - RTD input [I/O module] | 0112/2///61987#ABA000 | 0112/2///62720#UAA033 - degree Celsius |  | 0112/2///61987#ABT514 - Temperature | Standard |  |  |  | SC65E – IEC 61987 | - | C00004 |  | 0112-2---61987#ABB172 | https://cdd.iec.ch/cdd/iec61987/iec61987.nsf/PropertiesAllVersions/0112-2---61987%23ABB172
0112/2///61987#ABE374 | 001 | 02 | 0112/2///61987#ABE374#001 | reference to Environmental design ratings [3] |  |  |  |  | reference to block ABE373 | [5 empty] | CLASS_REFERENCE_TYPE(0112/2///61987#ABE373) 0112/2///61987#ABE373 - Environmental design ratings [3] |  |  |  |  | NON_DEPENDENT_P_DET | [5 empty] | 0112/2///61987#ABD998 - Rated operating conditions [9] | 0112/2///61987#ABA000 |  |  |  | Standard |  |  |  |  | - | C00004 |  | 0112-2---61987#ABE374 | https://cdd.iec.ch/cdd/iec61987/iec61987.nsf/PropertiesAllVersions/0112-2---61987%23ABE374
0112/2///61987#ABJ724 | 003 | 01 | 0112/2///61987#ABJ724#003 | value of low flow cut-off in units of span |  |  |  | Low flow cut off | value of the flow below which the low flow cut-off is switched on, in units of the measuring span | If the span is not defined the range-limit is to be used instead. | also used by Process Automation - Device Information Model (PA-DIM) | % |  |  | REAL_MEASURE_TYPE |  |  |  |  | NON_DEPENDENT_P_DET | [5 empty] | 0112/2///61987#ABH691 - Low flow cut-off | 0112/2///61987#ABA000 | 0112/2///62720#UAA000 - percent |  | 0112/2///61987#ABT533 - Percentage | Standard |  | IEC 61987 | IEC | IEC/SC 65E | - | C00112 |  | 0112-2---61987#ABJ724 | https://cdd.iec.ch/cdd/iec61987/iec61987.nsf/PropertiesAllVersions/0112-2---61987%23ABJ724
0112/2///61987#ABF316 | 002 | 01 | 0112/2///61987#ABF316#002 | type of fibre |  |  |  |  | classification of a fibre according to the number of beams transmitted | [5 empty] | ENUM_CODE_TYPE(0112/2///61987#ABL632) |  |  |  |  | DEPENDENT_P_DET |  |  | 0112/2///61987#ABL632 | 0112/2///61987#ABN141 - single-mode fibre0112/2///61987#ABN142 - multi-mode fibre0112/2///61987#ABI407 - others |  | 0112/2///61987#ABF261 - Fibre optics | 0112/2///61987#ABA000 |  |  |  | Standard |  | IEC 61987 | IEC | SC65E | 0112/2///61987#ABI406 - empty_property | C00091 |  | 0112-2---61987#ABF316 | https://cdd.iec.ch/cdd/iec61987/iec61987.nsf/PropertiesAllVersions/0112-2---61987%23ABF316
0112/2///61987#ABU667 | 001 | 01 | 0112/2///61987#ABU667#001 | reference to Concentration measurement |  |  |  |  | reference to block ABE784 | [5 empty] | CLASS_REFERENCE_TYPE(0112/2///61987#ABE784) 0112/2///61987#ABE784 - Concentration measurement |  |  |  |  | DEPENDENT_P_DET | [5 empty] | 0112/2///61987#ABG011 - Type of measured variable [39] | 0112/2///61987#ABA000 |  |  |  | Standard |  | IEC 61987 | IEC | SC65E | 0112/2///61987#ABU653 - measured variable type [39] | C00017 | 001-01 (2018-03-28 07:27:21 by BATCH 00000762) standard | 0112-2---61987#ABU667 | https://cdd.iec.ch/cdd/iec61987/iec61987.nsf/PropertiesAllVersions/0112-2---61987%23ABU667
0112/2///61987#ABH583 | 001 | 01 | 0112/2///61987#ABH583#001 | value of dynamic viscosity digital output |  |  |  |  | digital reading of a value representing a dynamic viscosity variable |  |  | mPa·s |  |  | REAL_MEASURE_TYPE |  |  |  |  | NON_DEPENDENT_P_DET | [5 empty] | 0112/2///61987#ABH656 - Output values of dynamic viscosity | 0112/2///61987#ABA000 | 0112/2///62720#UAA797 - millipascal second |  | 0112/2///61987#ABT571 - Dynamic viscosity | Standard |  | IEC 61987 |  | SC65E – IEC 61987 | - | C00018 | 001-01 (2019-03-08 15:35:29 by BATCH 00000766) standard | 0112-2---61987#ABH583 | https://cdd.iec.ch/cdd/iec61987/iec61987.nsf/PropertiesAllVersions/0112-2---61987%23ABH583
0112/2///61987#ABA231 | 009 | 01 | 0112/2///61987#ABA231#009 | type of conformity regulation/certification |  |  |  |  | classification of a certificate or approval document according to the regulations against which the conformity of an entity is tested | [5 empty] | ENUM_CODE_TYPE(0112/2///61987#ABL292) |  | 0112/2///61987#ABL292 |  |  | DEPENDENT_P_DET |  |  | 0112/2///61987#ABL292 | 0112/2///61987#ABK562 - ATEX0112/2///61987#ABK561 - IECEx0112/2///61987#ABL913 - FM0112/2///61987#ABL914 - CSA0112/2///61987#ABL915 - CENELEC0112/2///61987#ABL916 - SAA0112/2///61987#ABK560 - TIIS0112/2///61987#ABI407 - others |  | 0112/2///61987#ABC265 - Hazardous area approval0112/2///61987#ABH515 - Certificate or approval | 0112/2///61987#ABA000 |  |  |  | Standard |  | IEC 61987 | IEC | IEC SC65E | 0112/2///61987#ABI406 - empty_property | C00112 |  | 0112-2---61987#ABA231 | https://cdd.iec.ch/cdd/iec61987/iec61987.nsf/PropertiesAllVersions/0112-2---61987%23ABA231
0112/2///61987#ABD097 | 004 | 01 | 0112/2///61987#ABD097#004 | reference to Other controls |  |  |  |  | reference to block ABC467 | [5 empty] | CLASS_REFERENCE_TYPE(0112/2///61987#ABC467) 0112/2///61987#ABC467 - Other controls |  |  |  |  | NON_DEPENDENT_P_DET | [5 empty] | 0112/2///61987#ABC461 - Operation | 0112/2///61987#ABA000 |  |  |  | Standard |  |  |  | SC65E – IEC 61987 | - | C00004 |  | 0112-2---61987#ABD097 | https://cdd.iec.ch/cdd/iec61987/iec61987.nsf/PropertiesAllVersions/0112-2---61987%23ABD097
0112/2///61987#ABP278 | 001 | 01 | 0112/2///61987#ABP278#001 | reference to Signal levels |  |  |  |  | reference to block ABP074 | [5 empty] | CLASS_REFERENCE_TYPE(0112/2///61987#ABP074) 0112/2///61987#ABP074 - Signal levels |  |  |  |  | DEPENDENT_P_DET | [5 empty] | 0112/2///61987#ABC552 - Pulse input/output parameters0112/2///61987#ABP021 - Binary input [I/O module] | 0112/2///61987#ABA000 |  |  |  | Standard |  | IEC 61987 | IEC | IEC/SC 65E | 0112/2///61987#ABP089 - number of signal levels | C00128 | 001-01 (2023-01-23 14:53:53 by BATCH 00000807) standard | 0112-2---61987#ABP278 | https://cdd.iec.ch/cdd/iec61987/iec61987.nsf/PropertiesAllVersions/0112-2---61987%23ABP278
0112/2///61987#ABE513 | 001 | 01 | 0112/2///61987#ABE513#001 | reference to Pressure-temperature design ratings [4] |  |  |  |  | reference to block ABE595 | [5 empty] | CLASS_REFERENCE_TYPE(0112/2///61987#ABE595) 0112/2///61987#ABE595 - Pressure-temperature design ratings [4] |  |  |  |  | NON_DEPENDENT_P_DET | [5 empty] | 0112/2///61987#ABE590 - Rated operating conditions [14] | 0112/2///61987#ABA000 |  |  |  | Standard |  | IEC 61987 | IEC | SC65E | - | C00016 | 001-01 (2018-03-28 07:27:00 by BATCH 00000762) standard | 0112-2---61987#ABE513 | https://cdd.iec.ch/cdd/iec61987/iec61987.nsf/PropertiesAllVersions/0112-2---61987%23ABE513
0112/2///61987#ABP206 | 001 | 01 | 0112/2///61987#ABP206#001 | type of resistor sensor |  |  |  |  | classification of a resistor according to its construction | [5 empty] | ENUM_CODE_TYPE(0112/2///61987#ABP316) |  |  |  |  | DEPENDENT_P_DET |  |  | 0112/2///61987#ABP316 | 0112/2///61987#ABP360 - joystick0112/2///61987#ABP361 - potentiometer0112/2///61987#ABI407 - others |  | 0112/2///61987#ABP068 - Resistor input [I/O module] | 0112/2///61987#ABA000 |  |  |  | Standard |  | IEC 61987 | IEC | IEC/SC 65E | 0112/2///61987#ABI406 - empty_property | C00128 | 001-01 (2023-01-23 14:53:53 by BATCH 00000807) standard | 0112-2---61987#ABP206 | https://cdd.iec.ch/cdd/iec61987/iec61987.nsf/PropertiesAllVersions/0112-2---61987%23ABP206
0112/2///61987#ABA070 | 004 | 01 | 0112/2///61987#ABA070#004 | version of operating system |  |  |  |  | version or service pack of the operating system supported by a software application | [5 empty] | STRING_TYPE |  |  |  |  | NON_DEPENDENT_P_DET | [5 empty] | 0112/2///61987#ABC191 - Device integration | 0112/2///61987#ABA000 |  |  |  | Standard |  |  |  | SC65E – IEC 61987 | - | C00004 |  | 0112-2---61987#ABA070 | https://cdd.iec.ch/cdd/iec61987/iec61987.nsf/PropertiesAllVersions/0112-2---61987%23ABA070
0112/2///61987#ABU439 | 001 | 03 | 0112/2///61987#ABU439#001 | reference to Percentage performance for pressure |  |  |  |  | reference to block ABC490 |  | Id specified in IEC61987-12/-13: ABD120 |  |  |  | CLASS_REFERENCE_TYPE(0112/2///61987#ABC490) 0112/2///61987#ABC490 - Percentage performance for pressure |  |  |  |  | DEPENDENT_P_DET | [5 empty] | 0112/2///61987#ABC676 - Type of performance variable [6] | 0112/2///61987#ABA000 |  |  |  | Standard |  |  |  | SC65E – IEC 61987 | 0112/2///61987#ABU427 - performance variable type [6] | C00004 |  | 0112-2---61987#ABU439 | https://cdd.iec.ch/cdd/iec61987/iec61987.nsf/PropertiesAllVersions/0112-2---61987%23ABU439
0112/2///61987#ABV212 | 001 | 01 | 0112/2///61987#ABV212#001 | reference to Type of output [21] |  |  |  |  | reference to block ABG151 | [5 empty] | CLASS_REFERENCE_TYPE(0112/2///61987#ABG151) 0112/2///61987#ABG151 - Type of output [21] |  |  |  |  | NON_DEPENDENT_P_DET | [5 empty] | 0112/2///61987#ABG136 - Output [21] | 0112/2///61987#ABA000 |  |  |  | Standard |  | IEC 61987 | IEC | SC65E | - | C00019 | 001-01 (2018-03-28 07:27:24 by BATCH 00000762) standard | 0112-2---61987#ABV212 | https://cdd.iec.ch/cdd/iec61987/iec61987.nsf/PropertiesAllVersions/0112-2---61987%23ABV212
0112/2///61987#ABP193 | 001 | 01 | 0112/2///61987#ABP193#001 | operating mode of pulse input |  |  |  |  | classification of a counter according to the way it counts | [5 empty] | ENUM_CODE_TYPE(0112/2///61987#ABP311) |  |  |  |  | DEPENDENT_P_DET |  |  | 0112/2///61987#ABP311 | 0112/2///61987#ABP340 - linear counter0112/2///61987#ABP341 - ring counter0112/2///61987#ABP342 - linear counter with gate0112/2///61987#ABP343 - ring counter with gate0112/2///61987#ABP344 - up and down counter0112/2///61987#ABP345 - counter with up/down0112/2///61987#ABP346 - quadrature (A+B) counter0112/2///61987#ABI407 - others |  | 0112/2///61987#ABC555 - Pulse/frequency input/output parameters | 0112/2///61987#ABA000 |  |  |  | Standard |  | IEC 61987 | IEC | IEC/SC 65E | 0112/2///61987#ABI406 - empty_property | C00128 | 001-01 (2023-01-23 14:53:53 by BATCH 00000807) standard | 0112-2---61987#ABP193 | https://cdd.iec.ch/cdd/iec61987/iec61987.nsf/PropertiesAllVersions/0112-2---61987%23ABP193
0112/2///61987#ABF477 | 001 | 01 | 0112/2///61987#ABF477#001 | reference standard for capsule of nuclear source |  |  |  |  | standard on which the design of a capsule for a nuclear source is based | [5 empty] | STRING_TYPE |  |  |  |  | NON_DEPENDENT_P_DET | [5 empty] | 0112/2///61987#ABF464 - Capsule of nuclear source | 0112/2///61987#ABA000 |  |  |  | Standard |  | IEC 61987 | IEC | SC65E | - | C00018 | 001-01 (2018-03-28 07:27:07 by BATCH 00000762) standard | 0112-2---61987#ABF477 | https://cdd.iec.ch/cdd/iec61987/iec61987.nsf/PropertiesAllVersions/0112-2---61987%23ABF477
0112/2///61987#ABG912 | 001 | 01 | 0112/2///61987#ABG912#001 | reference to Accuracy expressed as a percentage [4] |  |  |  |  | reference to block ABG352 | [5 empty] | CLASS_REFERENCE_TYPE(0112/2///61987#ABG352) 0112/2///61987#ABG352 - Accuracy expressed as a percentage [7] |  |  |  |  | NON_DEPENDENT_P_DET | [5 empty] | 0112/2///61987#ABG309 - Percentage performance [6]0112/2///61987#ABG310 - Percentage performance [7] | 0112/2///61987#ABA000 |  |  |  | Standard |  | IEC 61987 | IEC | SC65E | - | C00019 | 001-01 (2018-03-28 07:27:12 by BATCH 00000762) standard | 0112-2---61987#ABG912 | https://cdd.iec.ch/cdd/iec61987/iec61987.nsf/PropertiesAllVersions/0112-2---61987%23ABG912
0112/2///61987#ABP176 | 001 | 01 | 0112/2///61987#ABP176#001 | test current |  |  |  |  | current at which a test on a device is made |  |  | A |  |  | REAL_MEASURE_TYPE |  |  |  |  | NON_DEPENDENT_P_DET | [5 empty] | 0112/2///61987#ABP283 - Resistance to earth | 0112/2///61987#ABA000 | 0112/2///62720#UAA101 - ampere |  | 0112/2///61987#ABT567 - Electrical current | Standard |  | IEC 61987 | IEC | IEC/SC 65E | - | C00128 | 001-01 (2023-01-23 14:53:52 by BATCH 00000807) standard | 0112-2---61987#ABP176 | https://cdd.iec.ch/cdd/iec61987/iec61987.nsf/PropertiesAllVersions/0112-2---61987%23ABP176
0112/2///61987#ABI420 | 001 | 01 | 0112/2///61987#ABI420#001 | number of packing informations |  |  |  |  | cardinality property for packing information | [5 empty] | INT_TYPE |  |  |  |  | CONDITION_DET | [5 empty] | 0112/2///61987#ABI413 - Packaging and transportation | 0112/2///61987#ABA000 |  |  |  | Standard |  |  |  | SC65E – IEC 61987 | - | C00018 | 001-01 (2019-03-08 15:35:31 by BATCH 00000766) standard | 0112-2---61987#ABI420 | https://cdd.iec.ch/cdd/iec61987/iec61987.nsf/PropertiesAllVersions/0112-2---61987%23ABI420
0112/2///61987#ABA080 | 004 | 01 | 0112/2///61987#ABA080#004 | quantity of virtual communication relationships (VCRs) |  |  |  |  | number of communication channels available for linkage to external function blocks | [5 empty] | INT_TYPE |  |  |  |  | NON_DEPENDENT_P_DET | [5 empty] | 0112/2///61987#ABC242 - Fieldbus parameters | 0112/2///61987#ABA000 |  |  |  | Standard |  |  |  | SC65E – IEC 61987 | - | C00004 |  | 0112-2---61987#ABA080 | https://cdd.iec.ch/cdd/iec61987/iec61987.nsf/PropertiesAllVersions/0112-2---61987%23ABA080
0112/2///61987#ABD404 | 001 | 02 | 0112/2///61987#ABD404#001 | reference standard for vibration test |  |  |  |  | standard on which the vibration test is based | [5 empty] | STRING_TYPE |  |  |  |  | NON_DEPENDENT_P_DET | [5 empty] | 0112/2///61987#ABD397 - Vibration test condition | 0112/2///61987#ABA000 |  |  |  | Standard |  |  |  | SC65E – IEC 61987 | - | C00004 |  | 0112-2---61987#ABD404 | https://cdd.iec.ch/cdd/iec61987/iec61987.nsf/PropertiesAllVersions/0112-2---61987%23ABD404
0112/2///61987#ABD239 | 001 | 02 | 0112/2///61987#ABD239#001 | reference to Structural design [ultrasonic flow transmitter] |  |  |  |  | reference to block ABC613 | [5 empty] | CLASS_REFERENCE_TYPE(0112/2///61987#ABC613) 0112/2///61987#ABC613 - Structural design [ultrasonic flow transmitter] |  |  |  |  | NON_DEPENDENT_P_DET | [5 empty] | 0112/2///61987#ABC432 - Mechanical and electrical construction [ultrasonic flow transmitter] | 0112/2///61987#ABA000 |  |  |  | Standard |  |  |  | SC65E – IEC 61987 | - | C00004 |  | 0112-2---61987#ABD239 | https://cdd.iec.ch/cdd/iec61987/iec61987.nsf/PropertiesAllVersions/0112-2---61987%23ABD239
0112/2///61987#ABD195 | 001 | 02 | 0112/2///61987#ABD195#001 | reference to Reference conditions for the performance variable [2] |  |  |  |  | reference to block ABC569 | [5 empty] | CLASS_REFERENCE_TYPE(0112/2///61987#ABC569) 0112/2///61987#ABC569 - Reference conditions for the performance variable [2] |  |  |  |  | NON_DEPENDENT_P_DET | [5 empty] | 0112/2///61987#ABC506 - Performance variable [4] | 0112/2///61987#ABA000 |  |  |  | Standard |  |  |  | SC65E – IEC 61987 | - | C00004 |  | 0112-2---61987#ABD195 | https://cdd.iec.ch/cdd/iec61987/iec61987.nsf/PropertiesAllVersions/0112-2---61987%23ABD195
0112/2///61987#ABF374 | 001 | 01 | 0112/2///61987#ABF374#001 | number of transmitter/switch housings |  |  |  |  | @number of transmitter/switch housings |  | Cardinality property |  |  |  | INT_TYPE |  |  |  |  | CONDITION_DET | [5 empty] | 0112/2///61987#ABG405 - Structural design [level transmitter]0112/2///61987#ABG406 - Structural design [level switch]0112/2///61987#ABG407 - Structural design [hydrostatic pressure level transmitter]0112/2///61987#ABG408 - Structural design [displacer level transmitter/switch]0112/2///61987#ABG409 - Structural design [guided-wave radar level transmitter/switch]0112/2///61987#ABG410 - Structural design [float level transmitter/switch]0112/2///61987#ABG411 - Structural design [capacitance level transmitter/switch]0112/2///61987#ABG412 - Structural design [conductance level transmitter/switch]0112/2///61987#ABG413 - Structural design [magnetic level gauge]0112/2///61987#ABG414 - Structural design [nuclear level transmitter/switch]0112/2///61987#ABG415 - Structural design [free-space radar level transmitter]0112/2///61987#ABG416 - Structural design [plumb bob level transmitter]0112/2///61987#ABG417 - Structural design [ultrasonic level transmitter]0112/2///61987#ABG418 - Structural design [laser level transmitter]0112/2///61987#ABG419 - Structural design [servo level transmitter ]0112/2///61987#ABG420 - Structural design [separate level transmitter/switching unit]0112/2///61987#ABG421 - Structural design [optical level switch]0112/2///61987#ABG422 - Structural design [rotary paddle switch]0112/2///61987#ABG423 - Structural design [vibrating level switch]0112/2///61987#ABG424 - Structural design [ultrasonic level switch]0112/2///61987#ABG425 - Structural design [microwave level switch]0112/2///61987#ABG426 - Structural design [thermal level switch]0112/2///61987#ABG427 - Structural design [sight level indicator]0112/2///61987#ABG428 - Structural design [sight level gauge] | 0112/2///61987#ABA000 |  |  |  | Standard |  | IEC 61987 | IEC | SC65E | - | C00018 | 001-01 (2018-03-28 07:27:06 by BATCH 00000762) standard | 0112-2---61987#ABF374 | https://cdd.iec.ch/cdd/iec61987/iec61987.nsf/PropertiesAllVersions/0112-2---61987%23ABF374
0112/2///61987#ABH739 | 001 | 01 | 0112/2///61987#ABH739#001 | reference to Calibration of resistance |  |  |  |  | reference to block ABH627 | [5 empty] | CLASS_REFERENCE_TYPE(0112/2///61987#ABH627) 0112/2///61987#ABH627 - Calibration of resistance |  |  |  |  | DEPENDENT_P_DET | [5 empty] | 0112/2///61987#ABH561 - Calibration | 0112/2///61987#ABA000 |  |  |  | Standard |  | IEC 61987 |  | SC65E – IEC 61987 | 0112/2///61987#ABH562 - calibration variable type | C00018 | 001-01 (2019-03-08 15:35:30 by BATCH 00000766) standard | 0112-2---61987#ABH739 | https://cdd.iec.ch/cdd/iec61987/iec61987.nsf/PropertiesAllVersions/0112-2---61987%23ABH739
0112/2///61987#ABB990 | 004 | 01 | 0112/2///61987#ABB990#004 | description of explosion protection parameters |  |  |  |  | plain text describing a specific set of explosion protection parameters | the specific set is e. g. documented in the explosion protection certificate |  |  |  |  | STRING_TYPE |  |  |  |  | NON_DEPENDENT_P_DET | [5 empty] | 0112/2///61987#ABC235 - Explosion protection parameters for intrinsic safety0112/2///61987#ABC236 - Explosion protection parameters for intrinsic safety (active)0112/2///61987#ABC237 - Explosion protection parameters for intrinsic safety (passive) | 0112/2///61987#ABA000 |  |  |  | Standard |  |  |  | SC65E – IEC 61987 | - | C00004 |  | 0112-2---61987#ABB990 | https://cdd.iec.ch/cdd/iec61987/iec61987.nsf/PropertiesAllVersions/0112-2---61987%23ABB990
0112/2///61987#ABB811 | 001 | 03 | 0112/2///61987#ABB811#001 | average influence of process pressure on density |  |  |  |  | change in output of a density measuring device caused by a change in process pressure with respect to reference conditions, expressed as the average error within the specified process pressure range |  |  | "(kg/m³)/bar" |  |  | REAL_MEASURE_TYPE |  |  |  |  | NON_DEPENDENT_P_DET | [5 empty] | 0112/2///61987#ABC282 - Influence of external quantities expressed for density0112/2///61987#ABI411 - Influence of external quantities expressed for density [2] | 0112/2///61987#ABA000 | 0112/2///62720#UAA621 - kilogram per metre cubed bar |  | 0112/2///61987#ABT588 - Density per pressure | Standard |  |  |  | SC65E – IEC 61987 | - | C00018 |  | 0112-2---61987#ABB811 | https://cdd.iec.ch/cdd/iec61987/iec61987.nsf/PropertiesAllVersions/0112-2---61987%23ABB811
0112/2///61987#ABC815 | 001 | 02 | 0112/2///61987#ABC815#001 | reference to Deployment design conditions [2] |  |  |  |  | reference to block ABC185 | [5 empty] | CLASS_REFERENCE_TYPE(0112/2///61987#ABC185) 0112/2///61987#ABC185 - Deployment design conditions [2] |  |  |  |  | NON_DEPENDENT_P_DET | [5 empty] | 0112/2///61987#ABC307 - Installation design conditions [2] | 0112/2///61987#ABA000 |  |  |  | Standard |  |  |  | SC65E – IEC 61987 | - | C00004 |  | 0112-2---61987#ABC815 | https://cdd.iec.ch/cdd/iec61987/iec61987.nsf/PropertiesAllVersions/0112-2---61987%23ABC815
0112/2///61987#ABD274 | 004 | 02 | 0112/2///61987#ABD274#004 | reference to Switch |  |  |  |  | reference to block ABC648 | [5 empty] | CLASS_REFERENCE_TYPE(0112/2///61987#ABC648) 0112/2///61987#ABC648 - Switch |  |  |  |  | DEPENDENT_P_DET | [5 empty] | 0112/2///61987#ABC329 - Manual controls | 0112/2///61987#ABA000 |  |  |  | Standard |  | IEC 61987 | IEC | IEC SC65E | 0112/2///61987#ABA527 - number of switches | C00112 |  | 0112-2---61987#ABD274 | https://cdd.iec.ch/cdd/iec61987/iec61987.nsf/PropertiesAllVersions/0112-2---61987%23ABD274
0112/2///61987#ABF440 | 001 | 01 | 0112/2///61987#ABF440#001 | material of sensing weight |  |  |  |  | material of which the sensor weight is made | [5 empty] | STRING_TYPE |  |  |  |  | NON_DEPENDENT_P_DET | [5 empty] | 0112/2///61987#ABF431 - Structural design of a plumb bob level transmitter | 0112/2///61987#ABA000 |  |  |  | Standard |  | IEC 61987 | IEC | SC65E | - | C00018 | 001-01 (2018-03-28 07:27:06 by BATCH 00000762) standard | 0112-2---61987#ABF440 | https://cdd.iec.ch/cdd/iec61987/iec61987.nsf/PropertiesAllVersions/0112-2---61987%23ABF440
0112/2///61987#ABN652 | 001 | 02 | 0112/2///61987#ABN652#001 | overall vibration acceleration per g 0-p |  |  |  |  | maximum oscillation amplitude, expressed as acceleration in units of the acceleration of gravity g | The oscillation range is the difference between the minimum and maximum value within the time range under consideration. |  |  |  |  | REAL_TYPE |  |  |  |  | NON_DEPENDENT_P_DET | [5 empty] | 0112/2///61987#ABN694 - Specific machine vibration measurement variables | 0112/2///61987#ABA000 |  |  |  | Standard |  | IEC 61987 | IEC | IEC SC65E | - | C00112 |  | 0112-2---61987#ABN652 | https://cdd.iec.ch/cdd/iec61987/iec61987.nsf/PropertiesAllVersions/0112-2---61987%23ABN652
0112/2///61987#ABD459 | 001 | 03 | 0112/2///61987#ABD459#001 | accuracy expressed as percentage |  |  |  |  | quality which characterizes the ability of a measuring instrument to provide an indicated value close to a true value of the measurand expressed as a percentage of reading, span or full range etc. under reference conditions | the accuracy is based on a statistical sample of test devices |  | % |  |  | REAL_MEASURE_TYPE |  |  | IEV 311-06-08 (modified) |  | NON_DEPENDENT_P_DET | [5 empty] | 0112/2///61987#ABC077 - Accuracy for a subrange of span0112/2///61987#ABC067 - Accuracy expressed as a percentage [1]0112/2///61987#ABC068 - Accuracy expressed as a percentage [2]0112/2///61987#ABE365 - Accuracy expressed as a percentage [3]0112/2///61987#ABE702 - Accuracy expressed as a percentage [4]0112/2///61987#ABG353 - Accuracy expressed as a percentage [5]0112/2///61987#ABJ595 - Accuracy expressed as a percentage [6]0112/2///61987#ABG352 - Accuracy expressed as a percentage [7]0112/2///61987#ABP013 - Accuracy expressed as a percentage [I/O module] | 0112/2///61987#ABA000 | 0112/2///62720#UAA000 - percent |  |  | Standard |  |  |  | SC65E – IEC 61987 | - | C00004 |  | 0112-2---61987#ABD459 | https://cdd.iec.ch/cdd/iec61987/iec61987.nsf/PropertiesAllVersions/0112-2---61987%23ABD459
0112/2///61987#ABF179 | 001 | 01 | 0112/2///61987#ABF179#001 | maximum vessel/tube wall thickness |  |  |  |  | highest wall thickness of the vessel or the tube at which a device or a device component can operate within specifications |  |  | mm |  |  | REAL_MEASURE_TYPE |  |  |  |  | NON_DEPENDENT_P_DET | [5 empty] | 0112/2///61987#ABF182 - Structural design of an ultrasonic level transmitter | 0112/2///61987#ABA000 | 0112/2///62720#UAA862 - millimetre |  | 0112/2///61987#ABT548 - Length short | Standard |  | IEC 61987 | IEC | SC65E | - | C00018 | 001-01 (2018-03-28 07:27:04 by BATCH 00000762) standard | 0112-2---61987#ABF179 | https://cdd.iec.ch/cdd/iec61987/iec61987.nsf/PropertiesAllVersions/0112-2---61987%23ABF179
0112/2///61987#ABF753 | 001 | 01 | 0112/2///61987#ABF753#001 | reference to External continuous probe |  |  |  |  | reference to block ABF213 | [5 empty] | CLASS_REFERENCE_TYPE(0112/2///61987#ABF213) 0112/2///61987#ABF213 - External continuous probe |  |  |  |  | NON_DEPENDENT_P_DET | [5 empty] | 0112/2///61987#ABF217 - Structural design of a magnetic level gauge | 0112/2///61987#ABA000 |  |  |  | Standard |  | IEC 61987 | IEC | SC65E | - | C00018 | 001-01 (2018-03-28 07:27:09 by BATCH 00000762) standard | 0112-2---61987#ABF753 | https://cdd.iec.ch/cdd/iec61987/iec61987.nsf/PropertiesAllVersions/0112-2---61987%23ABF753
0112/2///61987#ABG778 | 001 | 01 | 0112/2///61987#ABG778#001 | reference to Performance [15] |  |  |  |  | reference to block ABG218 | [5 empty] | CLASS_REFERENCE_TYPE(0112/2///61987#ABG218) 0112/2///61987#ABG218 - Performance [15] |  |  |  |  | NON_DEPENDENT_P_DET | [5 empty] | 0112/2///61987#ABE730 - Device LOP for rotary paddle switch0112/2///61987#ABE732 - Device LOP for vibrating level switch0112/2///61987#ABE733 - Device LOP for optical level switch0112/2///61987#ABE745 - Device LOP for ultrasonic level switch0112/2///61987#ABE749 - Device LOP for microwave level switch0112/2///61987#ABE755 - Device LOP for level switch | 0112/2///61987#ABA000 |  |  |  | Standard |  | IEC 61987 | IEC | SC65E | - | C00018 | 001-01 (2018-03-28 07:27:11 by BATCH 00000762) standard | 0112-2---61987#ABG778 | https://cdd.iec.ch/cdd/iec61987/iec61987.nsf/PropertiesAllVersions/0112-2---61987%23ABG778
0112/2///61987#ABU466 | 001 | 03 | 0112/2///61987#ABU466#001 | reference to Assigned flow velocity range |  |  |  |  | reference to block ABD493 | [5 empty] | CLASS_REFERENCE_TYPE(0112/2///61987#ABD493) 0112/2///61987#ABD493 - Assigned flow velocity range |  |  |  |  | DEPENDENT_P_DET | [5 empty] | 0112/2///61987#ABC121 - Assigned variable [4] | 0112/2///61987#ABA000 |  |  |  | Standard |  |  |  | SC65E – IEC 61987 | 0112/2///61987#ABU297 - assigned variable type [4] | C00004 |  | 0112-2---61987#ABU466 | https://cdd.iec.ch/cdd/iec61987/iec61987.nsf/PropertiesAllVersions/0112-2---61987%23ABU466
0112/2///61987#ABA200 | 001 | 04 | 0112/2///61987#ABA200#001 | set lower range end-value of dial |  |  |  |  | value defining the start of a measuring range of a dial indicator | [5 empty] | REAL_TYPE |  |  |  |  | NON_DEPENDENT_P_DET | [5 empty] | 0112/2///61987#ABC272 - Scale range | 0112/2///61987#ABA000 |  |  |  | Standard |  | IEC 61987 | IEC | IEC/SC 65E | - | C00128 |  | 0112-2---61987#ABA200 | https://cdd.iec.ch/cdd/iec61987/iec61987.nsf/PropertiesAllVersions/0112-2---61987%23ABA200
0112/2///61987#ABB476 | 002 | 01 | 0112/2///61987#ABB476#002 | style of flow conditioner |  |  |  |  | classification of a flow conditioner according to its relationship to the device | [5 empty] | ENUM_CODE_TYPE(0112/2///61987#ABL470) |  |  |  |  | DEPENDENT_P_DET |  |  | 0112/2///61987#ABL470 | 0112/2///61987#ABM295 - integral0112/2///61987#ABL174 - external0112/2///61987#ABI407 - others |  | 0112/2///61987#ABC288 - Inline thermal mass flow transmitter | 0112/2///61987#ABA000 |  |  |  | Standard |  |  |  | SC65E – IEC 61987 | 0112/2///61987#ABI406 - empty_property | C00091 |  | 0112-2---61987#ABB476 | https://cdd.iec.ch/cdd/iec61987/iec61987.nsf/PropertiesAllVersions/0112-2---61987%23ABB476
0112/2///61987#ABU655 | 001 | 01 | 0112/2///61987#ABU655#001 | performance variable type [19] |  |  |  |  | polymorphism property specifying the process variable to which the performance applies |  | Polymorphic control property |  |  |  | ENUM_STRING_TYPE(0112/2///61987#ABU638(Percentage performance [5],Absolute performance for density [2],Absolute performance for concentration,Absolute performance for volume fraction,Absolute performance for mass fraction,Absolute performance for pressure,Absolute performance for temperature,Absolute performance for other variable)) |  |  |  |  | CONDITION_DET |  |  | 0112/2///61987#ABU638 | 0112/2///61987#ABU618 - IEC61987-11 Name of Percentage performance [5]0112/2///61987#ABU620 - IEC61987-11 Name of Absolute performance for density [2]0112/2///61987#ABU621 - IEC61987-11 Name of Absolute performance for concentration0112/2///61987#ABU622 - IEC61987-11 Name of Absolute performance for volume fraction0112/2///61987#ABU623 - IEC61987-11 Name of Absolute performance for mass fraction0112/2///61987#ABU624 - IEC61987-11 Name of Absolute performance for pressure0112/2///61987#ABU625 - IEC61987-11 Name of Absolute performance for temperature0112/2///61987#ABU626 - IEC61987-11 Name of Absolute performance for other variable |  | 0112/2///61987#ABG285 - Type of performance variable [19] | 0112/2///61987#ABA000 |  |  |  | Standard |  | IEC 61987 | IEC | SC65E | - | C00017 | 001-01 (2018-03-28 07:27:21 by BATCH 00000762) standard | 0112-2---61987#ABU655 | https://cdd.iec.ch/cdd/iec61987/iec61987.nsf/PropertiesAllVersions/0112-2---61987%23ABU655
0112/2///61987#ABC926 | 001 | 02 | 0112/2///61987#ABC926#001 | reference to Input [7] |  |  |  |  | reference to block ABC296 | [5 empty] | CLASS_REFERENCE_TYPE(0112/2///61987#ABC296) 0112/2///61987#ABC296 - Input [7] |  |  |  |  | NON_DEPENDENT_P_DET | [5 empty] | 0112/2///61987#ABA023 - Device LOP for positive displacement flow transmitter/gauge | 0112/2///61987#ABA000 |  |  |  | Standard |  |  |  | SC65E – IEC 61987 | - | C00004 |  | 0112-2---61987#ABC926 | https://cdd.iec.ch/cdd/iec61987/iec61987.nsf/PropertiesAllVersions/0112-2---61987%23ABC926
0112/2///61987#ABA538 | 001 | 02 | 0112/2///61987#ABA538#001 | function of touch screen |  |  |  |  | purpose for which a touch screen is provided | [5 empty] | STRING_TYPE |  |  |  |  | NON_DEPENDENT_P_DET | [5 empty] | 0112/2///61987#ABC041 - Touch screen | 0112/2///61987#ABA000 |  |  |  | Standard |  |  |  | SC65E – IEC 61987 | - | C00004 |  | 0112-2---61987#ABA538 | https://cdd.iec.ch/cdd/iec61987/iec61987.nsf/PropertiesAllVersions/0112-2---61987%23ABA538
0112/2///61987#ABB947 | 001 | 04 | 0112/2///61987#ABB947#001 | outside diameter of capillary |  |  |  |  | external diametric width of a capillary |  |  | mm |  |  | REAL_MEASURE_TYPE |  |  |  |  | NON_DEPENDENT_P_DET | [5 empty] | 0112/2///61987#ABC153 - Capillary | 0112/2///61987#ABA000 | 0112/2///62720#UAA862 - millimetre |  | 0112/2///61987#ABT548 - Length short | Standard |  |  |  | SC65E – IEC 61987 | - | C00004 |  | 0112-2---61987#ABB947 | https://cdd.iec.ch/cdd/iec61987/iec61987.nsf/PropertiesAllVersions/0112-2---61987%23ABB947
0112/2///61987#ABA084 | 004 | 01 | 0112/2///61987#ABA084#004 | block instantiation capability |  |  |  |  | ability of a device to instantiate function blocks | [5 empty] | STRING_TYPE |  |  |  |  | NON_DEPENDENT_P_DET | [5 empty] | 0112/2///61987#ABC242 - Fieldbus parameters | 0112/2///61987#ABA000 |  |  |  | Standard |  |  |  | SC65E – IEC 61987 | - | C00018 |  | 0112-2---61987#ABA084 | https://cdd.iec.ch/cdd/iec61987/iec61987.nsf/PropertiesAllVersions/0112-2---61987%23ABA084
0112/2///61987#ABG691 | 001 | 02 | 0112/2///61987#ABG691#001 | reference to Output [16] |  |  |  |  | reference to block ABG131 | [5 empty] | CLASS_REFERENCE_TYPE(0112/2///61987#ABG131) 0112/2///61987#ABG131 - Output [16] |  |  |  |  | DEPENDENT_P_DET | [5 empty] | 0112/2///61987#ABE730 - Device LOP for rotary paddle switch0112/2///61987#ABE732 - Device LOP for vibrating level switch0112/2///61987#ABE733 - Device LOP for optical level switch0112/2///61987#ABE745 - Device LOP for ultrasonic level switch0112/2///61987#ABE749 - Device LOP for microwave level switch0112/2///61987#ABE755 - Device LOP for level switch | 0112/2///61987#ABA000 |  |  |  | Standard |  | IEC 61987 | IEC | IEC SC65E | 0112/2///61987#ABB206 - number of outputs | C00112 |  | 0112-2---61987#ABG691 | https://cdd.iec.ch/cdd/iec61987/iec61987.nsf/PropertiesAllVersions/0112-2---61987%23ABG691
0112/2///61987#ABD602 | 001 | 04 | 0112/2///61987#ABD602#001 | length of stem/shaft extension |  |  |  |  | length of the straight portion of a stem or a shaft extension |  |  | mm |  |  | REAL_MEASURE_TYPE |  |  |  |  | NON_DEPENDENT_P_DET | [5 empty] | 0112/2///61987#ABE409 - Stem/shaft | 0112/2///61987#ABA000 | 0112/2///62720#UAA862 - millimetre |  | 0112/2///61987#ABT548 - Length short | Standard |  |  |  |  | - | C00004 |  | 0112-2---61987#ABD602 | https://cdd.iec.ch/cdd/iec61987/iec61987.nsf/PropertiesAllVersions/0112-2---61987%23ABD602
0112/2///61987#ABG613 | 001 | 02 | 0112/2///61987#ABG613#001 | reference to Auxiliary input [15] |  |  |  |  | reference to block ABG053 | [5 empty] | CLASS_REFERENCE_TYPE(0112/2///61987#ABG053) 0112/2///61987#ABG053 - Auxiliary input [15] |  |  |  |  | DEPENDENT_P_DET | [5 empty] | 0112/2///61987#ABF921 - Input [14]0112/2///61987#ABF932 - Input [25] | 0112/2///61987#ABA000 |  |  |  | Standard |  | IEC 61987 | IEC | IEC SC65E | 0112/2///61987#ABA340 - number of auxiliary inputs | C00112 |  | 0112-2---61987#ABG613 | https://cdd.iec.ch/cdd/iec61987/iec61987.nsf/PropertiesAllVersions/0112-2---61987%23ABG613
0112/2///61987#ABA369 | 005 | 01 | 0112/2///61987#ABA369#005 | set power source behaviour |  |  |  |  | behaviour of a power source set at the factory | [5 empty] | ENUM_CODE_TYPE(0112/2///61987#ABL274) |  |  |  |  | DEPENDENT_P_DET |  |  | 0112/2///61987#ABL274 | 0112/2///61987#ABL842 - active0112/2///61987#ABL843 - passive0112/2///61987#ABI407 - others |  | 0112/2///61987#ABC085 - Analog current input parameters0112/2///61987#ABC140 - Binary current output0112/2///61987#ABC142 - Binary input0112/2///61987#ABC091 - Analog current output parameters0112/2///61987#ABC141 - Binary transistor/triac output0112/2///61987#ABC555 - Pulse/frequency input/output parameters0112/2///61987#ABP015 - Analog current input parameters [I/O module]0112/2///61987#ABP021 - Binary input [I/O module]0112/2///61987#ABP031 - Frequency input parameters [I/O module] | 0112/2///61987#ABA000 |  |  |  | Standard |  |  |  | SC65E – IEC 61987 | 0112/2///61987#ABI406 - empty_property | C00091 |  | 0112-2---61987#ABA369 | https://cdd.iec.ch/cdd/iec61987/iec61987.nsf/PropertiesAllVersions/0112-2---61987%23ABA369
0112/2///61987#ABB280 | 006 | 01 | 0112/2///61987#ABB280#006 | type of communication profile |  |  |  |  | classification of a communication profile according to IEC 61784-1 | [5 empty] | STRING_TYPE |  |  |  |  | NON_DEPENDENT_P_DET | [5 empty] | 0112/2///61987#ABC162 - Communication protocol | 0112/2///61987#ABA000 |  |  |  | Standard |  |  |  | SC65E – IEC 61987 | - | C00004 |  | 0112-2---61987#ABB280 | https://cdd.iec.ch/cdd/iec61987/iec61987.nsf/PropertiesAllVersions/0112-2---61987%23ABB280
0112/2///61987#ABE437 | 001 | 05 | 0112/2///61987#ABE437#001 | reference to Force by actuation fluid pressure |  |  |  |  | reference to block ABE436 | [5 empty] | CLASS_REFERENCE_TYPE(0112/2///61987#ABE436) 0112/2///61987#ABE436 - Force by actuation fluid pressure |  |  |  |  | DEPENDENT_P_DET | [5 empty] | 0112/2///61987#ABE032 - Structural design of a pneumatic linear actuator | 0112/2///61987#ABA000 |  |  |  | Standard |  | IEC 61987 | IEC | IEC SC65E | 0112/2///61987#ABE435 - number of forces by actuation fluid pressure | C00112 |  | 0112-2---61987#ABE437 | https://cdd.iec.ch/cdd/iec61987/iec61987.nsf/PropertiesAllVersions/0112-2---61987%23ABE437
0112/2///61987#ABE849 | 001 | 01 | 0112/2///61987#ABE849#001 | inaccuracy of mass |  |  |  |  | for a mass measurement, the maximum positive and negative deviation from the specified characteristic curve observed in testing a device under specified conditions and by a specified procedure |  |  | kg |  |  | REAL_MEASURE_TYPE |  |  | IEC 61298-1, Ed. 2.0, 3.5 |  | NON_DEPENDENT_P_DET | [5 empty] | 0112/2///61987#ABE846 - Absolute performance for mass0112/2///61987#ABE853 - Accuracy for a subrange of mass | 0112/2///61987#ABA000 | 0112/2///62720#UAA594 - kilogram |  | 0112/2///61987#ABT546 - Mass | Standard |  | IEC 61987 | IEC | SC65E | - | C00018 | 001-01 (2018-03-28 07:27:02 by BATCH 00000762) standard | 0112-2---61987#ABE849 | https://cdd.iec.ch/cdd/iec61987/iec61987.nsf/PropertiesAllVersions/0112-2---61987%23ABE849
0112/2///61987#ABU972 | 001 | 01 | 0112/2///61987#ABU972#001 | reference to Manufacturer-specific input [4] |  |  |  |  | reference to block ABG124 | [5 empty] | CLASS_REFERENCE_TYPE(0112/2///61987#ABG124) 0112/2///61987#ABG124 - Manufacturer-specific input [4] |  |  |  |  | DEPENDENT_P_DET | [5 empty] | 0112/2///61987#ABG061 - Type of auxiliary input [12]0112/2///61987#ABG062 - Type of auxiliary input [13]0112/2///61987#ABG063 - Type of auxiliary input [14]0112/2///61987#ABG064 - Type of auxiliary input [15]0112/2///61987#ABG071 - Type of auxiliary input [22] | 0112/2///61987#ABA000 |  |  |  | Standard |  | IEC 61987 | IEC | SC65E | 0112/2///61987#ABU942 - auxiliary input type [14] | C00018 | 001-01 (2018-03-28 07:27:23 by BATCH 00000762) standard | 0112-2---61987#ABU972 | https://cdd.iec.ch/cdd/iec61987/iec61987.nsf/PropertiesAllVersions/0112-2---61987%23ABU972
0112/2///61987#ABH468 | 001 | 01 | 0112/2///61987#ABH468#001 | time |  |  |  |  | one-dimensional subspace of space-time, which is locally orthogonal to space |  |  | s |  |  | REAL_MEASURE_TYPE |  |  | IEV 113-01-03 |  | NON_DEPENDENT_P_DET | [5 empty] | 0112/2///61987#ABH467 - Fire resistance | 0112/2///61987#ABA000 | 0112/2///62720#UAA972 - second |  | 0112/2///61987#ABT510 - Time/time duration short | Standard |  | IEC 61987 | IEC | SC65E – IEC 61987 | - | C00018 | 001-01 (2018-03-28 07:27:16 by BATCH 00000762) standard | 0112-2---61987#ABH468 | https://cdd.iec.ch/cdd/iec61987/iec61987.nsf/PropertiesAllVersions/0112-2---61987%23ABH468
0112/2///61987#ABP177 | 001 | 01 | 0112/2///61987#ABP177#001 | test voltage |  |  |  |  | voltage at which a test on a device is made |  |  | V |  |  | REAL_MEASURE_TYPE |  |  |  |  | NON_DEPENDENT_P_DET | [5 empty] | 0112/2///61987#ABP046 - Insulation resistance0112/2///61987#ABP060 - Protective conductor current0112/2///61987#ABP076 - Touch current | 0112/2///61987#ABA000 | 0112/2///62720#UAA296 - volt |  | 0112/2///61987#ABT506 - Voltage | Standard |  | IEC 61987 | IEC | IEC/SC 65E | - | C00128 | 001-01 (2023-01-23 14:53:52 by BATCH 00000807) standard | 0112-2---61987#ABP177 | https://cdd.iec.ch/cdd/iec61987/iec61987.nsf/PropertiesAllVersions/0112-2---61987%23ABP177
0112/2///61987#ABI490 | 001 | 01 | 0112/2///61987#ABI490#001 | number of accessories |  |  |  |  | cardinality property for accessory | [5 empty] | INT_TYPE |  |  |  |  | CONDITION_DET | [5 empty] | 0112/2///61987#ABI467 - Accessories and spare parts | 0112/2///61987#ABA000 |  |  |  | Standard |  |  |  | SC65E – IEC 61987 | - | C00018 | 001-01 (2019-03-08 15:35:32 by BATCH 00000766) standard | 0112-2---61987#ABI490 | https://cdd.iec.ch/cdd/iec61987/iec61987.nsf/PropertiesAllVersions/0112-2---61987%23ABI490
0112/2///61987#ABE487 | 001 | 02 | 0112/2///61987#ABE487#001 | reference to Output [9] |  |  |  |  | reference to block ABE572 | [5 empty] | CLASS_REFERENCE_TYPE(0112/2///61987#ABE572) 0112/2///61987#ABE572 - Output [9] |  |  |  |  | DEPENDENT_P_DET | [5 empty] | 0112/2///61987#ABE630 - Device LOP for limit switch | 0112/2///61987#ABA000 |  |  |  | Standard |  | IEC 61987 | IEC | IEC SC65E | 0112/2///61987#ABB206 - number of outputs | C00112 |  | 0112-2---61987#ABE487 | https://cdd.iec.ch/cdd/iec61987/iec61987.nsf/PropertiesAllVersions/0112-2---61987%23ABE487
0112/2///61987#ABB564 | 002 | 02 | 0112/2///61987#ABB564#002 | set span for actual volume flow |  |  |  |  | difference between the upper and lower range value of actual volume flow to which an actual volume flow measurement instrument is adjusted |  |  | m³/h |  |  | REAL_MEASURE_TYPE |  |  |  |  | NON_DEPENDENT_P_DET | [5 empty] | 0112/2///61987#ABC105 - Assigned actual volume flow range | 0112/2///61987#ABA000 | 0112/2///62720#UAA763 - metre cubed per hour |  | 0112/2///61987#ABT504 - Volume flow rate | Standard |  | IEC 61987 | IEC | IEC SC65E | - | C00112 |  | 0112-2---61987#ABB564 | https://cdd.iec.ch/cdd/iec61987/iec61987.nsf/PropertiesAllVersions/0112-2---61987%23ABB564
0112/2///61987#ABD752 | 002 | 01 | 0112/2///61987#ABD752#002 | type of failure action |  |  |  |  | classification of the action of an actuator according to its behaviour in the event of failure of the actuating force | [5 empty] | ENUM_CODE_TYPE(0112/2///61987#ABL393) |  |  |  |  | DEPENDENT_P_DET |  |  | 0112/2///61987#ABL393 | 0112/2///61987#ABM284 - extended0112/2///61987#ABM285 - retracted0112/2///61987#ABM286 - left-hand stop0112/2///61987#ABM287 - right-hand stop0112/2///61987#ABI407 - others |  | 0112/2///61987#ABE032 - Structural design of a pneumatic linear actuator0112/2///61987#ABE033 - Structural design of a pneumatic rotary actuator | 0112/2///61987#ABA000 |  |  |  | Standard |  |  |  |  | 0112/2///61987#ABI406 - empty_property | C00091 |  | 0112-2---61987#ABD752 | https://cdd.iec.ch/cdd/iec61987/iec61987.nsf/PropertiesAllVersions/0112-2---61987%23ABD752
0112/2///61987#ABF184 | 002 | 01 | 0112/2///61987#ABF184#002 | style of vibration probe |  |  |  |  | classification of a vibration probe according to its mechanical construction | [5 empty] | ENUM_CODE_TYPE(0112/2///61987#ABL419) |  |  |  |  | DEPENDENT_P_DET |  |  | 0112/2///61987#ABL419 | 0112/2///61987#ABM355 - fork0112/2///61987#ABM356 - single rod0112/2///61987#ABM357 - multi-rod0112/2///61987#ABM358 - tube0112/2///61987#ABI407 - others |  | 0112/2///61987#ABF185 - Vibration probe | 0112/2///61987#ABA000 |  |  |  | Standard |  | IEC 61987 | IEC | SC65E | 0112/2///61987#ABI406 - empty_property | C00091 |  | 0112-2---61987#ABF184 | https://cdd.iec.ch/cdd/iec61987/iec61987.nsf/PropertiesAllVersions/0112-2---61987%23ABF184
0112/2///61987#ABF501 | 001 | 01 | 0112/2///61987#ABF501#001 | parameter 2 |  |  |  |  | second parameter in a fixed set of parameters | [5 empty] | REAL_TYPE |  |  |  |  | NON_DEPENDENT_P_DET | [5 empty] | 0112/2///61987#ABF497 - Resistance parameter setting/sensor matching parameters | 0112/2///61987#ABA000 |  |  |  | Standard |  | IEC 61987 | IEC | SC65E | - | C00019 | 001-01 (2018-03-28 07:27:07 by BATCH 00000762) standard | 0112-2---61987#ABF501 | https://cdd.iec.ch/cdd/iec61987/iec61987.nsf/PropertiesAllVersions/0112-2---61987%23ABF501
0112/2///61987#ABH212 | 001 | 01 | 0112/2///61987#ABH212#001 | length of antenna extension |  |  |  |  | length of an extension tube, measured from the bottom of the process connection | An extension tube is used to ensure that radar waves are launched at a position clear of any obstruction, e.g. the nozzle walls |  | mm |  |  | REAL_MEASURE_TYPE |  |  |  |  | NON_DEPENDENT_P_DET | [5 empty] | 0112/2///61987#ABH208 - Structural design of an antenna | 0112/2///61987#ABA000 | 0112/2///62720#UAA862 - millimetre |  | 0112/2///61987#ABT548 - Length short | Standard |  |  |  | SC65E – IEC 61987 | - | C0018 | 001-01 (2018-03-28 07:27:14 by BATCH 00000762) standard | 0112-2---61987#ABH212 | https://cdd.iec.ch/cdd/iec61987/iec61987.nsf/PropertiesAllVersions/0112-2---61987%23ABH212
0112/2///61987#ABD220 | 004 | 02 | 0112/2///61987#ABD220#004 | reference to Signal function |  |  |  |  | reference to block ABC594 | [5 empty] | CLASS_REFERENCE_TYPE(0112/2///61987#ABC594) 0112/2///61987#ABC594 - Signal function |  |  |  |  | DEPENDENT_P_DET | [5 empty] | 0112/2///61987#ABC140 - Binary current output0112/2///61987#ABC142 - Binary input0112/2///61987#ABC145 - Binary output IEC 60947-5-6 (NAMUR)0112/2///61987#ABC168 - Configuration of a manufacturer-specific binary signal0112/2///61987#ABC141 - Binary transistor/triac output0112/2///61987#ABC143 - Binary input IEC 60947-5-6 (NAMUR)0112/2///61987#ABC144 - Binary relay output0112/2///61987#ABP021 - Binary input [I/O module]0112/2///61987#ABP023 - Binary powered output | 0112/2///61987#ABA000 |  |  |  | Standard |  | IEC 61987 | IEC | IEC SC65E | 0112/2///61987#ABA412 - number of signal functions | C00112 |  | 0112-2---61987#ABD220 | https://cdd.iec.ch/cdd/iec61987/iec61987.nsf/PropertiesAllVersions/0112-2---61987%23ABD220
0112/2///61987#ABD259 | 001 | 02 | 0112/2///61987#ABD259#001 | reference to Structural design of a rotating element flow transmitter or gauge |  |  |  |  | reference to block ABC633 | [5 empty] | CLASS_REFERENCE_TYPE(0112/2///61987#ABC633) 0112/2///61987#ABC633 - Structural design of a rotating element flow transmitter or gauge |  |  |  |  | NON_DEPENDENT_P_DET | [5 empty] | 0112/2///61987#ABC612 - Structural design [rotating element flow transmitter/gauge] | 0112/2///61987#ABA000 |  |  |  | Standard |  |  |  | SC65E – IEC 61987 | - | C00004 |  | 0112-2---61987#ABD259 | https://cdd.iec.ch/cdd/iec61987/iec61987.nsf/PropertiesAllVersions/0112-2---61987%23ABD259
0112/2///61987#ABD093 | 001 | 02 | 0112/2///61987#ABD093#001 | reference to Orifice assembly |  |  |  |  | reference to block ABC463 | [5 empty] | CLASS_REFERENCE_TYPE(0112/2///61987#ABC463) 0112/2///61987#ABC463 - Orifice assembly |  |  |  |  | NON_DEPENDENT_P_DET | [5 empty] | 0112/2///61987#ABC645 - Structural design of the primary element of a differential pressure flow transmitter | 0112/2///61987#ABA000 |  |  |  | Standard |  |  |  | SC65E – IEC 61987 | - | C00004 |  | 0112-2---61987#ABD093 | https://cdd.iec.ch/cdd/iec61987/iec61987.nsf/PropertiesAllVersions/0112-2---61987%23ABD093
0112/2///61987#ABE938 | 001 | 01 | 0112/2///61987#ABE938#001 | quantity of pulses per pulse value of degree of filling |  |  |  |  | number of pulses assigned per unit degree of filling |  |  | 1/% |  |  | REAL_MEASURE_TYPE |  |  |  |  | NON_DEPENDENT_P_DET | [5 empty] | 0112/2///61987#ABE916 - Assigned degree of filling pulse value | 0112/2///61987#ABA000 | 0112/2///62720#UAD873 - reziprocal percent |  | 0112/2///61987#ABT535 - Per percentage | Standard |  | IEC 61987 | IEC | SC65E | - | C00018 | 001-01 (2018-03-28 07:27:03 by BATCH 00000762) standard | 0112-2---61987#ABE938 | https://cdd.iec.ch/cdd/iec61987/iec61987.nsf/PropertiesAllVersions/0112-2---61987%23ABE938
0112/2///61987#ABP126 | 001 | 01 | 0112/2///61987#ABP126#001 | maximum influence of ambient temperature on power factor |  |  |  |  | change in output of a power factor measuring device caused by a change in ambient temperature with respect to reference conditions, expressed as the maximum error across the specified ambient temperature range |  |  | 1/K |  |  | REAL_MEASURE_TYPE |  |  |  |  | NON_DEPENDENT_P_DET | [5 empty] | 0112/2///61987#ABP039 - Influence of external quantities expressed for power factor [I/O module] | 0112/2///61987#ABA000 | 0112/2///62720#UAA193 - reciprocal kelvin or kelvin to the power minus one |  |  | Standard |  | IEC 61987 | IEC | IEC/SC 65E | - | C00128 | 001-01 (2023-01-23 14:53:52 by BATCH 00000807) standard | 0112-2---61987#ABP126 | https://cdd.iec.ch/cdd/iec61987/iec61987.nsf/PropertiesAllVersions/0112-2---61987%23ABP126
0112/2///61987#ABE502 | 001 | 01 | 0112/2///61987#ABE502#001 | reference to Installation conditions [10] |  |  |  |  | reference to block ABE584 | [5 empty] | CLASS_REFERENCE_TYPE(0112/2///61987#ABE584) 0112/2///61987#ABE584 - Installation conditions [10] |  |  |  |  | NON_DEPENDENT_P_DET | [5 empty] | 0112/2///61987#ABE583 - Rated operating conditions [12]0112/2///61987#ABE586 - Rated operating conditions [13] | 0112/2///61987#ABA000 |  |  |  | Standard |  | IEC 61987 | IEC | SC65E | - | C00016 | 001-01 (2018-03-28 07:27:00 by BATCH 00000762) standard | 0112-2---61987#ABE502 | https://cdd.iec.ch/cdd/iec61987/iec61987.nsf/PropertiesAllVersions/0112-2---61987%23ABE502
0112/2///61987#ABU995 | 001 | 01 | 0112/2///61987#ABU995#001 | reference to Assigned temperature range |  |  |  |  | reference to block ABC116 | [5 empty] | CLASS_REFERENCE_TYPE(0112/2///61987#ABC116) 0112/2///61987#ABC116 - Assigned temperature range |  |  |  |  | DEPENDENT_P_DET | [5 empty] | 0112/2///61987#ABG089 - Assigned variable [9]0112/2///61987#ABG091 - Assigned variable [11]0112/2///61987#ABG097 - Assigned variable [17]0112/2///61987#ABH044 - Assigned variable [22]0112/2///61987#ABV037 - Assigned variable [18]0112/2///61987#ABV039 - Assigned variable [8] | 0112/2///61987#ABA000 |  |  |  | Standard |  | IEC 61987 | IEC | SC65E | 0112/2///61987#ABU948 - assigned variable type [8] | C00018 | 001-01 (2018-03-28 07:27:23 by BATCH 00000762) standard | 0112-2---61987#ABU995 | https://cdd.iec.ch/cdd/iec61987/iec61987.nsf/PropertiesAllVersions/0112-2---61987%23ABU995
0112/2///61987#ABH698 | 001 | 01 | 0112/2///61987#ABH698#001 | number of linearization points |  |  |  |  | cardinality property for linearization point | [5 empty] | INT_TYPE |  |  |  |  | CONDITION_DET | [5 empty] | 0112/2///61987#ABH697 - Linearization table | 0112/2///61987#ABA000 |  |  |  | Standard |  | IEC 61987 |  | SC65E – IEC 61987 | - | C00018 | 001-01 (2019-03-08 15:35:30 by BATCH 00000766) standard | 0112-2---61987#ABH698 | https://cdd.iec.ch/cdd/iec61987/iec61987.nsf/PropertiesAllVersions/0112-2---61987%23ABH698
0112/2///61987#ABD136 | 001 | 05 | 0112/2///61987#ABD136#001 | reference to Performance variable [4] |  |  |  |  | reference to block ABC506 | [5 empty] | CLASS_REFERENCE_TYPE(0112/2///61987#ABC506) 0112/2///61987#ABC506 - Performance variable [4] |  |  |  |  | DEPENDENT_P_DET | [5 empty] | 0112/2///61987#ABC495 - Performance [5] | 0112/2///61987#ABA000 |  |  |  | Standard |  | IEC 61987 | IEC | IEC SC65E | 0112/2///61987#ABB636 - number of performance variables | C00112 |  | 0112-2---61987#ABD136 | https://cdd.iec.ch/cdd/iec61987/iec61987.nsf/PropertiesAllVersions/0112-2---61987%23ABD136
0112/2///61987#ABA981 | 001 | 04 | 0112/2///61987#ABA981#001 | maximum input power (Pi) |  |  |  |  | maximum power that can be applied to the connection facilities of the apparatus without invalidating the type of protection |  |  | mW |  |  | REAL_MEASURE_TYPE |  |  | IEC 60050, part 426-11-14 (Draft) |  | NON_DEPENDENT_P_DET | [5 empty] | 0112/2///61987#ABC586 - Safety related properties for passive behaviour | 0112/2///61987#ABA000 | 0112/2///62720#UAA807 - milliwatt |  | 0112/2///61987#ABT525 - Power | Standard |  |  |  | SC65E – IEC 61987 | - | C00004 |  | 0112-2---61987#ABA981 | https://cdd.iec.ch/cdd/iec61987/iec61987.nsf/PropertiesAllVersions/0112-2---61987%23ABA981
0112/2///61987#ABN979 | 001 | 02 | 0112/2///61987#ABN979#001 | reference to Gasket of body |  |  |  |  | reference to block ABD882 | [5 empty] | CLASS_REFERENCE_TYPE(0112/2///61987#ABD882) 0112/2///61987#ABD882 - Gasket of body |  |  |  |  | DEPENDENT_P_DET | [5 empty] | 0112/2///61987#ABD812 - Body of valve [2]0112/2///61987#ABD813 - Body of valve [3]0112/2///61987#ABD814 - Body of valve [1]0112/2///61987#ABE605 - Body of solenoid valve0112/2///61987#ABE610 - Body of filter regulator | 0112/2///61987#ABA000 |  |  |  | Standard |  | IEC 61987 | IEC | IEC SC65E | 0112/2///61987#ABD669 - number of gaskets of body | C00112 |  | 0112-2---61987#ABN979 | https://cdd.iec.ch/cdd/iec61987/iec61987.nsf/PropertiesAllVersions/0112-2---61987%23ABN979
0112/2///61987#ABH581 | 001 | 01 | 0112/2///61987#ABH581#001 | value of temperature digital output |  |  |  |  | digital reading of a value representing a temperature variable |  |  | °C |  |  | REAL_MEASURE_TYPE |  |  |  |  | NON_DEPENDENT_P_DET | [5 empty] | 0112/2///61987#ABH655 - Output values of temperature | 0112/2///61987#ABA000 | 0112/2///62720#UAA033 - degree Celsius |  | 0112/2///61987#ABT514 - Temperature | Standard |  | IEC 61987 |  | SC65E – IEC 61987 | - | C00018 | 001-01 (2019-03-08 15:35:29 by BATCH 00000766) standard | 0112-2---61987#ABH581 | https://cdd.iec.ch/cdd/iec61987/iec61987.nsf/PropertiesAllVersions/0112-2---61987%23ABH581
0112/2///61987#ABI002 | 001 | 01 | 0112/2///61987#ABI002#001 | number of Discrete output function blocks |  |  |  |  | cardinality property for a Discrete output function block | [5 empty] | INT_TYPE |  |  |  |  | CONDITION_DET | [5 empty] | 0112/2///61987#ABH840 - User application parameters | 0112/2///61987#ABA000 |  |  |  | Standard |  |  |  | SC65E – IEC 61987 | - | C00018 | 001-01 (2019-03-08 15:35:31 by BATCH 00000766) standard | 0112-2---61987#ABI002 | https://cdd.iec.ch/cdd/iec61987/iec61987.nsf/PropertiesAllVersions/0112-2---61987%23ABI002
0112/2///61987#ABU219 | 001 | 02 | 0112/2///61987#ABU219#001 | reference to Type of auxiliary input [5] |  |  |  |  | reference to block ABC056 |  | Id specified in IEC61987-12/-13: ABD298 |  |  |  | CLASS_REFERENCE_TYPE(0112/2///61987#ABC056) 0112/2///61987#ABC056 - Type of auxiliary input [5] |  |  |  |  | NON_DEPENDENT_P_DET | [5 empty] | 0112/2///61987#ABC130 - Auxiliary input [5] | 0112/2///61987#ABA000 |  |  |  | Standard |  |  |  | SC65E – IEC 61987 | - | C00004 |  | 0112-2---61987#ABU219 | https://cdd.iec.ch/cdd/iec61987/iec61987.nsf/PropertiesAllVersions/0112-2---61987%23ABU219
0112/2///61987#ABA898 | 001 | 04 | 0112/2///61987#ABA898#001 | line length of capillary |  |  |  |  | length of a capillary line measured between the two connection points |  |  | m |  |  | REAL_MEASURE_TYPE |  |  |  |  | NON_DEPENDENT_P_DET | [5 empty] | 0112/2///61987#ABC153 - Capillary | 0112/2///61987#ABA000 | 0112/2///62720#UAA726 - metre |  | 0112/2///61987#ABT548 - Length short | Standard |  |  |  | SC65E – IEC 61987 | - | C00004 |  | 0112-2---61987#ABA898 | https://cdd.iec.ch/cdd/iec61987/iec61987.nsf/PropertiesAllVersions/0112-2---61987%23ABA898
0112/2///61987#ABB483 | 001 | 04 | 0112/2///61987#ABB483#001 | maximum process pressure of hot tap |  |  |  |  | highest process pressure for which the tap is designed |  |  | bar |  |  | REAL_MEASURE_TYPE |  |  |  |  | NON_DEPENDENT_P_DET | [5 empty] | 0112/2///61987#ABC582 - Retractable electromagnetic insertion flow transmitter0112/2///61987#ABC583 - Retractable thermal mass flow transmitter | 0112/2///61987#ABA000 | 0112/2///62720#UAA323 - bar |  | 0112/2///61987#ABT524 - Pressure | Standard |  |  |  | SC65E – IEC 61987 | - | C00004 |  | 0112-2---61987#ABB483 | https://cdd.iec.ch/cdd/iec61987/iec61987.nsf/PropertiesAllVersions/0112-2---61987%23ABB483
0112/2///61987#ABU253 | 001 | 03 | 0112/2///61987#ABU253#001 | reference to Manufacturer-specific input [2] |  |  |  |  | reference to block ABC332 |  | Id specified in IEC61987-12/-13: ABC962 |  |  |  | CLASS_REFERENCE_TYPE(0112/2///61987#ABC332) 0112/2///61987#ABC332 - Manufacturer-specific input [2] |  |  |  |  | DEPENDENT_P_DET | [5 empty] | 0112/2///61987#ABC656 - Type of auxiliary input [6] | 0112/2///61987#ABA000 |  |  |  | Standard |  |  |  | SC65E – IEC 61987 | 0112/2///61987#ABU245 - auxiliary input type [6] | C00004 |  | 0112-2---61987#ABU253 | https://cdd.iec.ch/cdd/iec61987/iec61987.nsf/PropertiesAllVersions/0112-2---61987%23ABU253
0112/2///61987#ABI238 | 001 | 01 | 0112/2///61987#ABI238#001 | TARGET |  |  |  |  | parameter setting the target mode of the block | [5 empty] | BINARY_TYPE | B8 |  |  |  | NON_DEPENDENT_P_DET | [5 empty] | 0112/2///61987#ABI714 - MODE_BLOCK | 0112/2///61987#ABA000 |  |  |  | Standard |  |  |  | SC65E – IEC 61987 | - | C00018 | 001-01 (2019-03-08 15:35:31 by BATCH 00000766) standard | 0112-2---61987#ABI238 | https://cdd.iec.ch/cdd/iec61987/iec61987.nsf/PropertiesAllVersions/0112-2---61987%23ABI238
0112/2///61987#ABB933 | 002 | 01 | 0112/2///61987#ABB933#002 | size of tube/pipe |  |  |  |  | classification of a tube or pipe for a pneumatic/hydraulic line according to its diameter and wall thickness | [5 empty] | ENUM_CODE_TYPE(0112/2///61987#ABL266) |  |  |  |  | DEPENDENT_P_DET |  |  | 0112/2///61987#ABL266 | 0112/2///61987#ABL802 - 6x10112/2///61987#ABL803 - 8x10112/2///61987#ABL804 - 10x10112/2///61987#ABL805 - 12x10112/2///61987#ABL806 - 12x1.50112/2///61987#ABL807 - 1/4 in0112/2///61987#ABL808 - 3/8 in0112/2///61987#ABL809 - 5/8 in0112/2///61987#ABL810 - 1 in0112/2///61987#ABI407 - others |  | 0112/2///61987#ABC051 - Tube/pipe | 0112/2///61987#ABA000 |  |  |  | Standard |  |  |  | SC65E – IEC 61987 | 0112/2///61987#ABI406 - empty_property | C00091 |  | 0112-2---61987#ABB933 | https://cdd.iec.ch/cdd/iec61987/iec61987.nsf/PropertiesAllVersions/0112-2---61987%23ABB933
0112/2///61987#ABU376 | 001 | 03 | 0112/2///61987#ABU376#001 | reference to Assigned actual volume pulse value |  |  |  |  | reference to block ABC106 |  | Id specified in IEC61987-12/-13: ABC736 |  |  |  | CLASS_REFERENCE_TYPE(0112/2///61987#ABC106) 0112/2///61987#ABC106 - Assigned actual volume pulse value |  |  |  |  | DEPENDENT_P_DET | [5 empty] | 0112/2///61987#ABC118 - Assigned variable [1] | 0112/2///61987#ABA000 |  |  |  | Standard |  |  |  | SC65E – IEC 61987 | 0112/2///61987#ABU349 - assigned variable type [1] | C00004 |  | 0112-2---61987#ABU376 | https://cdd.iec.ch/cdd/iec61987/iec61987.nsf/PropertiesAllVersions/0112-2---61987%23ABU376
0112/2///61987#ABA533 | 001 | 02 | 0112/2///61987#ABA533#001 | designation of rotary switch position |  |  |  |  | alphanumeric character sequence identifying a rotary switch position | [5 empty] | STRING_TYPE |  |  |  |  | NON_DEPENDENT_P_DET | [5 empty] | 0112/2///61987#ABC584 - Rotary switch position | 0112/2///61987#ABA000 |  |  |  | Standard |  |  |  | SC65E – IEC 61987 | - | C00004 |  | 0112-2---61987#ABA533 | https://cdd.iec.ch/cdd/iec61987/iec61987.nsf/PropertiesAllVersions/0112-2---61987%23ABA533
0112/2///61987#ABH096 | 001 | 01 | 0112/2///61987#ABH096#001 | reference standard for strapping table |  |  |  |  | standard on which the strapping table is based | [5 empty] | STRING_TYPE |  |  |  |  | NON_DEPENDENT_P_DET | [5 empty] | 0112/2///61987#ABH095 - Strapping table | 0112/2///61987#ABA000 |  |  |  | Standard |  | IEC 61987 | IEC | SC65E | - | C00018 | 001-01 (2018-03-28 07:27:13 by BATCH 00000762) standard | 0112-2---61987#ABH096 | https://cdd.iec.ch/cdd/iec61987/iec61987.nsf/PropertiesAllVersions/0112-2---61987%23ABH096
0112/2///61987#ABE145 | 001 | 02 | 0112/2///61987#ABE145#001 | reference to Limiting environmental conditions [2] |  |  |  |  | reference to block ABD827 | [5 empty] | CLASS_REFERENCE_TYPE(0112/2///61987#ABD827) 0112/2///61987#ABD827 - Limiting environmental conditions [2] |  |  |  |  | NON_DEPENDENT_P_DET | [5 empty] | 0112/2///61987#ABD867 - Environmental design ratings [2]0112/2///61987#ABE373 - Environmental design ratings [3] | 0112/2///61987#ABA000 |  |  |  | Standard |  |  |  |  | - | C00004 |  | 0112-2---61987#ABE145 | https://cdd.iec.ch/cdd/iec61987/iec61987.nsf/PropertiesAllVersions/0112-2---61987%23ABE145
0112/2///61987#ABU663 | 001 | 02 | 0112/2///61987#ABU663#001 | reference to Binary transistor/triac output |  |  |  |  | reference to block ABC141 | [5 empty] | CLASS_REFERENCE_TYPE(0112/2///61987#ABC141) 0112/2///61987#ABC141 - Binary transistor/triac output |  |  |  |  | DEPENDENT_P_DET | [5 empty] | 0112/2///61987#ABG153 - Type of output [23] | 0112/2///61987#ABA000 |  |  |  | Standard |  | IEC 61987 | IEC | IEC/SC 65E | 0112/2///61987#ABU652 - output type [23] | C00128 |  | 0112-2---61987#ABU663 | https://cdd.iec.ch/cdd/iec61987/iec61987.nsf/PropertiesAllVersions/0112-2---61987%23ABU663
0112/2///61987#ABF803 | 001 | 01 | 0112/2///61987#ABF803#001 | reference to Structural design of an insert/element |  |  |  |  | reference to block ABF405 | [5 empty] | CLASS_REFERENCE_TYPE(0112/2///61987#ABF405) 0112/2///61987#ABF405 - Structural design of an insert/element |  |  |  |  | NON_DEPENDENT_P_DET | [5 empty] | 0112/2///61987#ABG433 - Structural design [contact temperature transmitter]0112/2///61987#ABG436 - Structural design [insert/element] | 0112/2///61987#ABA000 |  |  |  | Standard |  | IEC 61987 | IEC | SC65E | - | C00019 | 001-01 (2018-03-28 07:27:09 by BATCH 00000762) standard | 0112-2---61987#ABF803 | https://cdd.iec.ch/cdd/iec61987/iec61987.nsf/PropertiesAllVersions/0112-2---61987%23ABF803
0112/2///61987#ABB124 | 002 | 01 | 0112/2///61987#ABB124#002 | type of pulse generator |  |  |  |  | classification of a pulse generator according to its mechanical form | [5 empty] | ENUM_CODE_TYPE(0112/2///61987#ABL345) |  |  |  |  | DEPENDENT_P_DET |  |  | 0112/2///61987#ABL345 | 0112/2///61987#ABL144 - contact0112/2///61987#ABM114 - initiator0112/2///61987#ABI407 - others |  | 0112/2///61987#ABC550 - Pulse generator0112/2///61987#ABC040 - Totalizer indicator [2] | 0112/2///61987#ABA000 |  |  |  | Standard |  |  |  | SC65E – IEC 61987 | 0112/2///61987#ABI406 - empty_property | C00091 |  | 0112-2---61987#ABB124 | https://cdd.iec.ch/cdd/iec61987/iec61987.nsf/PropertiesAllVersions/0112-2---61987%23ABB124
0112/2///61987#ABB374 | 005 | 01 | 0112/2///61987#ABB374#005 | main types of protection of the electrical equipment |  |  |  |  | type of protection, which is preferred for the use in the hazardous location | There are many more combinations possible e.g. Ex de; Ex [ia] Ex de[ia] ..., It is not useful to list all possible combinations and it is better to focus on the main type of protection. |  |  |  |  | ENUM_CODE_TYPE(0112/2///61987#ABJ752) |  |  |  |  | DEPENDENT_P_DET |  |  | 0112/2///61987#ABJ752 | 0112/2///61987#ABK654 - b0112/2///61987#ABK655 - c0112/2///61987#ABK656 - da0112/2///61987#ABK657 - db0112/2///61987#ABK658 - dc0112/2///61987#ABK659 - DIP0112/2///61987#ABK660 - eb0112/2///61987#ABK661 - ec0112/2///61987#ABK662 - fr0112/2///61987#ABK663 - ia0112/2///61987#ABK664 - ib0112/2///61987#ABK665 - ic0112/2///61987#ABK666 - IS0112/2///61987#ABK667 - ka0112/2///61987#ABK668 - kb0112/2///61987#ABK669 - kc0112/2///61987#ABK670 - ma0112/2///61987#ABK671 - mb0112/2///61987#ABK672 - mc0112/2///61987#ABK673 - nA0112/2///61987#ABK674 - nC0112/2///61987#ABK675 - NI0112/2///61987#ABK676 - nR0112/2///61987#ABK677 - ob0112/2///61987#ABK678 - oc0112/2///61987#ABK679 - op is0112/2///61987#ABK680 - op pr0112/2///61987#ABK681 - op sh0112/2///61987#ABK682 - PX0112/2///61987#ABK683 - pxb0112/2///61987#ABK684 - PY0112/2///61987#ABK685 - pyb0112/2///61987#ABK686 - PZ0112/2///61987#ABK687 - pzc0112/2///61987#ABK688 - qb0112/2///61987#ABK689 - ta0112/2///61987#ABK690 - tb0112/2///61987#ABK691 - tc0112/2///61987#ABK692 - XP0112/2///61987#ABK693 - d0112/2///61987#ABK694 - f0112/2///61987#ABK695 - e0112/2///61987#ABK696 - o0112/2///61987#ABK697 - i0112/2///61987#ABI407 - others |  | 0112/2///61987#ABC104 - Area classification | 0112/2///61987#ABA000 |  |  |  | Standard |  |  |  | SC65E – IEC 61987 | 0112/2///61987#ABI406 - empty_property | C00091 |  | 0112-2---61987#ABB374 | https://cdd.iec.ch/cdd/iec61987/iec61987.nsf/PropertiesAllVersions/0112-2---61987%23ABB374
0112/2///61987#ABA418 | 002 | 02 | 0112/2///61987#ABA418#002 | pulse value of mass |  |  |  | Pulse value | mass quantity assigned to one pulse |  | also used by Process Automation - Device Information Model (PA-DIM) | kg |  |  | REAL_MEASURE_TYPE |  |  |  |  | NON_DEPENDENT_P_DET | [5 empty] | 0112/2///61987#ABC110 - Assigned mass pulse value | 0112/2///61987#ABA000 | 0112/2///62720#UAA594 - kilogram |  | 0112/2///61987#ABT546 - Mass | Standard |  | IEC 61987 | IEC | IEC SC65E | - | C00112 |  | 0112-2---61987#ABA418 | https://cdd.iec.ch/cdd/iec61987/iec61987.nsf/PropertiesAllVersions/0112-2---61987%23ABA418
0112/2///61987#ABA905 | 005 | 01 | 0112/2///61987#ABA905#005 | pressurized device category |  |  |  |  | classification of pressure devices and pressure bearing accessories according to the hazard potential resulting form inner over pressure | [5 empty] | ENUM_CODE_TYPE(0112/2///61987#ABL332) |  |  | PED 2014/68/EG MOD |  | DEPENDENT_P_DET |  |  | 0112/2///61987#ABL332 | 0112/2///61987#ABM072 - category I0112/2///61987#ABM073 - category II0112/2///61987#ABM074 - category III0112/2///61987#ABM075 - category IV0112/2///61987#ABM076 - article 3.30112/2///61987#ABI407 - others |  | 0112/2///61987#ABC525 - Pressure equipment directive0112/2///61987#ABD984 - Pressure equipment directive [2] | 0112/2///61987#ABA000 |  |  |  | Standard |  |  |  | SC65E – IEC 61987 | 0112/2///61987#ABI406 - empty_property | C00091 |  | 0112-2---61987#ABA905 | https://cdd.iec.ch/cdd/iec61987/iec61987.nsf/PropertiesAllVersions/0112-2---61987%23ABA905
0112/2///61987#ABU362 | 001 | 03 | 0112/2///61987#ABU362#001 | reference to Binary pneumatic/hydraulic output |  |  |  |  | reference to block ABC146 |  | Id specified in IEC61987-12/-13: ABC776 |  |  |  | CLASS_REFERENCE_TYPE(0112/2///61987#ABC146) 0112/2///61987#ABC146 - Binary pneumatic/hydraulic output |  |  |  |  | DEPENDENT_P_DET | [5 empty] | 0112/2///61987#ABC668 - Type of output [5] | 0112/2///61987#ABA000 |  |  |  | Standard |  |  |  | SC65E – IEC 61987 | 0112/2///61987#ABU346 - output type [5] | C00004 |  | 0112-2---61987#ABU362 | https://cdd.iec.ch/cdd/iec61987/iec61987.nsf/PropertiesAllVersions/0112-2---61987%23ABU362
0112/2///61987#ABD443 | 001 | 04 | 0112/2///61987#ABD443#001 | average influence of process temperature on pressure |  |  |  |  | change in output of a pressure measuring device caused by a change in process temperature with respect to reference conditions, expressed as the average error across the specified process temperature range |  |  | mbar/K |  |  | REAL_MEASURE_TYPE |  |  |  |  | NON_DEPENDENT_P_DET | [5 empty] | 0112/2///61987#ABD501 - Influence of external quantities expressed for pressure | 0112/2///61987#ABA000 | 0112/2///62720#UAA811 - millibar per kelvin |  | 0112/2///61987#ABT523 - Pressure per temperature | Standard |  |  |  | SC65E – IEC 61987 | - | C00004 |  | 0112-2---61987#ABD443 | https://cdd.iec.ch/cdd/iec61987/iec61987.nsf/PropertiesAllVersions/0112-2---61987%23ABD443
0112/2///61987#ABE847 | 001 | 01 | 0112/2///61987#ABE847#001 | accuracy of mass measuring instrument |  |  |  |  | quality which characterizes the ability of a mass measuring instrument to provide an indicated value close to a true value of the measurand under reference conditions | the accuracy is based on a statistical sample of test devices |  | kg |  |  | REAL_MEASURE_TYPE |  |  | IEV 311-06-08 (modified |  | NON_DEPENDENT_P_DET | [5 empty] | 0112/2///61987#ABE846 - Absolute performance for mass0112/2///61987#ABE853 - Accuracy for a subrange of mass | 0112/2///61987#ABA000 | 0112/2///62720#UAA594 - kilogram |  | 0112/2///61987#ABT546 - Mass | Standard |  | IEC 61987 | IEC | SC65E | - | C00018 | 001-01 (2018-03-28 07:27:02 by BATCH 00000762) standard | 0112-2---61987#ABE847 | https://cdd.iec.ch/cdd/iec61987/iec61987.nsf/PropertiesAllVersions/0112-2---61987%23ABE847
0112/2///61987#ABH694 | 001 | 01 | 0112/2///61987#ABH694#001 | value of mass flow low flow cut-off |  |  |  |  | value of mass flow below which the low flow cut-off is switched on |  |  | kg/h |  |  | REAL_MEASURE_TYPE |  |  |  |  | NON_DEPENDENT_P_DET | [5 empty] | 0112/2///61987#ABH691 - Low flow cut-off | 0112/2///61987#ABA000 | 0112/2///62720#UAA607 - kilogram per hour |  | 0112/2///61987#ABT545 - Mass flow rate | Standard |  | IEC 61987 |  | SC65E – IEC 61987 | - | C00018 | 001-01 (2019-03-08 15:35:30 by BATCH 00000766) standard | 0112-2---61987#ABH694 | https://cdd.iec.ch/cdd/iec61987/iec61987.nsf/PropertiesAllVersions/0112-2---61987%23ABH694
0112/2///61987#ABG688 | 001 | 02 | 0112/2///61987#ABG688#001 | reference to Output [13] |  |  |  |  | reference to block ABG128 | [5 empty] | CLASS_REFERENCE_TYPE(0112/2///61987#ABG128) 0112/2///61987#ABG128 - Output [13] |  |  |  |  | DEPENDENT_P_DET | [5 empty] | 0112/2///61987#ABE741 - Device LOP for plumb bob level transmitter | 0112/2///61987#ABA000 |  |  |  | Standard |  | IEC 61987 | IEC | IEC SC65E | 0112/2///61987#ABB206 - number of outputs | C00112 |  | 0112-2---61987#ABG688 | https://cdd.iec.ch/cdd/iec61987/iec61987.nsf/PropertiesAllVersions/0112-2---61987%23ABG688
0112/2///61987#ABB299 | 002 | 01 | 0112/2///61987#ABB299#002 | reference water temperature for specific gravity |  |  |  |  | temperature of the water on which a statement of specific gravity is based |  |  | °C |  |  | REAL_MEASURE_TYPE |  |  |  |  | NON_DEPENDENT_P_DET | [5 empty] | 0112/2///61987#ABC103 - Aqueous phase0112/2///61987#ABC323 - Liquid phase0112/2///61987#ABC447 - Non-aqueous liquid phase0112/2///61987#ABD833 - Liquid phase [valves]0112/2///61987#ABG459 - Aqueous phase [level]0112/2///61987#ABG460 - Aqueous phase [density]0112/2///61987#ABG461 - Non-aqueous liquid phase [level]0112/2///61987#ABG462 - Non-aqueous liquid phase [density]0112/2///61987#ABG475 - Normal process design conditions [4]0112/2///61987#ABH067 - Intermediate phase [level]0112/2///61987#ABH071 - Fluid phase design conditions0112/2///61987#ABH168 - Parameters of differential pressure level measurement0112/2///61987#ABH190 - Foam phase [level]0112/2///61987#ABH344 - Normal process design conditions [7] | 0112/2///61987#ABA000 | 0112/2///62720#UAA033 - degree Celsius |  | 0112/2///61987#ABT514 - Temperature | Standard |  |  |  | SC65E – IEC 61987 | - | C00004 |  | 0112-2---61987#ABB299 | https://cdd.iec.ch/cdd/iec61987/iec61987.nsf/PropertiesAllVersions/0112-2---61987%23ABB299
0112/2///61987#ABB353 | 001 | 04 | 0112/2///61987#ABB353#001 | maximum capacitance (Cimax) |  |  |  |  | maximum capacitance a connected device may have based on calculation from the parameters of the power supply |  |  | µF |  |  | REAL_MEASURE_TYPE |  |  |  |  | NON_DEPENDENT_P_DET | [5 empty] | 0112/2///61987#ABC150 - Calculated maximum electrical parameters for connected device | 0112/2///61987#ABA000 | 0112/2///62720#UAA063 - microfarad |  | 0112/2///61987#ABT570 - Electrical capacitance | Standard |  |  |  | SC65E – IEC 61987 | - | C00004 |  | 0112-2---61987#ABB353 | https://cdd.iec.ch/cdd/iec61987/iec61987.nsf/PropertiesAllVersions/0112-2---61987%23ABB353
0112/2///61987#ABB220 | 001 | 04 | 0112/2///61987#ABB220#001 | lower range-limit of density |  |  |  |  | lowest value of density that a device can be adjusted to measure within its specified accuracy limits |  |  | kg/m³ |  |  | REAL_MEASURE_TYPE |  |  |  |  | NON_DEPENDENT_P_DET | [5 empty] | 0112/2///61987#ABC415 - Measuring range for density0112/2///61987#ABF561 - Maximum measuring range for density0112/2///61987#ABF562 - Calibrated measuring range for density | 0112/2///61987#ABA000 | 0112/2///62720#UAA619 - kilogram per metre cubed |  | 0112/2///61987#ABT573 - Density | Standard |  |  |  | SC65E – IEC 61987 | - | C00004 |  | 0112-2---61987#ABB220 | https://cdd.iec.ch/cdd/iec61987/iec61987.nsf/PropertiesAllVersions/0112-2---61987%23ABB220
0112/2///61987#ABP109 | 001 | 01 | 0112/2///61987#ABP109#001 | inaccuracy of apparent power |  |  |  |  | for an apparent power measurement, maximum positive and negative deviation from the specified characteristic curve observed in testing a device under specified conditions and by a specified procedure |  |  | V·A |  |  | REAL_MEASURE_TYPE |  |  | IEC 61298-1, Ed. 2.0, 3.5 |  | NON_DEPENDENT_P_DET | [5 empty] | 0112/2///61987#ABP005 - Absolute performance for apparent power [I/O module] | 0112/2///61987#ABA000 | 0112/2///62720#UAA298 - volt ampere |  |  | Standard |  | IEC 61987 | IEC | IEC/SC 65E | - | C00128 | 001-01 (2023-01-23 14:53:52 by BATCH 00000807) standard | 0112-2---61987#ABP109 | https://cdd.iec.ch/cdd/iec61987/iec61987.nsf/PropertiesAllVersions/0112-2---61987%23ABP109
0112/2///61987#ABP208 | 001 | 01 | 0112/2///61987#ABP208#001 | reference to Absolute performance for active power [I/O module] |  |  |  |  | reference to block ABP004 | [5 empty] | CLASS_REFERENCE_TYPE(0112/2///61987#ABP004) 0112/2///61987#ABP004 - Absolute performance for active power [I/O module] |  |  |  |  | NON_DEPENDENT_P_DET | [5 empty] | 0112/2///61987#ABP057 - Performance variable [input module] | 0112/2///61987#ABA000 |  |  |  | Standard |  | IEC 61987 | IEC | IEC/SC 65E | - | C00128 | 001-01 (2023-01-23 14:53:53 by BATCH 00000807) standard | 0112-2---61987#ABP208 | https://cdd.iec.ch/cdd/iec61987/iec61987.nsf/PropertiesAllVersions/0112-2---61987%23ABP208
0112/2///61987#ABB594 | 004 | 01 | 0112/2///61987#ABB594#004 | number of indication styles |  |  |  |  | @number of indication styles |  | cardinality property |  |  |  | INT_TYPE |  |  |  |  | CONDITION_DET | [5 empty] | 0112/2///61987#ABC194 - Diagnosis0112/2///61987#ABE716 - Diagnosis [2] | 0112/2///61987#ABA000 |  |  |  | Standard |  |  |  | SC65E – IEC 61987 | - | C00004 |  | 0112-2---61987#ABB594 | https://cdd.iec.ch/cdd/iec61987/iec61987.nsf/PropertiesAllVersions/0112-2---61987%23ABB594
0112/2///61987#ABB100 | 002 | 01 | 0112/2///61987#ABB100#002 | material of separating/measuring diaphragm gasket |  |  |  |  | material of which the gasket of the diaphragm sealing the fill fluid inside a pressure transmitter is made | [5 empty] | STRING_TYPE |  |  |  |  | NON_DEPENDENT_P_DET | [5 empty] | 0112/2///61987#ABF341 - Structural design of a hydrostatic pressure level transmitter0112/2///61987#ABC626 - Structural design of a differential pressure transmitter0112/2///61987#ABC641 - Structural design of an absolute or a gauge pressure transmitter | 0112/2///61987#ABA000 |  |  |  | Standard |  |  |  | SC65E – IEC 61987 | - | C00004 |  | 0112-2---61987#ABB100 | https://cdd.iec.ch/cdd/iec61987/iec61987.nsf/PropertiesAllVersions/0112-2---61987%23ABB100
0112/2///61987#ABH086 | 001 | 01 | 0112/2///61987#ABH086#001 | maximum specific gravity of wet leg or seal liquid |  |  |  |  | highest wet leg or seal liquid minimum specific gravity for which a device is or must be designed to operate within its specified limits |  |  | 1 |  |  | REAL_MEASURE_TYPE |  |  |  |  | NON_DEPENDENT_P_DET | [5 empty] | 0112/2///61987#ABG475 - Normal process design conditions [4]0112/2///61987#ABH344 - Normal process design conditions [7] | 0112/2///61987#ABA000 | 0112/2///62720#UAA915 - quantity of dimension one |  | 0112/2///61987#ABT520 - Volume ratio | Standard |  | IEC 61987 | IEC | SC65E | - | C00018 | 001-01 (2018-03-28 07:27:13 by BATCH 00000762) standard | 0112-2---61987#ABH086 | https://cdd.iec.ch/cdd/iec61987/iec61987.nsf/PropertiesAllVersions/0112-2---61987%23ABH086
0112/2///61987#ABH746 | 001 | 02 | 0112/2///61987#ABH746#001 | reference to Calibration point of volume fraction |  |  |  |  | reference to block ABH634 | [5 empty] | CLASS_REFERENCE_TYPE(0112/2///61987#ABH634) 0112/2///61987#ABH634 - Calibration point of volume fraction |  |  |  |  | DEPENDENT_P_DET | [5 empty] | 0112/2///61987#ABH616 - Calibration of volume fraction | 0112/2///61987#ABA000 |  |  |  | Standard |  | IEC 61987 | IEC | IEC SC65E | 0112/2///61987#ABH594 - number of calibration points | C00112 |  | 0112-2---61987#ABH746 | https://cdd.iec.ch/cdd/iec61987/iec61987.nsf/PropertiesAllVersions/0112-2---61987%23ABH746
0112/2///61987#ABH085 | 001 | 01 | 0112/2///61987#ABH085#001 | minimum specific gravity of wet leg or seal liquid |  |  |  |  | lowest wet leg or seal liquid minimum specific gravity for which a device is or must be designed to operate within its specified limits |  |  | 1 |  |  | REAL_MEASURE_TYPE |  |  |  |  | NON_DEPENDENT_P_DET | [5 empty] | 0112/2///61987#ABG475 - Normal process design conditions [4]0112/2///61987#ABH344 - Normal process design conditions [7] | 0112/2///61987#ABA000 | 0112/2///62720#UAA915 - quantity of dimension one |  | 0112/2///61987#ABT520 - Volume ratio | Standard |  | IEC 61987 | IEC | SC65E | - | C00018 | 001-01 (2018-03-28 07:27:13 by BATCH 00000762) standard | 0112-2---61987#ABH085 | https://cdd.iec.ch/cdd/iec61987/iec61987.nsf/PropertiesAllVersions/0112-2---61987%23ABH085
0112/2///61987#ABH684 | 001 | 01 | 0112/2///61987#ABH684#001 | value of other variable digital output |  |  |  |  | digital reading of a value representing an other variable | [5 empty] | REAL_TYPE |  |  |  |  | NON_DEPENDENT_P_DET | [5 empty] | 0112/2///61987#ABH664 - Output values of other variable | 0112/2///61987#ABA000 |  |  |  | Standard |  | IEC 61987 |  | SC65E – IEC 61987 | - | C00019 | 001-01 (2019-03-08 15:35:29 by BATCH 00000766) standard | 0112-2---61987#ABH684 | https://cdd.iec.ch/cdd/iec61987/iec61987.nsf/PropertiesAllVersions/0112-2---61987%23ABH684
0112/2///61987#ABP155 | 001 | 01 | 0112/2///61987#ABP155#001 | mV signal resolution |  |  |  |  | smallest detectable increment between two mV signal values |  |  | mV |  |  | REAL_MEASURE_TYPE |  |  |  |  | NON_DEPENDENT_P_DET | [5 empty] | 0112/2///61987#ABP050 - mV input [I/O module]0112/2///61987#ABP075 - Thermocouple input [I/O module] | 0112/2///61987#ABA000 | 0112/2///62720#UAA804 - millivolt |  | 0112/2///61987#ABT506 - Voltage | Standard |  | IEC 61987 | IEC | IEC/SC 65E | - | C00128 | 001-01 (2023-01-23 14:53:52 by BATCH 00000807) standard | 0112-2---61987#ABP155 | https://cdd.iec.ch/cdd/iec61987/iec61987.nsf/PropertiesAllVersions/0112-2---61987%23ABP155
0112/2///61987#ABC999 | 001 | 02 | 0112/2///61987#ABC999#001 | reference to Material of hot tap seal |  |  |  |  | reference to block ABC369 | [5 empty] | CLASS_REFERENCE_TYPE(0112/2///61987#ABC369) 0112/2///61987#ABC369 - Material of hot tap seal |  |  |  |  | NON_DEPENDENT_P_DET | [5 empty] | 0112/2///61987#ABC582 - Retractable electromagnetic insertion flow transmitter0112/2///61987#ABC583 - Retractable thermal mass flow transmitter | 0112/2///61987#ABA000 |  |  |  | Standard |  |  |  | SC65E – IEC 61987 | - | C00004 |  | 0112-2---61987#ABC999 | https://cdd.iec.ch/cdd/iec61987/iec61987.nsf/PropertiesAllVersions/0112-2---61987%23ABC999
0112/2///61987#ABU537 | 003 | 01 | 0112/2///61987#ABU537#003 | reference to Binary output IEC 60947-5-6 (NAMUR) |  |  |  |  | reference to block ABC145 | [5 empty] | CLASS_REFERENCE_TYPE(0112/2///61987#ABC145) 0112/2///61987#ABC145 - Binary output IEC 60947-5-6 (NAMUR) |  |  |  |  | DEPENDENT_P_DET | [5 empty] | 0112/2///61987#ABE042 - Type of output [8]0112/2///61987#ABE573 - Type of output [9]0112/2///61987#ABE579 - Type of output [11] | 0112/2///61987#ABA000 |  |  |  | Standard |  | IEC 61987 | IEC | SC65E | 0112/2///61987#ABU574 - output type [11] | C00016 |  | 0112-2---61987#ABU537 | https://cdd.iec.ch/cdd/iec61987/iec61987.nsf/PropertiesAllVersions/0112-2---61987%23ABU537
0112/2///61987#ABF028 | 001 | 01 | 0112/2///61987#ABF028#001 | number of floats |  |  |  |  | @number of floats |  | Cardinality property |  |  |  | INT_TYPE |  |  |  |  | CONDITION_DET | [5 empty] | 0112/2///61987#ABF025 - Structural design of a float level transmitter and switch0112/2///61987#ABF217 - Structural design of a magnetic level gauge | 0112/2///61987#ABA000 |  |  |  | Standard |  | IEC 61987 | IEC | SC65E | - | C00018 | 001-01 (2018-03-28 07:27:03 by BATCH 00000762) standard | 0112-2---61987#ABF028 | https://cdd.iec.ch/cdd/iec61987/iec61987.nsf/PropertiesAllVersions/0112-2---61987%23ABF028
0112/2///61987#ABG808 | 001 | 02 | 0112/2///61987#ABG808#001 | reference to Performance variable [8] |  |  |  |  | reference to block ABG248 | [5 empty] | CLASS_REFERENCE_TYPE(0112/2///61987#ABG248) 0112/2///61987#ABG248 - Performance variable [8] |  |  |  |  | DEPENDENT_P_DET | [5 empty] | 0112/2///61987#ABG217 - Performance [14] | 0112/2///61987#ABA000 |  |  |  | Standard |  | IEC 61987 | IEC | IEC SC65E | 0112/2///61987#ABB636 - number of performance variables | C00112 |  | 0112-2---61987#ABG808 | https://cdd.iec.ch/cdd/iec61987/iec61987.nsf/PropertiesAllVersions/0112-2---61987%23ABG808
0112/2///61987#ABH753 | 001 | 02 | 0112/2///61987#ABH753#001 | reference to Calibration point of mass |  |  |  |  | reference to block ABH641 | [5 empty] | CLASS_REFERENCE_TYPE(0112/2///61987#ABH641) 0112/2///61987#ABH641 - Calibration point of mass |  |  |  |  | DEPENDENT_P_DET | [5 empty] | 0112/2///61987#ABH623 - Calibration of mass | 0112/2///61987#ABA000 |  |  |  | Standard |  | IEC 61987 | IEC | IEC SC65E | 0112/2///61987#ABH594 - number of calibration points | C00112 |  | 0112-2---61987#ABH753 | https://cdd.iec.ch/cdd/iec61987/iec61987.nsf/PropertiesAllVersions/0112-2---61987%23ABH753
0112/2///61987#ABI509 | 001 | 01 | 0112/2///61987#ABI509#001 | duration |  |  |  |  | range of a time interval |  |  | s |  |  | REAL_MEASURE_TYPE |  |  | IEV 113-01-13 |  | NON_DEPENDENT_P_DET | [5 empty] | 0112/2///61987#ABI479 - Regular maintenance/service0112/2///61987#ABI482 - Regular inspection0112/2///61987#ABI484 - Event triggered inspection0112/2///61987#ABI485 - Event triggered maintenance/service0112/2///61987#ABN692 - Specific time variables | 0112/2///61987#ABA000 | 0112/2///62720#UAA972 - second |  | 0112/2///61987#ABT510 - Time/time duration short | Standard |  |  |  | SC65E – IEC 61987 | - | C00018 | 001-01 (2019-03-08 15:35:32 by BATCH 00000766) standard | 0112-2---61987#ABI509 | https://cdd.iec.ch/cdd/iec61987/iec61987.nsf/PropertiesAllVersions/0112-2---61987%23ABI509
0112/2///61987#ABG787 | 001 | 01 | 0112/2///61987#ABG787#001 | reference to Performance [24] |  |  |  |  | reference to block ABG227 | [5 empty] | CLASS_REFERENCE_TYPE(0112/2///61987#ABG227) 0112/2///61987#ABG227 - Performance [24] |  |  |  |  | NON_DEPENDENT_P_DET | [5 empty] | 0112/2///61987#ABE764 - Device LOP for separate temperature transmitter | 0112/2///61987#ABA000 |  |  |  | Standard |  | IEC 61987 | IEC | SC65E | - | C00019 | 001-01 (2018-03-28 07:27:11 by BATCH 00000762) standard | 0112-2---61987#ABG787 | https://cdd.iec.ch/cdd/iec61987/iec61987.nsf/PropertiesAllVersions/0112-2---61987%23ABG787
0112/2///61987#ABD756 | 001 | 02 | 0112/2///61987#ABD756#001 | type of internal pneumatics test |  |  |  |  | classification of the test of pneumatic parts according to its function | [5 empty] | STRING_TYPE |  |  |  |  | NON_DEPENDENT_P_DET | [5 empty] | 0112/2///61987#ABD969 - Partial stroke test | 0112/2///61987#ABA000 |  |  |  | Standard |  |  |  |  | - | C00004 |  | 0112-2---61987#ABD756 | https://cdd.iec.ch/cdd/iec61987/iec61987.nsf/PropertiesAllVersions/0112-2---61987%23ABD756
0112/2///61987#ABE895 | 002 | 01 | 0112/2///61987#ABE895#002 | base vessel conditions |  |  |  |  | plain text describing vessel conditions used to calculate variables to reference conditions or to state variables under reference conditions | [5 empty] | ENUM_CODE_TYPE(0112/2///61987#ABL329) |  |  |  |  | DEPENDENT_P_DET |  |  | 0112/2///61987#ABL329 | 0112/2///61987#ABM054 - calm0112/2///61987#ABM055 - moving surface0112/2///61987#ABM056 - turbulent0112/2///61987#ABM057 - dusty0112/2///61987#ABM058 - foamy0112/2///61987#ABI407 - others |  | 0112/2///61987#ABE812 - Level measurement0112/2///61987#ABE816 - Volume measurement0112/2///61987#ABE820 - Mass measurement0112/2///61987#ABE823 - Degree of filling measurement0112/2///61987#ABE871 - Point level measurement0112/2///61987#ABE888 - Ullage measurement | 0112/2///61987#ABA000 |  |  |  | Standard |  | IEC 61987 | IEC | SC65E | 0112/2///61987#ABI406 - empty_property | C00091 |  | 0112-2---61987#ABE895 | https://cdd.iec.ch/cdd/iec61987/iec61987.nsf/PropertiesAllVersions/0112-2---61987%23ABE895
0112/2///61987#ABF736 | 001 | 01 | 0112/2///61987#ABF736#001 | reference to Structural design of a conductance level transmitter/switch |  |  |  |  | reference to block ABF154 | [5 empty] | CLASS_REFERENCE_TYPE(0112/2///61987#ABF154) 0112/2///61987#ABF154 - Structural design of a conductance level transmitter/switch |  |  |  |  | NON_DEPENDENT_P_DET | [5 empty] | 0112/2///61987#ABG412 - Structural design [conductance level transmitter/switch] | 0112/2///61987#ABA000 |  |  |  | Standard |  | IEC 61987 | IEC | SC65E | - | C00018 | 001-01 (2018-03-28 07:27:08 by BATCH 00000762) standard | 0112-2---61987#ABF736 | https://cdd.iec.ch/cdd/iec61987/iec61987.nsf/PropertiesAllVersions/0112-2---61987%23ABF736
0112/2///61987#ABA633 | 006 | 01 | 0112/2///61987#ABA633#006 | type of surface finish |  |  |  |  | classification of a component surface finish according to the method used to achieve it | [5 empty] | ENUM_CODE_TYPE(0112/2///61987#ABJ774) |  |  |  |  | DEPENDENT_P_DET |  |  | 0112/2///61987#ABJ774 | 0112/2///61987#ABL121 - anodized0112/2///61987#ABL122 - buffed0112/2///61987#ABL123 - burnished0112/2///61987#ABL124 - case hardened0112/2///61987#ABL125 - clad0112/2///61987#ABL126 - chromated0112/2///61987#ABL127 - electroplated0112/2///61987#ABL128 - electropolished0112/2///61987#ABL129 - enameled0112/2///61987#ABL130 - galvanized0112/2///61987#ABL131 - glazed0112/2///61987#ABL132 - ground0112/2///61987#ABL133 - honed0112/2///61987#ABL134 - painted0112/2///61987#ABL135 - phosphated0112/2///61987#ABL136 - plasma sprayed0112/2///61987#ABL137 - polished0112/2///61987#ABL138 - powder coated0112/2///61987#ABL139 - sand blasted0112/2///61987#ABL140 - shot peened0112/2///61987#ABI407 - others |  | 0112/2///61987#ABC244 - Flow nozzle0112/2///61987#ABC246 - Flowtube assembly0112/2///61987#ABC412 - Flow measuring chamber0112/2///61987#ABC465 - Orifice plate and holder0112/2///61987#ABC625 - Structural design of a differential pressure gauge0112/2///61987#ABC629 - Structural design of a pressure or differential pressure gauge0112/2///61987#ABC630 - Structural design of a remote seal [1]0112/2///61987#ABC631 - Structural design of a remote seal [2]0112/2///61987#ABE614 - Structural design of a restriction orifice/diffuser0112/2///61987#ABF025 - Structural design of a float level transmitter and switch0112/2///61987#ABF117 - Structural design of a guided-wave radar level transmitter0112/2///61987#ABF136 - Structural design of a capacitance level transmitter/switch0112/2///61987#ABF154 - Structural design of a conductance level transmitter/switch0112/2///61987#ABF182 - Structural design of an ultrasonic level transmitter0112/2///61987#ABF183 - Structural design of a vibrating level switch0112/2///61987#ABF185 - Vibration probe0112/2///61987#ABF191 - Structural design of a rotary paddle switch0112/2///61987#ABF217 - Structural design of a magnetic level gauge0112/2///61987#ABF276 - Structural design of a sight level gauge0112/2///61987#ABF282 - Structural design of a sight level indicator0112/2///61987#ABF283 - Structural design of an optical level switch0112/2///61987#ABF285 - Structural design of a thermal level switch0112/2///61987#ABF319 - Structural design of a thermowell0112/2///61987#ABF341 - Structural design of a hydrostatic pressure level transmitter0112/2///61987#ABF342 - Structural design of a displacer lever transmitter/switch0112/2///61987#ABF343 - Structural design of a nuclear level transmitter/switch0112/2///61987#ABF431 - Structural design of a plumb bob level transmitter0112/2///61987#ABF432 - Structural design of a servo level transmitter0112/2///61987#ABF433 - Structural design of an ultrasonic level switch0112/2///61987#ABF513 - Structural design of temperature gauge0112/2///61987#ABF517 - Structural design of a microwave level switch0112/2///61987#ABF518 - Structural design of a laser level transmitter0112/2///61987#ABF632 - Structural design of a refractive index density transmitter0112/2///61987#ABF635 - Structural design of a vibrating fork/rod density transmitter0112/2///61987#ABH365 - Insertion type microwave density transmitter0112/2///61987#ABF018 - Structural design of a free-space radar level transmitter0112/2///61987#ABC626 - Structural design of a differential pressure transmitter0112/2///61987#ABC641 - Structural design of an absolute or a gauge pressure transmitter0112/2///61987#ABD813 - Body of valve [3]0112/2///61987#ABD814 - Body of valve [1]0112/2///61987#ABE605 - Body of solenoid valve | 0112/2///61987#ABA000 |  |  |  | Standard |  |  |  | SC65E – IEC 61987 | 0112/2///61987#ABI406 - empty_property | C00091 |  | 0112-2---61987#ABA633 | https://cdd.iec.ch/cdd/iec61987/iec61987.nsf/PropertiesAllVersions/0112-2---61987%23ABA633
0112/2///61987#ABU178 | 001 | 04 | 0112/2///61987#ABU178#001 | reference to Binary relay output |  |  |  |  | reference to block ABC144 |  | Id specified in IEC61987-12/-13: ABC774 |  |  |  | CLASS_REFERENCE_TYPE(0112/2///61987#ABC144) 0112/2///61987#ABC144 - Binary relay output |  |  |  |  | DEPENDENT_P_DET | [5 empty] | 0112/2///61987#ABC665 - Type of output [2] | 0112/2///61987#ABA000 |  |  |  | Standard |  | IEC 61987 | IEC | IEC/SC 65E | 0112/2///61987#ABU166 - output type [2] | C00128 |  | 0112-2---61987#ABU178 | https://cdd.iec.ch/cdd/iec61987/iec61987.nsf/PropertiesAllVersions/0112-2---61987%23ABU178
0112/2///61987#ABU577 | 001 | 02 | 0112/2///61987#ABU577#001 | reference to Pneumatic/hydraulic output for I/P converter |  |  |  |  | reference to block ABE580 |  | Id specified in IEC61987: ABE498 |  |  |  | CLASS_REFERENCE_TYPE(0112/2///61987#ABE580) 0112/2///61987#ABE580 - Pneumatic/hydraulic output for I/P converter |  |  |  |  | DEPENDENT_P_DET | [5 empty] | 0112/2///61987#ABE579 - Type of output [11] | 0112/2///61987#ABA000 |  |  |  | Standard |  | IEC 61987 | IEC | SC65E | 0112/2///61987#ABU574 - output type [11] | C00016 |  | 0112-2---61987#ABU577 | https://cdd.iec.ch/cdd/iec61987/iec61987.nsf/PropertiesAllVersions/0112-2---61987%23ABU577
0112/2///61987#ABP157 | 001 | 01 | 0112/2///61987#ABP157#001 | non-repeatability of active power |  |  |  |  | for a device, absolute degree of deviation between the results of successive measurements of active power, carried out under the same conditions of measurement |  |  | W |  |  | REAL_MEASURE_TYPE |  |  |  |  | NON_DEPENDENT_P_DET | [5 empty] | 0112/2///61987#ABP004 - Absolute performance for active power [I/O module] | 0112/2///61987#ABA000 | 0112/2///62720#UAA306 - watt |  | 0112/2///61987#ABT525 - Power | Standard |  | IEC 61987 | IEC | IEC/SC 65E | - | C00128 | 001-01 (2023-01-23 14:53:52 by BATCH 00000807) standard | 0112-2---61987#ABP157 | https://cdd.iec.ch/cdd/iec61987/iec61987.nsf/PropertiesAllVersions/0112-2---61987%23ABP157
0112/2///61987#ABP228 | 001 | 01 | 0112/2///61987#ABP228#001 | reference to Deployment conditions [infrastructure device] |  |  |  |  | reference to block ABP024 | [5 empty] | CLASS_REFERENCE_TYPE(0112/2///61987#ABP024) 0112/2///61987#ABP024 - Deployment conditions [infrastructure device] |  |  |  |  | NON_DEPENDENT_P_DET | [5 empty] | 0112/2///61987#ABP045 - Installation conditions [infrastructure device] | 0112/2///61987#ABA000 |  |  |  | Standard |  | IEC 61987 | IEC | IEC/SC 65E | - | C00128 | 001-01 (2023-01-23 14:53:53 by BATCH 00000807) standard | 0112-2---61987#ABP228 | https://cdd.iec.ch/cdd/iec61987/iec61987.nsf/PropertiesAllVersions/0112-2---61987%23ABP228
0112/2///61987#ABB078 | 001 | 04 | 0112/2///61987#ABB078#001 | step response time T90 |  |  |  |  | time duration from a step change in the input signal to a system for the change in output of the system to reach for the first time 90% of its final steady state value |  |  | s |  |  | REAL_MEASURE_TYPE |  |  | IEC 61298-2 |  | NON_DEPENDENT_P_DET | [5 empty] | 0112/2///61987#ABE398 - Dynamic behaviour [2]0112/2///61987#ABG316 - Dynamic behaviour [4]0112/2///61987#ABG317 - Dynamic behaviour [5]0112/2///61987#ABC210 - Dynamic behaviour | 0112/2///61987#ABA000 | 0112/2///62720#UAA972 - second |  | 0112/2///61987#ABT510 - Time/time duration short | Standard |  |  |  | SC65E – IEC 61987 | - | C00004 |  | 0112-2---61987#ABB078 | https://cdd.iec.ch/cdd/iec61987/iec61987.nsf/PropertiesAllVersions/0112-2---61987%23ABB078
0112/2///61987#ABB992 | 002 | 01 | 0112/2///61987#ABB992#002 | type of indicator |  |  |  |  | classification of an indicator according to its method of providing readings | [5 empty] | ENUM_CODE_TYPE(0112/2///61987#ABL489) |  |  |  |  | DEPENDENT_P_DET |  |  | 0112/2///61987#ABL489 | 0112/2///61987#ABM593 - linear indicator0112/2///61987#ABM594 - dial indicator0112/2///61987#ABM595 - digital indicator0112/2///61987#ABI407 - others |  | 0112/2///61987#ABC638 - Structural design of a variable area flow transmitter or gauge | 0112/2///61987#ABA000 |  |  |  | Standard |  |  |  | SC65E – IEC 61987 | 0112/2///61987#ABI406 - empty_property | C00091 |  | 0112-2---61987#ABB992 | https://cdd.iec.ch/cdd/iec61987/iec61987.nsf/PropertiesAllVersions/0112-2---61987%23ABB992
0112/2///61987#ABF350 | 002 | 01 | 0112/2///61987#ABF350#002 | style of immersible probe or transmitter |  |  |  |  | classification of the immersible probe or transmitter of a hydrostatic pressure level transmitter according the type of submersed device | [5 empty] | ENUM_CODE_TYPE(0112/2///61987#ABL584) |  |  |  |  | DEPENDENT_P_DET |  |  | 0112/2///61987#ABL584 | 0112/2///61987#ABM916 - probe0112/2///61987#ABM917 - transmitter0112/2///61987#ABI407 - others |  | 0112/2///61987#ABF348 - Immersible probe or transmitter | 0112/2///61987#ABA000 |  |  |  | Standard |  | IEC 61987 | IEC | SC65E | 0112/2///61987#ABI406 - empty_property | C00091 |  | 0112-2---61987#ABF350 | https://cdd.iec.ch/cdd/iec61987/iec61987.nsf/PropertiesAllVersions/0112-2---61987%23ABF350
0112/2///61987#ABH776 | 001 | 01 | 0112/2///61987#ABH776#001 | reference to Output values of other variable |  |  |  |  | reference to block ABH664 | [5 empty] | CLASS_REFERENCE_TYPE(0112/2///61987#ABH664) 0112/2///61987#ABH664 - Output values of other variable |  |  |  |  | NON_DEPENDENT_P_DET | [5 empty] | 0112/2///61987#ABH646 - Calibration point of other variable | 0112/2///61987#ABA000 |  |  |  | Standard |  | IEC 61987 |  | SC65E – IEC 61987 | - | C00018 | 001-01 (2019-03-08 15:35:30 by BATCH 00000766) standard | 0112-2---61987#ABH776 | https://cdd.iec.ch/cdd/iec61987/iec61987.nsf/PropertiesAllVersions/0112-2---61987%23ABH776
0112/2///61987#ABF914 | 001 | 01 | 0112/2///61987#ABF914#001 | reference to Device LOP for radiometric density transmitter |  |  |  |  | reference to block ABF861 | [5 empty] | CLASS_REFERENCE_TYPE(0112/2///61987#ABF861) 0112/2///61987#ABF861 - Device LOP for radiometric density transmitter |  |  |  |  | NON_DEPENDENT_P_DET | [5 empty] | 0112/2///61987#ABA758 - Radiometric density transmitter | 0112/2///61987#ABA000 |  |  |  | Standard |  | IEC 61987 | IEC | SC65E | - | C00017 | 001-01 (2018-03-28 07:27:10 by BATCH 00000762) standard | 0112-2---61987#ABF914 | https://cdd.iec.ch/cdd/iec61987/iec61987.nsf/PropertiesAllVersions/0112-2---61987%23ABF914
0112/2///61987#ABA079 | 001 | 01 | 0112/2///61987#ABA079#001 | document designation |  |  |  |  | name of a document | [5 empty] | STRING_TYPE |  |  |  |  | NON_DEPENDENT_P_DET | [5 empty] | 0112/2///61987#ABA362 - Document information | 0112/2///61987#ABA000 |  |  |  | Standard |  | IEC 61987 |  | SC65E – IEC 61987 | - | C00018 | 001-01 (2019-03-08 15:35:27 by BATCH 00000766) standard | 0112-2---61987#ABA079 | https://cdd.iec.ch/cdd/iec61987/iec61987.nsf/PropertiesAllVersions/0112-2---61987%23ABA079
0112/2///61987#ABH040 | 002 | 05 | 0112/2///61987#ABH040#002 | reference to Physical location [4] |  |  |  |  | reference to block ABG480 | [5 empty] | CLASS_REFERENCE_TYPE(0112/2///61987#ABG480) 0112/2///61987#ABG480 - Physical location [4] |  |  |  |  | DEPENDENT_P_DET | [5 empty] | 0112/2///61987#ABF867 - Operating LOP for temperature measuring equipment | 0112/2///61987#ABA000 |  |  |  | Standard |  | IEC 61987 | IEC | IEC SC65E | 0112/2///61987#ABB348 - number of physical locations | C00112 |  | 0112-2---61987#ABH040 | https://cdd.iec.ch/cdd/iec61987/iec61987.nsf/PropertiesAllVersions/0112-2---61987%23ABH040
0112/2///61987#ABF149 | 001 | 01 | 0112/2///61987#ABF149#001 | length of grounding tube |  |  |  |  | length of a tube serving as a grounding electrode |  |  | mm |  |  | REAL_MEASURE_TYPE |  |  |  |  | NON_DEPENDENT_P_DET | [5 empty] | 0112/2///61987#ABF136 - Structural design of a capacitance level transmitter/switch0112/2///61987#ABF155 - Single electrode probe | 0112/2///61987#ABA000 | 0112/2///62720#UAA862 - millimetre |  | 0112/2///61987#ABT548 - Length short | Standard |  | IEC 61987 | IEC | SC65E | - | C00018 | 001-01 (2018-03-28 07:27:04 by BATCH 00000762) standard | 0112-2---61987#ABF149 | https://cdd.iec.ch/cdd/iec61987/iec61987.nsf/PropertiesAllVersions/0112-2---61987%23ABF149
0112/2///61987#ABF825 | 001 | 01 | 0112/2///61987#ABF825#001 | reference to Structural design of a microwave level switch |  |  |  |  | reference to block ABF517 | [5 empty] | CLASS_REFERENCE_TYPE(0112/2///61987#ABF517) 0112/2///61987#ABF517 - Structural design of a microwave level switch |  |  |  |  | NON_DEPENDENT_P_DET | [5 empty] | 0112/2///61987#ABG425 - Structural design [microwave level switch] | 0112/2///61987#ABA000 |  |  |  | Standard |  | IEC 61987 | IEC | SC65E | - | C00018 | 001-01 (2018-03-28 07:27:09 by BATCH 00000762) standard | 0112-2---61987#ABF825 | https://cdd.iec.ch/cdd/iec61987/iec61987.nsf/PropertiesAllVersions/0112-2---61987%23ABF825
0112/2///61987#ABJ398 | 001 | 01 | 0112/2///61987#ABJ398#001 | reference to HIGH_ALARM |  |  |  |  | reference to block ABI760 | [5 empty] | CLASS_REFERENCE_TYPE(0112/2///61987#ABI760) 0112/2///61987#ABI760 - HIGH_ALARM |  |  |  |  | NON_DEPENDENT_P_DET | [5 empty] | 0112/2///61987#ABH876 - Analog input function block0112/2///61987#ABH885 - Control function block | 0112/2///61987#ABA000 |  |  |  | Standard |  |  |  | SC65E – IEC 61987 | - | C00018 | 001-01 (2019-03-08 15:35:33 by BATCH 00000766) standard | 0112-2---61987#ABJ398 | https://cdd.iec.ch/cdd/iec61987/iec61987.nsf/PropertiesAllVersions/0112-2---61987%23ABJ398
0112/2///61987#ABA640 | 007 | 01 | 0112/2///61987#ABA640#007 | length |  |  |  |  | horizontal distance between the front and back of an object when standing in its normal position of use or the distance from end to end of a long, thin object | Note 1: Length is used together with width/breadth and height or diameter and is orthogonal to diameter, height, width/breadth. Note 2: In many use cases, depth is synonymous with length. |  | mm |  |  | REAL_MEASURE_TYPE |  |  |  |  | NON_DEPENDENT_P_DET | [5 empty] | 0112/2///61987#ABC044 - Transmitter body [1]0112/2///61987#ABC045 - Transmitter body [2]0112/2///61987#ABC046 - Transmitter body [3]0112/2///61987#ABC047 - Transmitter body [4]0112/2///61987#ABC155 - Case0112/2///61987#ABC174 - Connection head0112/2///61987#ABC484 - Overall dimensions and weight0112/2///61987#ABC527 - Pressure gauge siphon0112/2///61987#ABD533 - Overall dimensions and weight [1]0112/2///61987#ABD811 - Body of actuator0112/2///61987#ABE391 - Overall dimensions and weight [2]0112/2///61987#ABF029 - Float0112/2///61987#ABF040 - Float guide0112/2///61987#ABF188 - Extension of vibration probe0112/2///61987#ABF192 - Paddle0112/2///61987#ABF268 - Cooling system0112/2///61987#ABF326 - Thermowell tip0112/2///61987#ABF348 - Immersible probe or transmitter0112/2///61987#ABF353 - Cable or tube0112/2///61987#ABF360 - Displacer0112/2///61987#ABF368 - Displacer support0112/2///61987#ABF378 - Structural design of a thermowell extension0112/2///61987#ABF405 - Structural design of an insert/element0112/2///61987#ABF452 - Servo displacer0112/2///61987#ABF464 - Capsule of nuclear source0112/2///61987#ABF515 - Insert/element0112/2///61987#ABH233 - Dimensions of target0112/2///61987#ABH247 - Window for radiation0112/2///61987#ABH412 - Displacer extension0112/2///61987#ABH421 - Float extension0112/2///61987#ABH436 - Stem/bulb extension0112/2///61987#ABH836 - Storage dimensions and weight0112/2///61987#ABI414 - Gross dimensions and weight0112/2///61987#ABI417 - Packing information0112/2///61987#ABF535 - Sight glass0112/2///61987#ABC048 - Transmitter housing [1]0112/2///61987#ABC049 - Transmitter housing [2]0112/2///61987#ABE040 - Transmitter housing [3]0112/2///61987#ABE607 - Solenoid valve housing0112/2///61987#ABF375 - Transmitter/switch housing0112/2///61987#ABN693 - Specific distance variables | 0112/2///61987#ABA000 | 0112/2///62720#UAA862 - millimetre |  | 0112/2///61987#ABT548 - Length short | Standard |  |  |  | SC65E – IEC 61987 | - | C00091 |  | 0112-2---61987#ABA640 | https://cdd.iec.ch/cdd/iec61987/iec61987.nsf/PropertiesAllVersions/0112-2---61987%23ABA640
0112/2///61987#ABA124 | 002 | 01 | 0112/2///61987#ABA124#002 | upper limiting value of normalized volume flow |  |  |  |  | highest normalized volume flow rate to which the device may be subjected during operation without permanent impairment of its operating characteristics |  |  | m³/h |  |  | REAL_MEASURE_TYPE |  |  |  |  | NON_DEPENDENT_P_DET | [5 empty] | 0112/2///61987#ABC317 - Limiting flow conditions | 0112/2///61987#ABA000 | 0112/2///62720#UAA763 - metre cubed per hour |  | 0112/2///61987#ABT504 - Volume flow rate | Standard |  | IEC 61987 | IEC | IEC/SC 65E | - | C00112 |  | 0112-2---61987#ABA124 | https://cdd.iec.ch/cdd/iec61987/iec61987.nsf/PropertiesAllVersions/0112-2---61987%23ABA124
0112/2///61987#ABE985 | 001 | 01 | 0112/2///61987#ABE985#001 | average influence of ambient temperature on point level |  |  |  |  | change in output of a point level measuring device caused by a change in ambient temperature with respect to reference conditions, expressed as the average error across the specified ambient temperature range |  |  | mm |  |  | REAL_MEASURE_TYPE |  |  |  |  | NON_DEPENDENT_P_DET | [5 empty] | 0112/2///61987#ABE984 - Influence of external quantities expressed for point level | 0112/2///61987#ABA000 | 0112/2///62720#UAA862 - millimetre |  | 0112/2///61987#ABT548 - Length short | Standard |  | IEC 61987 | IEC | SC65E | - | C00018 | 001-01 (2018-03-28 07:27:03 by BATCH 00000762) standard | 0112-2---61987#ABE985 | https://cdd.iec.ch/cdd/iec61987/iec61987.nsf/PropertiesAllVersions/0112-2---61987%23ABE985
0112/2///61987#ABN621 | 002 | 02 | 0112/2///61987#ABN621#002 | volume concentration (per volume) |  |  |  |  | quotient from the constituent volume of a mixture and the total volume of that mixture |  |  | % |  |  | REAL_MEASURE_TYPE |  |  |  |  | NON_DEPENDENT_P_DET | [5 empty] | 0112/2///61987#ABN688 - Concentration measurement variables | 0112/2///61987#ABA000 | 0112/2///62720#UAA000 - percent |  | 0112/2///61987#ABT533 - Percentage | Standard |  | IEC 61987 | IEC | IEC SC65E | - | C00112 |  | 0112-2---61987#ABN621 | https://cdd.iec.ch/cdd/iec61987/iec61987.nsf/PropertiesAllVersions/0112-2---61987%23ABN621
0112/2///61987#ABB223 | 001 | 05 | 0112/2///61987#ABB223#001 | set upper range end-value of interval of density |  |  |  |  | value defining the end of a subrange for density |  |  | kg/m³ |  |  | REAL_MEASURE_TYPE |  |  |  |  | NON_DEPENDENT_P_DET | [5 empty] | 0112/2///61987#ABC070 - Accuracy for a subrange of density | 0112/2///61987#ABA000 | 0112/2///62720#UAA619 - kilogram per metre cubed |  | 0112/2///61987#ABT573 - Density | Standard |  | IEC 61987 | IEC | IEC/SC 65E | - | C00128 |  | 0112-2---61987#ABB223 | https://cdd.iec.ch/cdd/iec61987/iec61987.nsf/PropertiesAllVersions/0112-2---61987%23ABB223
0112/2///61987#ABA626 | 003 | 01 | 0112/2///61987#ABA626#003 | boiling point |  |  |  |  | temperature at which a vapour pressure reaches a given operating pressure |  |  | °C |  |  | REAL_MEASURE_TYPE |  |  |  |  | NON_DEPENDENT_P_DET | [5 empty] | 0112/2///61987#ABC103 - Aqueous phase0112/2///61987#ABC447 - Non-aqueous liquid phase0112/2///61987#ABC654 - Total fluid [flow]0112/2///61987#ABG455 - Total fluid [temperature]0112/2///61987#ABG456 - Total fluid [density]0112/2///61987#ABG459 - Aqueous phase [level]0112/2///61987#ABG460 - Aqueous phase [density]0112/2///61987#ABG461 - Non-aqueous liquid phase [level]0112/2///61987#ABG462 - Non-aqueous liquid phase [density]0112/2///61987#ABH326 - Total process material | 0112/2///61987#ABA000 | 0112/2///62720#UAA033 - degree Celsius |  | 0112/2///61987#ABT514 - Temperature | Standard |  |  |  | SC65E – IEC 61987 | - | C00004 |  | 0112-2---61987#ABA626 | https://cdd.iec.ch/cdd/iec61987/iec61987.nsf/PropertiesAllVersions/0112-2---61987%23ABA626
0112/2///61987#ABA253 | 006 | 01 | 0112/2///61987#ABA253#006 | type of LPG approval |  |  |  |  | classification of a LPG approval according to the issuing regulatory authority | [5 empty] | ENUM_CODE_TYPE(0112/2///61987#ABL550) |  |  |  |  | DEPENDENT_P_DET |  |  | 0112/2///61987#ABL550 | 0112/2///61987#ABM807 - NWML0112/2///61987#ABI407 - others |  | 0112/2///61987#ABC328 - LPG approval | 0112/2///61987#ABA000 |  |  |  | Standard |  |  |  | SC65E – IEC 61987 | 0112/2///61987#ABI406 - empty_property | C00091 |  | 0112-2---61987#ABA253 | https://cdd.iec.ch/cdd/iec61987/iec61987.nsf/PropertiesAllVersions/0112-2---61987%23ABA253
0112/2///61987#ABB039 | 002 | 01 | 0112/2///61987#ABB039#002 | maximum step response time T90 |  |  |  |  | maximum time duration from a step change in the input signal to a system for the change in output of the system to reach for the first time 90% of its final steady state value |  |  | s |  |  | REAL_MEASURE_TYPE |  |  |  |  | NON_DEPENDENT_P_DET | [5 empty] | 0112/2///61987#ABC502 - Performance of remote seal | 0112/2///61987#ABA000 | 0112/2///62720#UAA972 - second |  | 0112/2///61987#ABT510 - Time/time duration short | Standard |  |  |  | SC65E – IEC 61987 | - | C00004 |  | 0112-2---61987#ABB039 | https://cdd.iec.ch/cdd/iec61987/iec61987.nsf/PropertiesAllVersions/0112-2---61987%23ABB039
0112/2///61987#ABD329 | 004 | 02 | 0112/2///61987#ABD329#004 | reference to Wireless communication interface |  |  |  |  | reference to block ABC686 | [5 empty] | CLASS_REFERENCE_TYPE(0112/2///61987#ABC686) 0112/2///61987#ABC686 - Wireless communication interface |  |  |  |  | DEPENDENT_P_DET | [5 empty] | 0112/2///61987#ABC511 - Physical layer | 0112/2///61987#ABA000 |  |  |  | Standard |  | IEC 61987 | IEC | IEC SC65E | 0112/2///61987#ABB248 - number of wireless communication interfaces | C00112 |  | 0112-2---61987#ABD329 | https://cdd.iec.ch/cdd/iec61987/iec61987.nsf/PropertiesAllVersions/0112-2---61987%23ABD329
0112/2///61987#ABE959 | 001 | 01 | 0112/2///61987#ABE959#001 | average influence of process temperature on ullage |  |  |  |  | change in output of an ullage measuring device caused by a change in process temperature with respect to reference conditions, expressed as the average error across the specified process temperature range |  |  | m/K |  |  | REAL_MEASURE_TYPE |  |  |  |  | NON_DEPENDENT_P_DET | [5 empty] | 0112/2///61987#ABE956 - Influence of external quantities expressed for ullage | 0112/2///61987#ABA000 | 0112/2///62720#UAA728 - metre per kelvin |  | 0112/2///61987#ABT549 - Length per temperature | Standard |  | IEC 61987 | IEC | SC65E | - | C00018 | 001-01 (2018-03-28 07:27:03 by BATCH 00000762) standard | 0112-2---61987#ABE959 | https://cdd.iec.ch/cdd/iec61987/iec61987.nsf/PropertiesAllVersions/0112-2---61987%23ABE959
0112/2///61987#ABB475 | 002 | 01 | 0112/2///61987#ABB475#002 | type of flow tube probe seal |  |  |  |  | classification of a seal according to its mechanical construction | [5 empty] | ENUM_CODE_TYPE(0112/2///61987#ABL559) |  |  |  |  | DEPENDENT_P_DET |  |  | 0112/2///61987#ABL559 | 0112/2///61987#ABK453 - O-ring0112/2///61987#ABM835 - ferrule0112/2///61987#ABI407 - others |  | 0112/2///61987#ABC288 - Inline thermal mass flow transmitter | 0112/2///61987#ABA000 |  |  |  | Standard |  |  |  | SC65E – IEC 61987 | 0112/2///61987#ABI406 - empty_property | C00091 |  | 0112-2---61987#ABB475 | https://cdd.iec.ch/cdd/iec61987/iec61987.nsf/PropertiesAllVersions/0112-2---61987%23ABB475
0112/2///61987#ABF606 | 001 | 02 | 0112/2///61987#ABF606#001 | set lower range end-value of interval of mass fraction |  |  |  |  | value defining the start of a subrange mass fraction |  |  | % |  |  | REAL_MEASURE_TYPE |  |  |  |  | NON_DEPENDENT_P_DET | [5 empty] | 0112/2///61987#ABF605 - Accuracy for a subrange of mass fraction | 0112/2///61987#ABA000 | 0112/2///62720#UAA000 - percent |  | 0112/2///61987#ABT533 - Percentage | Standard |  | IEC 61987 | IEC | IEC/SC 65E | - | C00128 |  | 0112-2---61987#ABF606 | https://cdd.iec.ch/cdd/iec61987/iec61987.nsf/PropertiesAllVersions/0112-2---61987%23ABF606
0112/2///61987#ABH725 | 001 | 01 | 0112/2///61987#ABH725#001 | reference to Calibration of flow velocity |  |  |  |  | reference to block ABH613 | [5 empty] | CLASS_REFERENCE_TYPE(0112/2///61987#ABH613) 0112/2///61987#ABH613 - Calibration of flow velocity |  |  |  |  | DEPENDENT_P_DET | [5 empty] | 0112/2///61987#ABH561 - Calibration | 0112/2///61987#ABA000 |  |  |  | Standard |  | IEC 61987 |  | SC65E – IEC 61987 | 0112/2///61987#ABH562 - calibration variable type | C00018 | 001-01 (2019-03-08 15:35:30 by BATCH 00000766) standard | 0112-2---61987#ABH725 | https://cdd.iec.ch/cdd/iec61987/iec61987.nsf/PropertiesAllVersions/0112-2---61987%23ABH725
0112/2///61987#ABH566 | 001 | 01 | 0112/2///61987#ABH566#001 | value of analog current output |  |  |  |  | current signal representing the value of a variable |  |  | mA |  |  | REAL_MEASURE_TYPE |  |  |  |  | NON_DEPENDENT_P_DET | [5 empty] | 0112/2///61987#ABH565 - Output values of mass flow0112/2///61987#ABH647 - Output values of actual volume flow0112/2///61987#ABH648 - Output values of normalized volume flow0112/2///61987#ABH649 - Output values of flow velocity0112/2///61987#ABH650 - Output values of density0112/2///61987#ABH651 - Output values of concentration0112/2///61987#ABH652 - Output values of volume fraction0112/2///61987#ABH653 - Output values of mass fraction0112/2///61987#ABH654 - Output values of pressure0112/2///61987#ABH655 - Output values of temperature0112/2///61987#ABH656 - Output values of dynamic viscosity0112/2///61987#ABH657 - Output values of level0112/2///61987#ABH658 - Output values of ullage0112/2///61987#ABH659 - Output values of mass0112/2///61987#ABH660 - Output values of volume0112/2///61987#ABH661 - Output values of degree of filling0112/2///61987#ABH662 - Output values of voltage0112/2///61987#ABH663 - Output values of resistance0112/2///61987#ABH664 - Output values of other variable | 0112/2///61987#ABA000 | 0112/2///62720#UAA775 - milliampere |  |  | Standard |  | IEC 61987 |  | SC65E – IEC 61987 | - | C00018 | 001-01 (2019-03-08 15:35:29 by BATCH 00000766) standard | 0112-2---61987#ABH566 | https://cdd.iec.ch/cdd/iec61987/iec61987.nsf/PropertiesAllVersions/0112-2---61987%23ABH566
0112/2///61987#ABB583 | 002 | 01 | 0112/2///61987#ABB583#002 | type of display mode |  |  |  |  | classification of a display mode according to its form | [5 empty] | ENUM_CODE_TYPE(0112/2///61987#ABL288) |  |  |  |  | DEPENDENT_P_DET |  |  | 0112/2///61987#ABL288 | 0112/2///61987#ABL890 - alphanumeric0112/2///61987#ABL891 - digital0112/2///61987#ABL892 - totalizer0112/2///61987#ABL893 - dial0112/2///61987#ABL894 - bar graph0112/2///61987#ABL895 - graph0112/2///61987#ABL896 - histogram0112/2///61987#ABL897 - trend0112/2///61987#ABL898 - process monitor0112/2///61987#ABI407 - others |  | 0112/2///61987#ABC167 - Configurable display mode | 0112/2///61987#ABA000 |  |  |  | Standard |  |  |  | SC65E – IEC 61987 | 0112/2///61987#ABI406 - empty_property | C00091 |  | 0112-2---61987#ABB583 | https://cdd.iec.ch/cdd/iec61987/iec61987.nsf/PropertiesAllVersions/0112-2---61987%23ABB583
0112/2///61987#ABB874 | 001 | 04 | 0112/2///61987#ABB874#001 | frequency for lower signal on alarm |  |  |  |  | value of a frequency signal on alarm when the signal on alarm function is configured to the lower signal value |  |  | Hz |  |  | REAL_MEASURE_TYPE |  |  |  |  | NON_DEPENDENT_P_DET | [5 empty] | 0112/2///61987#ABC254 - Frequency signal on alarm | 0112/2///61987#ABA000 | 0112/2///62720#UAA170 - hertz |  | 0112/2///61987#ABT561 - Frequency | Standard |  |  |  | SC65E – IEC 61987 | - | C00018 |  | 0112-2---61987#ABB874 | https://cdd.iec.ch/cdd/iec61987/iec61987.nsf/PropertiesAllVersions/0112-2---61987%23ABB874
0112/2///61987#ABB465 | 001 | 04 | 0112/2///61987#ABB465#001 | internal diameter of grounding ring or disc |  |  |  |  | distance between diametrically opposite edges of a grounding ring or grounding disc |  |  | µm |  |  | REAL_MEASURE_TYPE |  |  |  |  | NON_DEPENDENT_P_DET | [5 empty] | 0112/2///61987#ABC262 - Grounding electrode | 0112/2///61987#ABA000 | 0112/2///62720#UAA090 - micrometre |  | 0112/2///61987#ABT548 - Length short | Standard |  |  |  | SC65E – IEC 61987 | - | C00004 |  | 0112-2---61987#ABB465 | https://cdd.iec.ch/cdd/iec61987/iec61987.nsf/PropertiesAllVersions/0112-2---61987%23ABB465
0112/2///61987#ABI320 | 001 | 01 | 0112/2///61987#ABI320#001 | reference to User application parameters |  |  |  |  | reference to block ABH840 | [5 empty] | CLASS_REFERENCE_TYPE(0112/2///61987#ABH840) 0112/2///61987#ABH840 - User application parameters |  |  |  |  | NON_DEPENDENT_P_DET | [5 empty] | 0112/2///61987#ABH839 - Configuration parameter set | 0112/2///61987#ABA000 |  |  |  | Standard |  |  |  | SC65E – IEC 61987 | - | C00018 | 001-01 (2019-03-08 15:35:31 by BATCH 00000766) standard | 0112-2---61987#ABI320 | https://cdd.iec.ch/cdd/iec61987/iec61987.nsf/PropertiesAllVersions/0112-2---61987%23ABI320
0112/2///61987#ABA028 | 001 | 01 | 0112/2///61987#ABA028#001 | VAT number |  |  |  |  | VAT identification number of the business partner | [5 empty] | STRING_TYPE |  |  |  |  | NON_DEPENDENT_P_DET | [5 empty] | 0112/2///61987#ABI571 - Address | 0112/2///61987#ABA000 |  |  |  | Standard |  | IEC 61987 |  | SC65E – IEC 61987 | - | C00018 | 001-01 (2019-03-08 15:35:27 by BATCH 00000766) standard | 0112-2---61987#ABA028 | https://cdd.iec.ch/cdd/iec61987/iec61987.nsf/PropertiesAllVersions/0112-2---61987%23ABA028
0112/2///61987#ABF573 | 001 | 01 | 0112/2///61987#ABF573#001 | reference flow velocity |  |  |  |  | flow velocity at which at which the performance of a device was tested |  |  | m/s |  |  | LEVEL(MIN,NOM,MAX) OF REAL_MEASURE_TYPE |  |  |  |  | NON_DEPENDENT_P_DET | [5 empty] | 0112/2///61987#ABH052 - Reference process conditions [4] | 0112/2///61987#ABA000 | 0112/2///62720#UAA733 - metre per second |  | 0112/2///61987#ABT509 - Velocity | Standard |  | IEC 61987 | IEC | SC65E | - | C00017 | 001-01 (2018-03-28 07:27:07 by BATCH 00000762) standard | 0112-2---61987#ABF573 | https://cdd.iec.ch/cdd/iec61987/iec61987.nsf/PropertiesAllVersions/0112-2---61987%23ABF573
0112/2///61987#ABB369 | 005 | 01 | 0112/2///61987#ABB369#005 | gas group/explosion group |  |  |  |  | classification of dangerous gaseous substances based on their ability to cause an explosion | [5 empty] | ENUM_CODE_TYPE(0112/2///61987#ABJ748) |  |  |  |  | DEPENDENT_P_DET |  |  | 0112/2///61987#ABJ748 | 0112/2///61987#ABK611 - Group A0112/2///61987#ABK612 - Group B0112/2///61987#ABK613 - Group C0112/2///61987#ABK614 - Group D0112/2///61987#ABK615 - I0112/2///61987#ABK616 - II A0112/2///61987#ABK617 - II B0112/2///61987#ABK618 - II B + H20112/2///61987#ABK619 - II C0112/2///61987#ABI407 - others |  | 0112/2///61987#ABC104 - Area classification | 0112/2///61987#ABA000 |  |  |  | Standard |  |  |  | SC65E – IEC 61987 | 0112/2///61987#ABI406 - empty_property | C00091 |  | 0112-2---61987#ABB369 | https://cdd.iec.ch/cdd/iec61987/iec61987.nsf/PropertiesAllVersions/0112-2---61987%23ABB369
0112/2///61987#ABA389 | 004 | 01 | 0112/2///61987#ABA389#004 | reference standard for galvanic isolation |  |  |  |  | standard to which a statement on galvanic isolation refers | [5 empty] | STRING_TYPE |  |  |  |  | NON_DEPENDENT_P_DET | [5 empty] | 0112/2///61987#ABC261 - Galvanic isolation | 0112/2///61987#ABA000 |  |  |  | Standard |  |  |  | SC65E – IEC 61987 | - | C00004 |  | 0112-2---61987#ABA389 | https://cdd.iec.ch/cdd/iec61987/iec61987.nsf/PropertiesAllVersions/0112-2---61987%23ABA389
0112/2///61987#ABD578 | 001 | 03 | 0112/2///61987#ABD578#001 | enthalpy of liquid |  |  |  |  | specific enthalpy of a saturated liquid in equilibrium with a vapor |  |  | kJ/kg |  |  | REAL_MEASURE_TYPE |  |  |  |  | NON_DEPENDENT_P_DET | [5 empty] | 0112/2///61987#ABD833 - Liquid phase [valves]0112/2///61987#ABD881 - Gas phase [valves]0112/2///61987#ABE045 - Vapor phase [valves] | 0112/2///61987#ABA000 | 0112/2///62720#UAA570 - kilojoule per kilogram |  | 0112/2///61987#ABT593 - Specific energy | Standard |  |  |  |  | - | C00018 |  | 0112-2---61987#ABD578 | https://cdd.iec.ch/cdd/iec61987/iec61987.nsf/PropertiesAllVersions/0112-2---61987%23ABD578
0112/2///61987#ABU878 | 001 | 01 | 0112/2///61987#ABU878#001 | reference to Type of performance variable [12] |  |  |  |  | reference to block ABG278 | [5 empty] | CLASS_REFERENCE_TYPE(0112/2///61987#ABG278) 0112/2///61987#ABG278 - Type of performance variable [12] |  |  |  |  | NON_DEPENDENT_P_DET | [5 empty] | 0112/2///61987#ABG252 - Performance variable [12] | 0112/2///61987#ABA000 |  |  |  | Standard |  | IEC 61987 | IEC | SC65E | - | C00018 | 001-01 (2018-03-28 07:27:22 by BATCH 00000762) standard | 0112-2---61987#ABU878 | https://cdd.iec.ch/cdd/iec61987/iec61987.nsf/PropertiesAllVersions/0112-2---61987%23ABU878
0112/2///61987#ABU201 | 001 | 03 | 0112/2///61987#ABU201#001 | reference to Absolute performance for dynamic viscosity |  |  |  |  | reference to block ABC059 |  | Id specified in IEC61987-12/-13: ABC689 |  |  |  | CLASS_REFERENCE_TYPE(0112/2///61987#ABC059) 0112/2///61987#ABC059 - Absolute performance for dynamic viscosity |  |  |  |  | DEPENDENT_P_DET | [5 empty] | 0112/2///61987#ABC672 - Type of performance variable [2] | 0112/2///61987#ABA000 |  |  |  | Standard |  |  |  | SC65E – IEC 61987 | 0112/2///61987#ABU168 - performance variable type [2] | C00004 |  | 0112-2---61987#ABU201 | https://cdd.iec.ch/cdd/iec61987/iec61987.nsf/PropertiesAllVersions/0112-2---61987%23ABU201
0112/2///61987#ABF048 | 001 | 01 | 0112/2///61987#ABF048#001 | lowest position of float |  |  |  |  | lowest position the float may have, measured from reference point of the float to the lowest point of the float guide in the case of vertical mounting or to the point of fastening in the case of horizontal mounting, referenced to the vertical |  |  | mm |  |  | REAL_MEASURE_TYPE |  |  |  |  | NON_DEPENDENT_P_DET | [5 empty] | 0112/2///61987#ABF046 - Vertical float switch0112/2///61987#ABF050 - Horizontal float switch | 0112/2///61987#ABA000 | 0112/2///62720#UAA862 - millimetre |  | 0112/2///61987#ABT548 - Length short | Standard |  | IEC 61987 | IEC | SC65E | - | C00018 | 001-01 (2018-03-28 07:27:03 by BATCH 00000762) standard | 0112-2---61987#ABF048 | https://cdd.iec.ch/cdd/iec61987/iec61987.nsf/PropertiesAllVersions/0112-2---61987%23ABF048
0112/2///61987#ABH328 | 001 | 02 | 0112/2///61987#ABH328#001 | actual volume |  |  |  | Volume | volume of material measured under operating conditions |  | also used by Process Automation - Device Information Model (PA-DIM) | m³ |  |  | REAL_MEASURE_TYPE |  |  |  |  | NON_DEPENDENT_P_DET | [5 empty] | 0112/2///61987#ABG459 - Aqueous phase [level]0112/2///61987#ABG461 - Non-aqueous liquid phase [level]0112/2///61987#ABH326 - Total process material0112/2///61987#ABN685 - Specific totalizer value measurement variables | 0112/2///61987#ABA000 | 0112/2///62720#UAA757 - metre cubed |  | 0112/2///61987#ABT505 - Volume | Standard |  | IEC 61987 | IEC | IEC SC65E | - | C00112 |  | 0112-2---61987#ABH328 | https://cdd.iec.ch/cdd/iec61987/iec61987.nsf/PropertiesAllVersions/0112-2---61987%23ABH328
0112/2///61987#ABH250 | 001 | 02 | 0112/2///61987#ABH250#001 | minimum operating pressure |  |  |  |  | lowest allowable pressure at which a device may operate |  |  | bar |  |  | REAL_MEASURE_TYPE |  |  |  |  | NON_DEPENDENT_P_DET | [5 empty] | 0112/2///61987#ABH247 - Window for radiation | 0112/2///61987#ABA000 | 0112/2///62720#UAA323 - bar |  | 0112/2///61987#ABT524 - Pressure | Standard |  | IEC 61987 | IEC | SC65E | - | C00019 |  | 0112-2---61987#ABH250 | https://cdd.iec.ch/cdd/iec61987/iec61987.nsf/PropertiesAllVersions/0112-2---61987%23ABH250
0112/2///61987#ABE190 | 001 | 02 | 0112/2///61987#ABE190#001 | reference to Mechanical and electrical construction [pneumatic rotary actuator] |  |  |  |  | reference to block ABD934 | [5 empty] | CLASS_REFERENCE_TYPE(0112/2///61987#ABD934) 0112/2///61987#ABD934 - Mechanical and electrical construction [pneumatic rotary actuator] |  |  |  |  | NON_DEPENDENT_P_DET | [5 empty] | 0112/2///61987#ABE320 - Device LOP for pneumatic rotary actuator | 0112/2///61987#ABA000 |  |  |  | Standard |  |  |  |  | - | C00004 |  | 0112-2---61987#ABE190 | https://cdd.iec.ch/cdd/iec61987/iec61987.nsf/PropertiesAllVersions/0112-2---61987%23ABE190
0112/2///61987#ABB521 | 007 | 01 | 0112/2///61987#ABB521#007 | surface roughness of wetted parts |  |  |  |  | finishing specification of a surface expressed as roughness, either as a maximum depth or in a standardized roughness dimension |  |  | µm |  |  | REAL_MEASURE_TYPE |  |  |  |  | NON_DEPENDENT_P_DET | [5 empty] | 0112/2///61987#ABC266 - High/single pressure side line or nozzle0112/2///61987#ABC325 - Low pressure side line or nozzle0112/2///61987#ABC625 - Structural design of a differential pressure gauge0112/2///61987#ABC629 - Structural design of a pressure or differential pressure gauge0112/2///61987#ABC630 - Structural design of a remote seal [1]0112/2///61987#ABC631 - Structural design of a remote seal [2]0112/2///61987#ABD831 - Line or nozzle [2]0112/2///61987#ABE614 - Structural design of a restriction orifice/diffuser0112/2///61987#ABF117 - Structural design of a guided-wave radar level transmitter0112/2///61987#ABF136 - Structural design of a capacitance level transmitter/switch0112/2///61987#ABF154 - Structural design of a conductance level transmitter/switch0112/2///61987#ABF182 - Structural design of an ultrasonic level transmitter0112/2///61987#ABF183 - Structural design of a vibrating level switch0112/2///61987#ABF191 - Structural design of a rotary paddle switch0112/2///61987#ABF283 - Structural design of an optical level switch0112/2///61987#ABF285 - Structural design of a thermal level switch0112/2///61987#ABF319 - Structural design of a thermowell0112/2///61987#ABF431 - Structural design of a plumb bob level transmitter0112/2///61987#ABF513 - Structural design of temperature gauge0112/2///61987#ABF518 - Structural design of a laser level transmitter0112/2///61987#ABF632 - Structural design of a refractive index density transmitter0112/2///61987#ABH365 - Insertion type microwave density transmitter0112/2///61987#ABC322 - Line or nozzle0112/2///61987#ABC626 - Structural design of a differential pressure transmitter0112/2///61987#ABC641 - Structural design of an absolute or a gauge pressure transmitter0112/2///61987#ABD813 - Body of valve [3]0112/2///61987#ABD814 - Body of valve [1]0112/2///61987#ABE605 - Body of solenoid valve | 0112/2///61987#ABA000 | 0112/2///62720#UAA090 - micrometre |  | 0112/2///61987#ABT548 - Length short | Standard |  |  |  | SC65E – IEC 61987 | - | C00004 |  | 0112-2---61987#ABB521 | https://cdd.iec.ch/cdd/iec61987/iec61987.nsf/PropertiesAllVersions/0112-2---61987%23ABB521
0112/2///61987#ABA506 | 001 | 02 | 0112/2///61987#ABA506#001 | designation of key/button |  |  |  |  | alphanumeric character sequence identifying a key/button | [5 empty] | STRING_TYPE |  |  |  |  | NON_DEPENDENT_P_DET | [5 empty] | 0112/2///61987#ABC310 - Key/button | 0112/2///61987#ABA000 |  |  |  | Standard |  |  |  | SC65E – IEC 61987 | - | C00004 |  | 0112-2---61987#ABA506 | https://cdd.iec.ch/cdd/iec61987/iec61987.nsf/PropertiesAllVersions/0112-2---61987%23ABA506
0112/2///61987#ABB412 | 002 | 01 | 0112/2///61987#ABB412#002 | style of inlet edge |  |  |  |  | classification of an inlet edge of an orifice plate according to its geometric design | [5 empty] | ENUM_CODE_TYPE(0112/2///61987#ABL343) |  |  |  |  | DEPENDENT_P_DET |  |  | 0112/2///61987#ABL343 | 0112/2///61987#ABM104 - conical edge0112/2///61987#ABM105 - quadrant edge0112/2///61987#ABM106 - square edge0112/2///61987#ABI407 - others |  | 0112/2///61987#ABC465 - Orifice plate and holder | 0112/2///61987#ABA000 |  |  |  | Standard |  |  |  | SC65E – IEC 61987 | 0112/2///61987#ABI406 - empty_property | C00091 |  | 0112-2---61987#ABB412 | https://cdd.iec.ch/cdd/iec61987/iec61987.nsf/PropertiesAllVersions/0112-2---61987%23ABB412
0112/2///61987#ABH378 | 001 | 01 | 0112/2///61987#ABH378#001 | type of insert/element |  |  |  |  | classification of an insert/element according to its constructional design not defined in a standard | [5 empty] | STRING_TYPE |  |  |  |  | NON_DEPENDENT_P_DET | [5 empty] | 0112/2///61987#ABF405 - Structural design of an insert/element | 0112/2///61987#ABA000 |  |  |  | Standard |  |  |  | SC65E – IEC 61987 | - | C0018 | 001-01 (2018-03-28 07:27:15 by BATCH 00000762) standard | 0112-2---61987#ABH378 | https://cdd.iec.ch/cdd/iec61987/iec61987.nsf/PropertiesAllVersions/0112-2---61987%23ABH378
0112/2///61987#ABH580 | 001 | 01 | 0112/2///61987#ABH580#001 | value of pressure indicator/display |  |  |  |  | reading of a value on a display or an indicator representing a pressure variable |  |  | bar |  |  | REAL_MEASURE_TYPE |  |  |  |  | NON_DEPENDENT_P_DET | [5 empty] | 0112/2///61987#ABH654 - Output values of pressure | 0112/2///61987#ABA000 | 0112/2///62720#UAA323 - bar |  | 0112/2///61987#ABT524 - Pressure | Standard |  | IEC 61987 |  | SC65E – IEC 61987 | - | C00018 | 001-01 (2019-03-08 15:35:29 by BATCH 00000766) standard | 0112-2---61987#ABH580 | https://cdd.iec.ch/cdd/iec61987/iec61987.nsf/PropertiesAllVersions/0112-2---61987%23ABH580
0112/2///61987#ABA002 | 002 | 01 | 0112/2///61987#ABA002#002 | title |  |  |  |  | common, formal, religious, or other title preceding a contact person's name | [5 empty] | ENUM_CODE_TYPE(0112/2///61987#ABL528) |  |  |  |  | DEPENDENT_P_DET |  |  | 0112/2///61987#ABL528 | 0112/2///61987#ABM733 - Mrs.0112/2///61987#ABM734 - Ms.0112/2///61987#ABM735 - Mr.0112/2///61987#ABI407 - others |  | 0112/2///61987#ABI572 - Contact information | 0112/2///61987#ABA000 |  |  |  | Standard |  | IEC 61987 |  | SC65E – IEC 61987 | 0112/2///61987#ABI406 - empty_property | C00091 |  | 0112-2---61987#ABA002 | https://cdd.iec.ch/cdd/iec61987/iec61987.nsf/PropertiesAllVersions/0112-2---61987%23ABA002
0112/2///61987#ABG958 | 001 | 01 | 0112/2///61987#ABG958#001 | reference to Mechanical and electrical construction [refractive index density transmitter] |  |  |  |  | reference to block ABG398 | [5 empty] | CLASS_REFERENCE_TYPE(0112/2///61987#ABG398) 0112/2///61987#ABG398 - Mechanical and electrical construction [refractive index density transmitter] |  |  |  |  | NON_DEPENDENT_P_DET | [5 empty] | 0112/2///61987#ABF859 - Device LOP for refractive index density transmitter | 0112/2///61987#ABA000 |  |  |  | Standard |  | IEC 61987 | IEC | SC65E | - | C00017 | 001-01 (2018-03-28 07:27:12 by BATCH 00000762) standard | 0112-2---61987#ABG958 | https://cdd.iec.ch/cdd/iec61987/iec61987.nsf/PropertiesAllVersions/0112-2---61987%23ABG958
0112/2///61987#ABB535 | 001 | 04 | 0112/2///61987#ABB535#001 | inside diameter of throat |  |  |  |  | mean of two measured values at right angles taken at the point of minimum cross-section |  |  | mm |  |  | REAL_MEASURE_TYPE |  |  |  |  | NON_DEPENDENT_P_DET | [5 empty] | 0112/2///61987#ABC244 - Flow nozzle | 0112/2///61987#ABA000 | 0112/2///62720#UAA862 - millimetre |  | 0112/2///61987#ABT548 - Length short | Standard |  |  |  | SC65E – IEC 61987 | - | C00004 |  | 0112-2---61987#ABB535 | https://cdd.iec.ch/cdd/iec61987/iec61987.nsf/PropertiesAllVersions/0112-2---61987%23ABB535
0112/2///61987#ABA332 | 001 | 04 | 0112/2///61987#ABA332#001 | upper range-limit of actual volume flow |  |  |  |  | highest value of the volume flow rate that a device can be adjusted to measure within its specified accuracy limits |  |  | m³/h |  |  | REAL_MEASURE_TYPE |  |  |  |  | NON_DEPENDENT_P_DET | [5 empty] | 0112/2///61987#ABC414 - Measuring range for actual volume flow | 0112/2///61987#ABA000 | 0112/2///62720#UAA763 - metre cubed per hour |  | 0112/2///61987#ABT504 - Volume flow rate | Standard |  |  |  | SC65E – IEC 61987 | - | C00004 |  | 0112-2---61987#ABA332 | https://cdd.iec.ch/cdd/iec61987/iec61987.nsf/PropertiesAllVersions/0112-2---61987%23ABA332
0112/2///61987#ABB221 | 001 | 04 | 0112/2///61987#ABB221#001 | upper range-limit of density |  |  |  |  | highest value of density that a device can be adjusted to measure within its specified accuracy limits |  |  | kg/m³ |  |  | REAL_MEASURE_TYPE |  |  |  |  | NON_DEPENDENT_P_DET | [5 empty] | 0112/2///61987#ABC415 - Measuring range for density0112/2///61987#ABF561 - Maximum measuring range for density0112/2///61987#ABF562 - Calibrated measuring range for density | 0112/2///61987#ABA000 | 0112/2///62720#UAA619 - kilogram per metre cubed |  | 0112/2///61987#ABT573 - Density | Standard |  |  |  | SC65E – IEC 61987 | - | C00004 |  | 0112-2---61987#ABB221 | https://cdd.iec.ch/cdd/iec61987/iec61987.nsf/PropertiesAllVersions/0112-2---61987%23ABB221
0112/2///61987#ABU913 | 001 | 01 | 0112/2///61987#ABU913#001 | reference to Assigned variable [18] |  |  |  |  | reference to block ABV037 | [5 empty] | CLASS_REFERENCE_TYPE(0112/2///61987#ABV037) 0112/2///61987#ABV037 - Assigned variable [18] |  |  |  |  | NON_DEPENDENT_P_DET | [5 empty] | 0112/2///61987#ABG172 - Analog current output [8]0112/2///61987#ABG181 - Analog voltage output [8]0112/2///61987#ABG190 - Frequency output [8]0112/2///61987#ABG212 - Pneumatic/hydraulic output [8]0112/2///61987#ABG201 - Manufacturer-specific output [8] | 0112/2///61987#ABA000 |  |  |  | Standard |  | IEC 61987 | IEC | SC65E | - | C00018 | 001-01 (2018-03-28 07:27:22 by BATCH 00000762) standard | 0112-2---61987#ABU913 | https://cdd.iec.ch/cdd/iec61987/iec61987.nsf/PropertiesAllVersions/0112-2---61987%23ABU913
0112/2///61987#ABA121 | 001 | 02 | 0112/2///61987#ABA121#001 | description of document |  |  |  |  | plain text characterizing the content of the document | [5 empty] | STRING_TYPE |  |  |  |  | NON_DEPENDENT_P_DET | [5 empty] | 0112/2///61987#ABA362 - Document information0112/2///61987#ABH515 - Certificate or approval | 0112/2///61987#ABA000 |  |  |  | Standard |  | IEC 61987 | IEC | IEC SC65E | - | C00112 |  | 0112-2---61987#ABA121 | https://cdd.iec.ch/cdd/iec61987/iec61987.nsf/PropertiesAllVersions/0112-2---61987%23ABA121
0112/2///61987#ABA350 | 001 | 04 | 0112/2///61987#ABA350#001 | upper range-value of actual flow | upper range-value |  |  |  | actual volumetric flow value assigned to the upper range end-value of the input or output signal |  |  | m³/h |  |  | REAL_MEASURE_TYPE |  |  |  |  | NON_DEPENDENT_P_DET | [5 empty] | 0112/2///61987#ABC105 - Assigned actual volume flow range | 0112/2///61987#ABA000 | 0112/2///62720#UAA763 - metre cubed per hour |  | 0112/2///61987#ABT504 - Volume flow rate | Standard |  |  |  | SC65E – IEC 61987 | - | C00004 |  | 0112-2---61987#ABA350 | https://cdd.iec.ch/cdd/iec61987/iec61987.nsf/PropertiesAllVersions/0112-2---61987%23ABA350
0112/2///61987#ABA457 | 004 | 01 | 0112/2///61987#ABA457#004 | switching delay |  |  |  |  | time delay between the passing of a limit value and the resulting switching action |  |  | ms |  |  | REAL_MEASURE_TYPE |  |  |  |  | NON_DEPENDENT_P_DET | [5 empty] | 0112/2///61987#ABC140 - Binary current output0112/2///61987#ABC145 - Binary output IEC 60947-5-6 (NAMUR)0112/2///61987#ABE995 - Dynamic behaviour of point level0112/2///61987#ABC141 - Binary transistor/triac output0112/2///61987#ABC144 - Binary relay output0112/2///61987#ABP023 - Binary powered output | 0112/2///61987#ABA000 | 0112/2///62720#UAA899 - millisecond |  | 0112/2///61987#ABT510 - Time/time duration short | Standard |  |  |  | SC65E – IEC 61987 | - | C00004 |  | 0112-2---61987#ABA457 | https://cdd.iec.ch/cdd/iec61987/iec61987.nsf/PropertiesAllVersions/0112-2---61987%23ABA457
0112/2///61987#ABF203 | 001 | 01 | 0112/2///61987#ABF203#001 | diameter of paddle path |  |  |  |  | diameter of the circle described by that part of a rotating paddle that is farthest from its central axis |  |  | mm |  |  | REAL_MEASURE_TYPE |  |  |  |  | NON_DEPENDENT_P_DET | [5 empty] | 0112/2///61987#ABF192 - Paddle | 0112/2///61987#ABA000 | 0112/2///62720#UAA862 - millimetre |  | 0112/2///61987#ABT548 - Length short | Standard |  | IEC 61987 | IEC | SC65E | - | C00018 | 001-01 (2018-03-28 07:27:05 by BATCH 00000762) standard | 0112-2---61987#ABF203 | https://cdd.iec.ch/cdd/iec61987/iec61987.nsf/PropertiesAllVersions/0112-2---61987%23ABF203
0112/2///61987#ABC833 | 004 | 02 | 0112/2///61987#ABC833#004 | reference to DIP switch |  |  |  |  | reference to block ABC203 | [5 empty] | CLASS_REFERENCE_TYPE(0112/2///61987#ABC203) 0112/2///61987#ABC203 - DIP switch |  |  |  |  | DEPENDENT_P_DET | [5 empty] | 0112/2///61987#ABC264 - Hardware configuration elements | 0112/2///61987#ABA000 |  |  |  | Standard |  | IEC 61987 | IEC | IEC SC65E | 0112/2///61987#ABA478 - number of DIP switches | C00112 |  | 0112-2---61987#ABC833 | https://cdd.iec.ch/cdd/iec61987/iec61987.nsf/PropertiesAllVersions/0112-2---61987%23ABC833
0112/2///61987#ABB888 | 001 | 02 | 0112/2///61987#ABB888#001 | material of dial |  |  |  |  | material of which the dial of a dial indicator is made | [5 empty] | STRING_TYPE |  |  |  |  | NON_DEPENDENT_P_DET | [5 empty] | 0112/2///61987#ABD471 - Dial0112/2///61987#ABD482 - Dial [2] | 0112/2///61987#ABA000 |  |  |  | Standard |  |  |  | SC65E – IEC 61987 | - | C00004 |  | 0112-2---61987#ABB888 | https://cdd.iec.ch/cdd/iec61987/iec61987.nsf/PropertiesAllVersions/0112-2---61987%23ABB888
0112/2///61987#ABE294 | 002 | 02 | 0112/2///61987#ABE294#002 | reference to Test criterium for functional safety |  |  |  |  | reference to block ABE038 | [5 empty] | CLASS_REFERENCE_TYPE(0112/2///61987#ABE038) 0112/2///61987#ABE038 - Test criterium for functional safety |  |  |  |  | DEPENDENT_P_DET | [5 empty] | 0112/2///61987#ABD844 - Design conditions for valve body assembly | 0112/2///61987#ABA000 |  |  |  | Standard |  | IEC 61987 | IEC | IEC SC65E | 0112/2///61987#ABD676 - number of test criteria for functional safety | C00112 |  | 0112-2---61987#ABE294 | https://cdd.iec.ch/cdd/iec61987/iec61987.nsf/PropertiesAllVersions/0112-2---61987%23ABE294
0112/2///61987#ABH711 | 001 | 02 | 0112/2///61987#ABH711#001 | reference to Output signal processing variable |  |  |  |  | reference to block ABH531 | [5 empty] | CLASS_REFERENCE_TYPE(0112/2///61987#ABH531) 0112/2///61987#ABH531 - Output signal processing variable |  |  |  |  | DEPENDENT_P_DET | [5 empty] | 0112/2///61987#ABH529 - Output signal processing | 0112/2///61987#ABA000 |  |  |  | Standard |  | IEC 61987 | IEC | IEC SC65E | 0112/2///61987#ABH530 - number of output signal processing variables | C00112 |  | 0112-2---61987#ABH711 | https://cdd.iec.ch/cdd/iec61987/iec61987.nsf/PropertiesAllVersions/0112-2---61987%23ABH711
0112/2///61987#ABE219 | 001 | 02 | 0112/2///61987#ABE219#001 | reference to Parameters of positioner |  |  |  |  | reference to block ABD963 | [5 empty] | CLASS_REFERENCE_TYPE(0112/2///61987#ABD963) 0112/2///61987#ABD963 - Parameters of positioner |  |  |  |  | NON_DEPENDENT_P_DET | [5 empty] | 0112/2///61987#ABE321 - Device LOP for positioner | 0112/2///61987#ABA000 |  |  |  | Standard |  |  |  |  | - | C00004 |  | 0112-2---61987#ABE219 | https://cdd.iec.ch/cdd/iec61987/iec61987.nsf/PropertiesAllVersions/0112-2---61987%23ABE219
0112/2///61987#ABE937 | 001 | 01 | 0112/2///61987#ABE937#001 | quantity of pulses per pulse value of volume |  |  |  |  | number of pulses assigned per unit volume |  |  | 1/m³ |  |  | REAL_MEASURE_TYPE |  |  |  |  | NON_DEPENDENT_P_DET | [5 empty] | 0112/2///61987#ABE915 - Assigned volume pulse value | 0112/2///61987#ABA000 | 0112/2///62720#UAA740 - reciprocal metre cubed |  | 0112/2///61987#ABT534 - Per volume | Standard |  | IEC 61987 | IEC | SC65E | - | C00018 | 001-01 (2018-03-28 07:27:03 by BATCH 00000762) standard | 0112-2---61987#ABE937 | https://cdd.iec.ch/cdd/iec61987/iec61987.nsf/PropertiesAllVersions/0112-2---61987%23ABE937
0112/2///61987#ABH374 | 002 | 01 | 0112/2///61987#ABH374#002 | type of shank |  |  |  |  | classification of a shank according to its constructional design | [5 empty] | ENUM_CODE_TYPE(0112/2///61987#ABL644) |  |  |  |  | DEPENDENT_P_DET |  |  | 0112/2///61987#ABL644 | 0112/2///61987#ABN193 - step down0112/2///61987#ABN194 - straight0112/2///61987#ABN195 - tapered0112/2///61987#ABI407 - others |  | 0112/2///61987#ABF319 - Structural design of a thermowell | 0112/2///61987#ABA000 |  |  |  | Standard |  |  |  | SC65E – IEC 61987 | 0112/2///61987#ABI406 - empty_property | C00091 |  | 0112-2---61987#ABH374 | https://cdd.iec.ch/cdd/iec61987/iec61987.nsf/PropertiesAllVersions/0112-2---61987%23ABH374
0112/2///61987#ABF584 | 001 | 01 | 0112/2///61987#ABF584#001 | average influence of dynamic viscosity on density |  |  |  |  | change in output of a density measuring device caused by a change in dynamic viscosity with respect to reference conditions, expressed as the average error across the specified dynamic viscosity range |  |  | "(g/m³)/(mPa·s)" |  |  | REAL_MEASURE_TYPE |  |  |  |  | NON_DEPENDENT_P_DET | [5 empty] | 0112/2///61987#ABI411 - Influence of external quantities expressed for density [2] | 0112/2///61987#ABA000 | 0112/2///62720#UAD828 - gram per metre cubed millipascal second |  | 0112/2///61987#ABI454 - Density per dynamic viscosity | Standard |  |  |  | SC65E – IEC 61987 | - | C00018 | 001-01 (2018-03-28 07:27:08 by BATCH 00000762) standard | 0112-2---61987#ABF584 | https://cdd.iec.ch/cdd/iec61987/iec61987.nsf/PropertiesAllVersions/0112-2---61987%23ABF584
0112/2///61987#ABD066 | 001 | 02 | 0112/2///61987#ABD066#001 | reference to Mechanical and electrical construction [helix flow transmitter/gauge] |  |  |  |  | reference to block ABC436 | [5 empty] | CLASS_REFERENCE_TYPE(0112/2///61987#ABC436) 0112/2///61987#ABC436 - Mechanical and electrical construction [helix flow transmitter/gauge] |  |  |  |  | NON_DEPENDENT_P_DET | [5 empty] | 0112/2///61987#ABA024 - Device LOP for helix flow transmitter/gauge | 0112/2///61987#ABA000 |  |  |  | Standard |  |  |  | SC65E – IEC 61987 | - | C00004 |  | 0112-2---61987#ABD066 | https://cdd.iec.ch/cdd/iec61987/iec61987.nsf/PropertiesAllVersions/0112-2---61987%23ABD066
0112/2///61987#ABB446 | 005 | 01 | 0112/2///61987#ABB446#005 | UL recognition |  |  |  |  | alphanumeric character sequence identifying an Underwriters Laboratory recognition of an electrical component | [5 empty] | ENUM_CODE_TYPE(0112/2///61987#ABL522) |  |  |  |  | DEPENDENT_P_DET |  |  | 0112/2///61987#ABL522 | 0112/2///61987#ABM710 - MH125680112/2///61987#ABI407 - others |  | 0112/2///61987#ABC138 - Battery | 0112/2///61987#ABA000 |  |  |  | Standard |  |  |  | SC65E – IEC 61987 | 0112/2///61987#ABI406 - empty_property | C00091 |  | 0112-2---61987#ABB446 | https://cdd.iec.ch/cdd/iec61987/iec61987.nsf/PropertiesAllVersions/0112-2---61987%23ABB446
0112/2///61987#ABC763 | 001 | 05 | 0112/2///61987#ABC763#001 | reference to Auxiliary input [8] |  |  |  |  | reference to block ABC133 | [5 empty] | CLASS_REFERENCE_TYPE(0112/2///61987#ABC133) 0112/2///61987#ABC133 - Auxiliary input [8] |  |  |  |  | DEPENDENT_P_DET | [5 empty] | 0112/2///61987#ABC297 - Input [8] | 0112/2///61987#ABA000 |  |  |  | Standard |  | IEC 61987 | IEC | IEC SC65E | 0112/2///61987#ABA340 - number of auxiliary inputs | C00112 |  | 0112-2---61987#ABC763 | https://cdd.iec.ch/cdd/iec61987/iec61987.nsf/PropertiesAllVersions/0112-2---61987%23ABC763
0112/2///61987#ABU897 | 001 | 01 | 0112/2///61987#ABU897#001 | reference to Type of output [13] |  |  |  |  | reference to block ABG143 | [5 empty] | CLASS_REFERENCE_TYPE(0112/2///61987#ABG143) 0112/2///61987#ABG143 - Type of output [13] |  |  |  |  | NON_DEPENDENT_P_DET | [5 empty] | 0112/2///61987#ABG128 - Output [13] | 0112/2///61987#ABA000 |  |  |  | Standard |  | IEC 61987 | IEC | SC65E | - | C00018 | 001-01 (2018-03-28 07:27:22 by BATCH 00000762) standard | 0112-2---61987#ABU897 | https://cdd.iec.ch/cdd/iec61987/iec61987.nsf/PropertiesAllVersions/0112-2---61987%23ABU897
0112/2///61987#ABH343 | 001 | 01 | 0112/2///61987#ABH343#001 | reference to Normal process design conditions [6] |  |  |  |  | reference to block ABH342 | [5 empty] | CLASS_REFERENCE_TYPE(0112/2///61987#ABH342) 0112/2///61987#ABH342 - Normal process design conditions [6] |  |  |  |  | NON_DEPENDENT_P_DET | [5 empty] | 0112/2///61987#ABG473 - Process design conditions [temperature] | 0112/2///61987#ABA000 |  |  |  | Standard |  | IEC 61987 | IEC | SC65E | - | C00019 | 001-01 (2018-03-28 07:27:15 by BATCH 00000762) standard | 0112-2---61987#ABH343 | https://cdd.iec.ch/cdd/iec61987/iec61987.nsf/PropertiesAllVersions/0112-2---61987%23ABH343
0112/2///61987#ABI404 | 001 | 02 | 0112/2///61987#ABI404#001 | reference to Other HART parameter |  |  |  |  | reference to block ABH924 | [5 empty] | CLASS_REFERENCE_TYPE(0112/2///61987#ABH924) 0112/2///61987#ABH924 - Other HART parameter |  |  |  |  | DEPENDENT_P_DET | [5 empty] | 0112/2///61987#ABH911 - HART configuration parameter | 0112/2///61987#ABA000 |  |  |  | Standard |  | IEC 61987 | IEC | IEC SC65E | 0112/2///61987#ABI072 - number of other HART parameters | C00112 |  | 0112-2---61987#ABI404 | https://cdd.iec.ch/cdd/iec61987/iec61987.nsf/PropertiesAllVersions/0112-2---61987%23ABI404
0112/2///61987#ABP119 | 001 | 01 | 0112/2///61987#ABP119#001 | lower range-limit of current |  |  |  |  | lowest value of the current that the device can be adjusted to measure within the specified accuracy limits |  |  | A |  |  | REAL_MEASURE_TYPE |  |  |  |  | NON_DEPENDENT_P_DET | [5 empty] | 0112/2///61987#ABP071 - Selectable RMS current input range | 0112/2///61987#ABA000 | 0112/2///62720#UAA101 - ampere |  | 0112/2///61987#ABT567 - Electrical current | Standard |  | IEC 61987 | IEC | IEC/SC 65E | - | C00128 | 001-01 (2023-01-23 14:53:52 by BATCH 00000807) standard | 0112-2---61987#ABP119 | https://cdd.iec.ch/cdd/iec61987/iec61987.nsf/PropertiesAllVersions/0112-2---61987%23ABP119
0112/2///61987#ABF885 | 001 | 01 | 0112/2///61987#ABF885#001 | reference to Device LOP for plumb bob level transmitter |  |  |  |  | reference to block ABE741 | [5 empty] | CLASS_REFERENCE_TYPE(0112/2///61987#ABE741) 0112/2///61987#ABE741 - Device LOP for plumb bob level transmitter |  |  |  |  | NON_DEPENDENT_P_DET | [5 empty] | 0112/2///61987#ABA817 - Plumb bob level transmitter | 0112/2///61987#ABA000 |  |  |  | Standard |  | IEC 61987 | IEC | SC65E | - | C00018 | 001-01 (2018-03-28 07:27:10 by BATCH 00000762) standard | 0112-2---61987#ABF885 | https://cdd.iec.ch/cdd/iec61987/iec61987.nsf/PropertiesAllVersions/0112-2---61987%23ABF885
0112/2///61987#ABD189 | 001 | 02 | 0112/2///61987#ABD189#001 | reference to Rated Operating Conditions [3] |  |  |  |  | reference to block ABC559 | [5 empty] | CLASS_REFERENCE_TYPE(0112/2///61987#ABC559) 0112/2///61987#ABC559 - Rated operating conditions [3] |  |  |  |  | NON_DEPENDENT_P_DET | [5 empty] | 0112/2///61987#ABA029 - Device LOP for absolute/gauge pressure transmitter | 0112/2///61987#ABA000 |  |  |  | Standard |  |  |  | SC65E – IEC 61987 | - | C00004 |  | 0112-2---61987#ABD189 | https://cdd.iec.ch/cdd/iec61987/iec61987.nsf/PropertiesAllVersions/0112-2---61987%23ABD189
0112/2///61987#ABA501 | 004 | 01 | 0112/2///61987#ABA501#004 | number of other software functions |  |  |  |  | @number of other software functions |  | cardinality property |  |  |  | INT_TYPE |  |  |  |  | CONDITION_DET | [5 empty] | 0112/2///61987#ABC596 - Software configuration functions | 0112/2///61987#ABA000 |  |  |  | Standard |  |  |  | SC65E – IEC 61987 | - | C00004 |  | 0112-2---61987#ABA501 | https://cdd.iec.ch/cdd/iec61987/iec61987.nsf/PropertiesAllVersions/0112-2---61987%23ABA501
0112/2///61987#ABE384 | 001 | 02 | 0112/2///61987#ABE384#001 | material of packing flange bolting |  |  |  |  | material of which the packing flange bolting is made | [5 empty] | STRING_TYPE |  |  |  |  | NON_DEPENDENT_P_DET | [5 empty] | 0112/2///61987#ABE411 - Stem/shaft packing | 0112/2///61987#ABA000 |  |  |  | Standard |  |  |  | SC65E – IEC 61987 | - | C00004 |  | 0112-2---61987#ABE384 | https://cdd.iec.ch/cdd/iec61987/iec61987.nsf/PropertiesAllVersions/0112-2---61987%23ABE384
0112/2///61987#ABB665 | 002 | 01 | 0112/2///61987#ABB665#002 | reference base for average influence of ambient temperature |  |  |  |  | basis for stating an average percentage influence of ambient temperature | [5 empty] | ENUM_CODE_TYPE(0112/2///61987#ABJ764) |  |  |  |  | DEPENDENT_P_DET |  |  | 0112/2///61987#ABJ764 | 0112/2///61987#ABL009 - relative to calibrated span0112/2///61987#ABL010 - relative to full scale0112/2///61987#ABL011 - relative to measured value0112/2///61987#ABL012 - relative to measuring upper range-limit0112/2///61987#ABL013 - relative to span0112/2///61987#ABI407 - others |  | 0112/2///61987#ABJ593 - Influence of external quantities expressed as a percentage [5]0112/2///61987#ABC276 - Influence of external quantities expressed as a percentage0112/2///61987#ABD890 - Influence of external quantities expressed as a percentage [2]0112/2///61987#ABG313 - Influence of external quantities expressed as a percentage [3]0112/2///61987#ABG314 - Influence of external quantities expressed as a percentage [4]0112/2///61987#ABP034 - Influence of external quantities expressed as a percentage [I/O module] | 0112/2///61987#ABA000 |  |  |  | Standard |  |  |  | SC65E – IEC 61987 | 0112/2///61987#ABI406 - empty_property | C00091 |  | 0112-2---61987#ABB665 | https://cdd.iec.ch/cdd/iec61987/iec61987.nsf/PropertiesAllVersions/0112-2---61987%23ABB665
0112/2///61987#ABB401 | 002 | 01 | 0112/2///61987#ABB401#002 | type of displacement construction |  |  |  |  | classification of a positive displacement flowmeter according to its internal constructional details and device usage | [5 empty] | ENUM_CODE_TYPE(0112/2///61987#ABL440) |  |  |  |  | DEPENDENT_P_DET |  |  | 0112/2///61987#ABL440 | 0112/2///61987#ABM435 - high temperature0112/2///61987#ABM444 - high viscosity0112/2///61987#ABM445 - integral bearing0112/2///61987#ABM446 - low temperature0112/2///61987#ABM447 - normal temperature0112/2///61987#ABM417 - grooved0112/2///61987#ABM449 - standard0112/2///61987#ABI407 - others |  | 0112/2///61987#ABC627 - Structural design of a helix flow transmitter or gauge0112/2///61987#ABC632 - Structural design of a piston flow transmitter or gauge0112/2///61987#ABC640 - Structural design of an (oval) gear flow transmitter or gauge | 0112/2///61987#ABA000 |  |  |  | Standard |  |  |  | SC65E – IEC 61987 | 0112/2///61987#ABI406 - empty_property | C00091 |  | 0112-2---61987#ABB401 | https://cdd.iec.ch/cdd/iec61987/iec61987.nsf/PropertiesAllVersions/0112-2---61987%23ABB401
0112/2///61987#ABU275 | 001 | 03 | 0112/2///61987#ABU275#001 | reference to Analog current output [3] |  |  |  |  | reference to block ABC088 |  | Id specified in IEC61987-12/-13: ABC718 |  |  |  | CLASS_REFERENCE_TYPE(0112/2///61987#ABC088) 0112/2///61987#ABC088 - Analog current output [3] |  |  |  |  | DEPENDENT_P_DET | [5 empty] | 0112/2///61987#ABC666 - Type of output [3] | 0112/2///61987#ABA000 |  |  |  | Standard |  |  |  | SC65E – IEC 61987 | 0112/2///61987#ABU273 - output type [3] | C00004 |  | 0112-2---61987#ABU275 | https://cdd.iec.ch/cdd/iec61987/iec61987.nsf/PropertiesAllVersions/0112-2---61987%23ABU275
0112/2///61987#ABC795 | 005 | 01 | 0112/2///61987#ABC795#005 | reference to Component part identifications |  |  |  |  | reference to block ABC165 | [5 empty] | CLASS_REFERENCE_TYPE(0112/2///61987#ABC165) 0112/2///61987#ABC165 - Component part identifications |  |  |  |  | NON_DEPENDENT_P_DET | [5 empty] | 0112/2///61987#ABA005 - Device LOP for flow transmitter0112/2///61987#ABA006 - Device LOP for coriolis mass flow transmitter0112/2///61987#ABA007 - Device LOP for swirl flow transmitter0112/2///61987#ABA008 - Device LOP for electromagnetic flow transmitter0112/2///61987#ABA009 - Device LOP for electromagnetic insertion flow transmitter0112/2///61987#ABA010 - Device LOP for orifice/differential pressure flow transmitter0112/2///61987#ABA013 - Device LOP for (oval) gear flow transmitter/gauge0112/2///61987#ABA014 - Device LOP for piston flow transmitter/gauge0112/2///61987#ABA016 - Device LOP for thermal mass flow transmitter0112/2///61987#ABA018 - Device LOP for turbine/propeller/Woltmann flow transmitter/gauge0112/2///61987#ABA019 - Device LOP for ultrasonic flow transmitter0112/2///61987#ABA020 - Device LOP for variable area flow transmitter/gauge0112/2///61987#ABA022 - Device LOP for vortex flow transmitter0112/2///61987#ABA023 - Device LOP for positive displacement flow transmitter/gauge0112/2///61987#ABA024 - Device LOP for helix flow transmitter/gauge0112/2///61987#ABA025 - Device LOP for remote/separate transmitter0112/2///61987#ABA029 - Device LOP for absolute/gauge pressure transmitter0112/2///61987#ABA031 - Device LOP for differential pressure transmitter0112/2///61987#ABA032 - Device LOP for absolute/gauge pressure gauge0112/2///61987#ABA034 - Device LOP for differential pressure gauge0112/2///61987#ABA035 - Device LOP for remote seal0112/2///61987#ABE321 - Device LOP for positioner0112/2///61987#ABE630 - Device LOP for limit switch0112/2///61987#ABE631 - Device LOP for solenoid valve0112/2///61987#ABE634 - Device LOP for I/P converter0112/2///61987#ABE728 - Device LOP for magnetic level gauge0112/2///61987#ABE729 - Device LOP for sight level gauge0112/2///61987#ABE730 - Device LOP for rotary paddle switch0112/2///61987#ABE732 - Device LOP for vibrating level switch0112/2///61987#ABE733 - Device LOP for optical level switch0112/2///61987#ABE735 - Device LOP for level transmitter0112/2///61987#ABE736 - Device LOP for displacer level transmitter/switch0112/2///61987#ABE737 - Device LOP for capacitance level transmitter/switch0112/2///61987#ABE738 - Device LOP for conductance level transmitter/switch0112/2///61987#ABE739 - Device LOP for float level transmitter/switch0112/2///61987#ABE740 - Device LOP for hydrostatic pressure level transmitter0112/2///61987#ABE741 - Device LOP for plumb bob level transmitter0112/2///61987#ABE742 - Device LOP for free-space radar level transmitter0112/2///61987#ABE743 - Device LOP for guided-wave radar level transmitter/switch0112/2///61987#ABE744 - Device LOP for ultrasonic level transmitter0112/2///61987#ABE745 - Device LOP for ultrasonic level switch0112/2///61987#ABE746 - Device LOP for nuclear level transmitter/switch0112/2///61987#ABE747 - Device LOP for laser level transmitter0112/2///61987#ABE748 - Device LOP for servo level transmitter0112/2///61987#ABE749 - Device LOP for microwave level switch0112/2///61987#ABE750 - Device LOP for sight level indicator0112/2///61987#ABE755 - Device LOP for level switch0112/2///61987#ABE756 - Device LOP for separate level transmitter/switching unit0112/2///61987#ABE759 - Device LOP for temperature gauge0112/2///61987#ABE760 - Device LOP for contact temperature transmitter0112/2///61987#ABE761 - Device LOP for radiation thermometer0112/2///61987#ABE762 - Device LOP for temperature connection head0112/2///61987#ABE763 - Device LOP for insert/element0112/2///61987#ABE764 - Device LOP for separate temperature transmitter0112/2///61987#ABE765 - Device LOP for thermowell0112/2///61987#ABE766 - Device LOP for thermowell extension0112/2///61987#ABE767 - Device LOP for temperature transmitter0112/2///61987#ABF858 - Device LOP for buoyancy density transmitter0112/2///61987#ABF859 - Device LOP for refractive index density transmitter0112/2///61987#ABF860 - Device LOP for vibrating tube density transmitter0112/2///61987#ABF861 - Device LOP for radiometric density transmitter0112/2///61987#ABF862 - Device LOP for vibrating fork/rod density transmitter0112/2///61987#ABF863 - Device LOP for ultrasonic density transmitter0112/2///61987#ABF864 - Device LOP for microwave density transmitter0112/2///61987#ABF865 - Device LOP for density transmitter0112/2///61987#ABF866 - Device LOP for separate density transmitter0112/2///61987#ABV520 - Device LOP for position transmitter0112/2///61987#ABE731 - Device LOP for thermal level switch0112/2///61987#ABE310 - Device LOP for valve body assembly0112/2///61987#ABE311 - Device LOP for globe valve0112/2///61987#ABE312 - Device LOP for gate valve0112/2///61987#ABE313 - Device LOP for diaphragm/pinch valve0112/2///61987#ABE314 - Device LOP for butterfly valve0112/2///61987#ABE315 - Device LOP for eccentric plug valve0112/2///61987#ABE316 - Device LOP for plug valve0112/2///61987#ABE317 - Device LOP for ball valve0112/2///61987#ABE318 - Device LOP for pressure reducing regulator or back pressure/excess pressure regulator0112/2///61987#ABE319 - Device LOP for pneumatic linear actuator0112/2///61987#ABE320 - Device LOP for pneumatic rotary actuator0112/2///61987#ABE632 - Device LOP for filter regulator0112/2///61987#ABE633 - Device LOP for restriction orifice/diffuser0112/2///61987#ABE751 - Device LOP for stilling well0112/2///61987#ABE752 - Device LOP for window0112/2///61987#ABE753 - Device LOP for bypass/measuring chamber0112/2///61987#ABA037 - Device LOP for pressure measurement manifold0112/2///61987#ABP026 - Device LOP for I/O modules | 0112/2///61987#ABA000 |  |  |  | Standard |  |  |  | SC65E – IEC 61987 | - | C00004 |  | 0112-2---61987#ABC795 | https://cdd.iec.ch/cdd/iec61987/iec61987.nsf/PropertiesAllVersions/0112-2---61987%23ABC795
0112/2///61987#ABA526 | 001 | 02 | 0112/2///61987#ABA526#001 | function of trimmer |  |  |  |  | purpose for which a trimmer is provided | [5 empty] | STRING_TYPE |  |  |  |  | NON_DEPENDENT_P_DET | [5 empty] | 0112/2///61987#ABC050 - Trimmer | 0112/2///61987#ABA000 |  |  |  | Standard |  |  |  | SC65E – IEC 61987 | - | C00004 |  | 0112-2---61987#ABA526 | https://cdd.iec.ch/cdd/iec61987/iec61987.nsf/PropertiesAllVersions/0112-2---61987%23ABA526
0112/2///61987#ABU447 | 001 | 03 | 0112/2///61987#ABU447#001 | reference to Assigned temperature range |  |  |  |  | reference to block ABC116 |  | Id specified in IEC61987-12/-13: ABC746 |  |  |  | CLASS_REFERENCE_TYPE(0112/2///61987#ABC116) 0112/2///61987#ABC116 - Assigned temperature range |  |  |  |  | DEPENDENT_P_DET | [5 empty] | 0112/2///61987#ABC120 - Assigned variable [3] | 0112/2///61987#ABA000 |  |  |  | Standard |  |  |  | SC65E – IEC 61987 | 0112/2///61987#ABU429 - assigned variable type [3] | C00004 |  | 0112-2---61987#ABU447 | https://cdd.iec.ch/cdd/iec61987/iec61987.nsf/PropertiesAllVersions/0112-2---61987%23ABU447
0112/2///61987#ABB531 | 002 | 01 | 0112/2///61987#ABB531#002 | design code of a flow nozzle |  |  |  |  | construction standard used for the engineering and fabrication of a flow nozzle | [5 empty] | ENUM_CODE_TYPE(0112/2///61987#ABJ775) |  |  |  |  | DEPENDENT_P_DET |  |  | 0112/2///61987#ABJ775 | 0112/2///61987#ABL141 - ANSI0112/2///61987#ABL142 - AGA0112/2///61987#ABL143 - ISO 51670112/2///61987#ABI407 - others |  | 0112/2///61987#ABC244 - Flow nozzle | 0112/2///61987#ABA000 |  |  |  | Standard |  |  |  | SC65E – IEC 61987 | 0112/2///61987#ABI406 - empty_property | C00091 |  | 0112-2---61987#ABB531 | https://cdd.iec.ch/cdd/iec61987/iec61987.nsf/PropertiesAllVersions/0112-2---61987%23ABB531
0112/2///61987#ABA209 | 002 | 01 | 0112/2///61987#ABA209#002 | style of drag pointer reset |  |  |  |  | classification of a min/max indicator reset facility according to its location | [5 empty] | ENUM_CODE_TYPE(0112/2///61987#ABL320) |  |  |  |  | DEPENDENT_P_DET |  |  | 0112/2///61987#ABL320 | 0112/2///61987#ABM022 - button0112/2///61987#ABM023 - knob0112/2///61987#ABL240 - screw0112/2///61987#ABI407 - others |  | 0112/2///61987#ABC446 - Drag pointer | 0112/2///61987#ABA000 |  |  |  | Standard |  |  |  | SC65E – IEC 61987 | 0112/2///61987#ABI406 - empty_property | C00091 |  | 0112-2---61987#ABA209 | https://cdd.iec.ch/cdd/iec61987/iec61987.nsf/PropertiesAllVersions/0112-2---61987%23ABA209
0112/2///61987#ABB327 | 002 | 02 | 0112/2///61987#ABB327#002 | minimum actual volume flow rate |  |  |  |  | lowest actual flow rate for which a device is or should be designed to operate within its specified limits |  |  | m³/h |  |  | REAL_MEASURE_TYPE |  |  |  |  | NON_DEPENDENT_P_DET | [5 empty] | 0112/2///61987#ABC455 - Normal process design conditions [2]0112/2///61987#ABD948 - Normal process design conditions [3] | 0112/2///61987#ABA000 | 0112/2///62720#UAA763 - metre cubed per hour |  | 0112/2///61987#ABT504 - Volume flow rate | Standard |  |  |  | SC65E – IEC 61987 | - | C00004 |  | 0112-2---61987#ABB327 | https://cdd.iec.ch/cdd/iec61987/iec61987.nsf/PropertiesAllVersions/0112-2---61987%23ABB327
0112/2///61987#ABU383 | 001 | 02 | 0112/2///61987#ABU383#001 | reference to Type of performance variable [5] |  |  |  |  | reference to block ABC675 |  | Id specified in IEC61987-12/-13: ABD318 |  |  |  | CLASS_REFERENCE_TYPE(0112/2///61987#ABC675) 0112/2///61987#ABC675 - Type of performance variable [5] |  |  |  |  | NON_DEPENDENT_P_DET | [5 empty] | 0112/2///61987#ABC507 - Performance variable [5] | 0112/2///61987#ABA000 |  |  |  | Standard |  |  |  | SC65E – IEC 61987 | - | C00004 |  | 0112-2---61987#ABU383 | https://cdd.iec.ch/cdd/iec61987/iec61987.nsf/PropertiesAllVersions/0112-2---61987%23ABU383
0112/2///61987#ABE523 | 002 | 01 | 0112/2///61987#ABE523#002 | quantity of sensors |  |  |  |  | number of sensors used to perform the function of a device | [5 empty] | INT_TYPE |  |  |  |  | NON_DEPENDENT_P_DET | [5 empty] | 0112/2///61987#ABE601 - Structural design of a limit switch0112/2///61987#ABF520 - Ultrasonic probe | 0112/2///61987#ABA000 |  |  |  | Standard |  | IEC 61987 | IEC | SC65E | - | C00016 |  | 0112-2---61987#ABE523 | https://cdd.iec.ch/cdd/iec61987/iec61987.nsf/PropertiesAllVersions/0112-2---61987%23ABE523
0112/2///61987#ABA949 | 004 | 01 | 0112/2///61987#ABA949#004 | Reynolds number |  |  |  |  | characteristic number derived from the quotient of inertial forces and viscous forces of a fluid |  |  | 1 |  |  | REAL_MEASURE_TYPE |  |  |  |  | NON_DEPENDENT_P_DET | [5 empty] | 0112/2///61987#ABC103 - Aqueous phase0112/2///61987#ABC447 - Non-aqueous liquid phase0112/2///61987#ABC654 - Total fluid [flow]0112/2///61987#ABC680 - Gas/vapor phase [flow]0112/2///61987#ABD816 - Calculation results of control devices0112/2///61987#ABE658 - Calculation results of flow modification accessory0112/2///61987#ABG455 - Total fluid [temperature]0112/2///61987#ABG456 - Total fluid [density]0112/2///61987#ABG460 - Aqueous phase [density]0112/2///61987#ABG462 - Non-aqueous liquid phase [density]0112/2///61987#ABG464 - Gas/vapor phase [density] | 0112/2///61987#ABA000 | 0112/2///62720#UAA915 - quantity of dimension one |  |  | Standard |  |  |  | SC65E – IEC 61987 | - | C00019 |  | 0112-2---61987#ABA949 | https://cdd.iec.ch/cdd/iec61987/iec61987.nsf/PropertiesAllVersions/0112-2---61987%23ABA949
0112/2///61987#ABA394 | 004 | 01 | 0112/2///61987#ABA394#004 | minimum core cross-section |  |  |  |  | smallest core cross-section expressed as an area that can be accommodated by a terminal |  |  | mm² |  |  | REAL_MEASURE_TYPE |  |  |  |  | NON_DEPENDENT_P_DET | [5 empty] | 0112/2///61987#ABC171 - Connection compartment0112/2///61987#ABC220 - Electrical terminal | 0112/2///61987#ABA000 | 0112/2///62720#UAA871 - millimetre squared |  | 0112/2///61987#ABT578 - Area small | Standard |  |  |  | SC65E – IEC 61987 | - | C00004 |  | 0112-2---61987#ABA394 | https://cdd.iec.ch/cdd/iec61987/iec61987.nsf/PropertiesAllVersions/0112-2---61987%23ABA394
0112/2///61987#ABA194 | 005 | 01 | 0112/2///61987#ABA194#005 | type of dial indicator |  |  |  |  | classification of a dial indicator according to the method of indication | [5 empty] | ENUM_CODE_TYPE(0112/2///61987#ABL361) |  |  |  |  | DEPENDENT_P_DET |  |  | 0112/2///61987#ABL361 | 0112/2///61987#ABM164 - dial and pointer0112/2///61987#ABM165 - dial and pointer with electrical contact0112/2///61987#ABI407 - others |  | 0112/2///61987#ABC195 - Dial indicator0112/2///61987#ABD480 - Dial indicator [2]0112/2///61987#ABD848 - Dial indicator [3] | 0112/2///61987#ABA000 |  |  |  | Standard |  |  |  | SC65E – IEC 61987 | 0112/2///61987#ABI406 - empty_property | C00091 |  | 0112-2---61987#ABA194 | https://cdd.iec.ch/cdd/iec61987/iec61987.nsf/PropertiesAllVersions/0112-2---61987%23ABA194
0112/2///61987#ABN671 | 001 | 02 | 0112/2///61987#ABN671#001 | 1X phase |  |  |  |  | phase of the 1X relative shaft vibration related to a reference point of time | The reference point of time for the phase is defined by a so called phase reference sensor. |  | ° |  |  | REAL_MEASURE_TYPE |  |  |  |  | NON_DEPENDENT_P_DET | [5 empty] | 0112/2///61987#ABN694 - Specific machine vibration measurement variables | 0112/2///61987#ABA000 | 0112/2///62720#UAA024 - degree |  | 0112/2///61987#ABT580 - Angle | Standard |  | IEC 61987 | IEC | IEC SC65E | - | C00112 |  | 0112-2---61987#ABN671 | https://cdd.iec.ch/cdd/iec61987/iec61987.nsf/PropertiesAllVersions/0112-2---61987%23ABN671
0112/2///61987#ABF893 | 001 | 01 | 0112/2///61987#ABF893#001 | reference to Device LOP for level switch |  |  |  |  | reference to block ABE755 | [5 empty] | CLASS_REFERENCE_TYPE(0112/2///61987#ABE755) 0112/2///61987#ABE755 - Device LOP for level switch |  |  |  |  | NON_DEPENDENT_P_DET | [5 empty] | 0112/2///61987#ABE754 - Level switch (generic) | 0112/2///61987#ABA000 |  |  |  | Standard |  | IEC 61987 | IEC | SC65E | - | C00018 | 001-01 (2018-03-28 07:27:10 by BATCH 00000762) standard | 0112-2---61987#ABF893 | https://cdd.iec.ch/cdd/iec61987/iec61987.nsf/PropertiesAllVersions/0112-2---61987%23ABF893
0112/2///61987#ABD134 | 001 | 05 | 0112/2///61987#ABD134#001 | reference to Performance variable [2] |  |  |  |  | reference to block ABC504 | [5 empty] | CLASS_REFERENCE_TYPE(0112/2///61987#ABC504) 0112/2///61987#ABC504 - Performance variable [2] |  |  |  |  | DEPENDENT_P_DET | [5 empty] | 0112/2///61987#ABC492 - Performance [2] | 0112/2///61987#ABA000 |  |  |  | Standard |  | IEC 61987 | IEC | IEC SC65E | 0112/2///61987#ABB636 - number of performance variables | C00112 |  | 0112-2---61987#ABD134 | https://cdd.iec.ch/cdd/iec61987/iec61987.nsf/PropertiesAllVersions/0112-2---61987%23ABD134
0112/2///61987#ABE980 | 001 | 01 | 0112/2///61987#ABE980#001 | average influence of process temperature on degree of filling |  |  |  |  | change in output of a degree of filling measuring device caused by a change in process temperature with respect to reference conditions, expressed as the average error across the specified process temperature range |  |  | %/K |  |  | REAL_MEASURE_TYPE |  |  |  |  | NON_DEPENDENT_P_DET | [5 empty] | 0112/2///61987#ABE977 - Influence of external quantities expressed for degree of filling | 0112/2///61987#ABA000 | 0112/2///62720#UAA008 - percent per kelvin |  | 0112/2///61987#ABT527 - Percentage per temperature | Standard |  | IEC 61987 | IEC | SC65E | - | C00018 | 001-01 (2018-03-28 07:27:03 by BATCH 00000762) standard | 0112-2---61987#ABE980 | https://cdd.iec.ch/cdd/iec61987/iec61987.nsf/PropertiesAllVersions/0112-2---61987%23ABE980
0112/2///61987#ABI534 | 001 | 01 | 0112/2///61987#ABI534#001 | part of the device or assembly |  |  |  |  | device or assembly of which the device is a part | [5 empty] | STRING_TYPE |  |  |  |  | NON_DEPENDENT_P_DET | [5 empty] | 0112/2///61987#ABI473 - Spare part0112/2///61987#ABI479 - Regular maintenance/service0112/2///61987#ABI482 - Regular inspection0112/2///61987#ABI484 - Event triggered inspection0112/2///61987#ABI485 - Event triggered maintenance/service | 0112/2///61987#ABA000 |  |  |  | Standard |  |  |  | SC65E – IEC 61987 | - | C00018 | 001-01 (2019-03-08 15:35:32 by BATCH 00000766) standard | 0112-2---61987#ABI534 | https://cdd.iec.ch/cdd/iec61987/iec61987.nsf/PropertiesAllVersions/0112-2---61987%23ABI534
0112/2///61987#ABG938 | 001 | 01 | 0112/2///61987#ABG938#001 | reference to Mechanical and electrical construction [vibrating level switch] |  |  |  |  | reference to block ABG378 | [5 empty] | CLASS_REFERENCE_TYPE(0112/2///61987#ABG378) 0112/2///61987#ABG378 - Mechanical and electrical construction [vibrating level switch] |  |  |  |  | NON_DEPENDENT_P_DET | [5 empty] | 0112/2///61987#ABE732 - Device LOP for vibrating level switch | 0112/2///61987#ABA000 |  |  |  | Standard |  | IEC 61987 | IEC | SC65E | - | C00018 | 001-01 (2018-03-28 07:27:12 by BATCH 00000762) standard | 0112-2---61987#ABG938 | https://cdd.iec.ch/cdd/iec61987/iec61987.nsf/PropertiesAllVersions/0112-2---61987%23ABG938
0112/2///61987#ABD229 | 001 | 02 | 0112/2///61987#ABD229#001 | reference to Structural design [flow transmitter] |  |  |  |  | reference to block ABC603 | [5 empty] | CLASS_REFERENCE_TYPE(0112/2///61987#ABC603) 0112/2///61987#ABC603 - Structural design [flow transmitter] |  |  |  |  | NON_DEPENDENT_P_DET | [5 empty] | 0112/2///61987#ABC422 - Mechanical and electrical construction [flow transmitter] | 0112/2///61987#ABA000 |  |  |  | Standard |  |  |  | SC65E – IEC 61987 | - | C00004 |  | 0112-2---61987#ABD229 | https://cdd.iec.ch/cdd/iec61987/iec61987.nsf/PropertiesAllVersions/0112-2---61987%23ABD229
0112/2///61987#ABD626 | 002 | 01 | 0112/2///61987#ABD626#002 | maximum breakaway force |  |  |  |  | highest permissible force needed to overcome static friction when a linear valve is to be moved |  |  | N |  |  | REAL_MEASURE_TYPE |  |  |  |  | NON_DEPENDENT_P_DET | [5 empty] | 0112/2///61987#ABD844 - Design conditions for valve body assembly | 0112/2///61987#ABA000 | 0112/2///62720#UAA235 - newton |  | 0112/2///61987#ABT562 - Force | Standard |  |  |  |  | - | C00004 |  | 0112-2---61987#ABD626 | https://cdd.iec.ch/cdd/iec61987/iec61987.nsf/PropertiesAllVersions/0112-2---61987%23ABD626
0112/2///61987#ABH232 | 002 | 01 | 0112/2///61987#ABH232#002 | distance ratio of a radiation thermometer |  |  |  |  | ratio of the measuring distance to the field of view when the target is in focus |  |  | 1 |  |  | REAL_MEASURE_TYPE |  |  | IEC/TS 62492 MOD |  | NON_DEPENDENT_P_DET | [5 empty] | 0112/2///61987#ABF254 - Objective0112/2///61987#ABH258 - Radiation thermometer parameters | 0112/2///61987#ABA000 | 0112/2///62720#UAA915 - quantity of dimension one |  |  | Standard |  | IEC 61987 | IEC | IEC/SC 65E | - | C00112 |  | 0112-2---61987#ABH232 | https://cdd.iec.ch/cdd/iec61987/iec61987.nsf/PropertiesAllVersions/0112-2---61987%23ABH232
0112/2///61987#ABB676 | 001 | 03 | 0112/2///61987#ABB676#001 | number of process temperature influences at selected test points |  |  |  |  | @number of process temperature influences at selected test points |  | cardinality property |  |  |  | INT_TYPE |  |  |  |  | CONDITION_DET | [5 empty] | 0112/2///61987#ABC277 - Influence of external quantities expressed as a percentage for pressure0112/2///61987#ABJ593 - Influence of external quantities expressed as a percentage [5]0112/2///61987#ABC276 - Influence of external quantities expressed as a percentage0112/2///61987#ABG313 - Influence of external quantities expressed as a percentage [3]0112/2///61987#ABG314 - Influence of external quantities expressed as a percentage [4] | 0112/2///61987#ABA000 |  |  |  | Standard |  |  |  | SC65E – IEC 61987 | - | C00004 |  | 0112-2---61987#ABB676 | https://cdd.iec.ch/cdd/iec61987/iec61987.nsf/PropertiesAllVersions/0112-2---61987%23ABB676
0112/2///61987#ABA133 | 005 | 01 | 0112/2///61987#ABA133#005 | burst pressure of device |  |  |  |  | maximum gauge pressure that does not cause any rupture of the device |  |  | bar |  |  | REAL_MEASURE_TYPE |  |  |  |  | NON_DEPENDENT_P_DET | [5 empty] | 0112/2///61987#ABC533 - Pressure-temperature design ratings0112/2///61987#ABD986 - Pressure-temperature design ratings [2] | 0112/2///61987#ABA000 | 0112/2///62720#UAA323 - bar |  | 0112/2///61987#ABT524 - Pressure | Standard |  |  |  | SC65E – IEC 61987 | - | C00004 |  | 0112-2---61987#ABA133 | https://cdd.iec.ch/cdd/iec61987/iec61987.nsf/PropertiesAllVersions/0112-2---61987%23ABA133
0112/2///61987#ABF170 | 001 | 01 | 0112/2///61987#ABF170#001 | material of ultrasonic probe |  |  |  |  | material of which the sonic probe is made | [5 empty] | STRING_TYPE |  |  |  |  | NON_DEPENDENT_P_DET | [5 empty] | 0112/2///61987#ABF168 - Sonic probe | 0112/2///61987#ABA000 |  |  |  | Standard |  | IEC 61987 | IEC | SC65E | - | C00018 | 001-01 (2018-03-28 07:27:04 by BATCH 00000762) standard | 0112-2---61987#ABF170 | https://cdd.iec.ch/cdd/iec61987/iec61987.nsf/PropertiesAllVersions/0112-2---61987%23ABF170
0112/2///61987#ABF551 | 001 | 01 | 0112/2///61987#ABF551#001 | impact resistance of window |  |  |  |  | highest impact energy which may be applied to a window for which it is or must be designed to operate within its specified limits |  |  | J |  |  | REAL_MEASURE_TYPE |  |  |  |  | NON_DEPENDENT_P_DET | [5 empty] | 0112/2///61987#ABF542 - Laser probe | 0112/2///61987#ABA000 | 0112/2///62720#UAA172 - joule |  | 0112/2///61987#ABT563 - Energy | Standard |  | IEC 61987 | IEC | SC65E | - | C00018 | 001-01 (2018-03-28 07:27:07 by BATCH 00000762) standard | 0112-2---61987#ABF551 | https://cdd.iec.ch/cdd/iec61987/iec61987.nsf/PropertiesAllVersions/0112-2---61987%23ABF551
0112/2///61987#ABH387 | 006 | 01 | 0112/2///61987#ABH387#006 | type of overvoltage protection |  |  |  |  | classification of an overvoltage protection according to its location | [5 empty] | ENUM_CODE_TYPE(0112/2///61987#ABJ782) |  |  |  |  | DEPENDENT_P_DET |  |  | 0112/2///61987#ABJ782 | 0112/2///61987#ABL173 - internal0112/2///61987#ABL174 - external0112/2///61987#ABI407 - others |  | 0112/2///61987#ABC218 - Electrical power input circuit | 0112/2///61987#ABA000 |  |  |  | Standard |  |  |  | SC65E – IEC 61987 | 0112/2///61987#ABI406 - empty_property | C00091 |  | 0112-2---61987#ABH387 | https://cdd.iec.ch/cdd/iec61987/iec61987.nsf/PropertiesAllVersions/0112-2---61987%23ABH387
0112/2///61987#ABB031 | 003 | 01 | 0112/2///61987#ABB031#003 | type of remote seal |  |  |  |  | classification of a remote seal according to its design | [5 empty] | ENUM_CODE_TYPE(0112/2///61987#ABL363) |  |  |  |  | DEPENDENT_P_DET |  |  | 0112/2///61987#ABL363 | 0112/2///61987#ABM172 - diaphragm remote seal0112/2///61987#ABM173 - capsule/probe remote seal0112/2///61987#ABM174 - inline remote seal0112/2///61987#ABI407 - others |  | 0112/2///61987#ABC630 - Structural design of a remote seal [1]0112/2///61987#ABC631 - Structural design of a remote seal [2] | 0112/2///61987#ABA000 |  |  |  | Standard |  |  |  | SC65E – IEC 61987 | 0112/2///61987#ABI406 - empty_property | C00091 |  | 0112-2---61987#ABB031 | https://cdd.iec.ch/cdd/iec61987/iec61987.nsf/PropertiesAllVersions/0112-2---61987%23ABB031
0112/2///61987#ABU359 | 001 | 04 | 0112/2///61987#ABU359#001 | reference to Binary transistor/triac output |  |  |  |  | reference to block ABC141 |  | Id specified in IEC61987-12/-13: ABC771 |  |  |  | CLASS_REFERENCE_TYPE(0112/2///61987#ABC141) 0112/2///61987#ABC141 - Binary transistor/triac output |  |  |  |  | DEPENDENT_P_DET | [5 empty] | 0112/2///61987#ABC668 - Type of output [5] | 0112/2///61987#ABA000 |  |  |  | Standard |  | IEC 61987 | IEC | IEC/SC 65E | 0112/2///61987#ABU346 - output type [5] | C00128 |  | 0112-2---61987#ABU359 | https://cdd.iec.ch/cdd/iec61987/iec61987.nsf/PropertiesAllVersions/0112-2---61987%23ABU359
0112/2///61987#ABF498 | 001 | 01 | 0112/2///61987#ABF498#001 | number of resistance parameter setting/sensor matching parameters |  |  |  |  | @number of resistance parameter setting/sensor matching parameters |  | Cardinality property |  |  |  | INT_TYPE |  |  |  |  | CONDITION_DET | [5 empty] | 0112/2///61987#ABF398 - RTD/resistance measurement0112/2///61987#ABF418 - RTD | 0112/2///61987#ABA000 |  |  |  | Standard |  | IEC 61987 | IEC | SC65E | - | C00019 | 001-01 (2018-03-28 07:27:07 by BATCH 00000762) standard | 0112-2---61987#ABF498 | https://cdd.iec.ch/cdd/iec61987/iec61987.nsf/PropertiesAllVersions/0112-2---61987%23ABF498
0112/2///61987#ABE842 | 001 | 01 | 0112/2///61987#ABE842#001 | number of accuracies for a subrange of volume |  |  |  |  | @number of accuracies for a subrange of volume |  | Cardinality property |  |  |  | INT_TYPE |  |  |  |  | CONDITION_DET | [5 empty] | 0112/2///61987#ABE836 - Absolute performance for volume | 0112/2///61987#ABA000 |  |  |  | Standard |  | IEC 61987 | IEC | SC65E | - | C00018 | 001-01 (2018-03-28 07:27:02 by BATCH 00000762) standard | 0112-2---61987#ABE842 | https://cdd.iec.ch/cdd/iec61987/iec61987.nsf/PropertiesAllVersions/0112-2---61987%23ABE842
0112/2///61987#ABE958 | 001 | 01 | 0112/2///61987#ABE958#001 | maximum influence of ambient temperature on ullage |  |  |  |  | change in output of an ullage measuring device caused by a change in ambient temperature with respect to reference conditions, expressed as the maximum error across the specified ambient temperature range |  |  | m/K |  |  | REAL_MEASURE_TYPE |  |  |  |  | NON_DEPENDENT_P_DET | [5 empty] | 0112/2///61987#ABE956 - Influence of external quantities expressed for ullage | 0112/2///61987#ABA000 | 0112/2///62720#UAA728 - metre per kelvin |  | 0112/2///61987#ABT549 - Length per temperature | Standard |  | IEC 61987 | IEC | SC65E | - | C00018 | 001-01 (2018-03-28 07:27:03 by BATCH 00000762) standard | 0112-2---61987#ABE958 | https://cdd.iec.ch/cdd/iec61987/iec61987.nsf/PropertiesAllVersions/0112-2---61987%23ABE958
0112/2///61987#ABH742 | 001 | 02 | 0112/2///61987#ABH742#001 | reference to Calibration point of normalized volume flow |  |  |  |  | reference to block ABH630 | [5 empty] | CLASS_REFERENCE_TYPE(0112/2///61987#ABH630) 0112/2///61987#ABH630 - Calibration point of normalized volume flow |  |  |  |  | DEPENDENT_P_DET | [5 empty] | 0112/2///61987#ABH612 - Calibration of normalized volume flow | 0112/2///61987#ABA000 |  |  |  | Standard |  | IEC 61987 | IEC | IEC SC65E | 0112/2///61987#ABH594 - number of calibration points | C00112 |  | 0112-2---61987#ABH742 | https://cdd.iec.ch/cdd/iec61987/iec61987.nsf/PropertiesAllVersions/0112-2---61987%23ABH742
0112/2///61987#ABN607 | 002 | 01 | 0112/2///61987#ABN607#002 | setpoint of positioner |  |  |  | Setpoint | set point for a valve position |  | also used by Process Automation - Device Information Model (PA-DIM) | % |  |  | REAL_MEASURE_TYPE |  |  |  |  | NON_DEPENDENT_P_DET | [5 empty] | 0112/2///61987#ABN697 - Specific setpoint variables | 0112/2///61987#ABA000 | 0112/2///62720#UAA000 - percent |  | 0112/2///61987#ABT533 - Percentage | Standard |  | IEC 61987 | IEC | IEC/SC 65E | - | C00112 |  | 0112-2---61987#ABN607 | https://cdd.iec.ch/cdd/iec61987/iec61987.nsf/PropertiesAllVersions/0112-2---61987%23ABN607
0112/2///61987#ABB883 | 002 | 01 | 0112/2///61987#ABB883#002 | negative tolerance on rated voltage |  |  |  |  | difference between the minimum voltage and the rated voltage, expressed as percentage of rated voltage |  |  | % |  |  | REAL_MEASURE_TYPE |  |  |  |  | NON_DEPENDENT_P_DET | [5 empty] | 0112/2///61987#ABC066 - AC rating for external power0112/2///61987#ABC179 - DC rating for external power0112/2///61987#ABC213 - Electrical data for passive behaviour | 0112/2///61987#ABA000 | 0112/2///62720#UAA000 - percent |  | 0112/2///61987#ABT533 - Percentage | Standard |  |  |  | SC65E – IEC 61987 | - | C00004 |  | 0112-2---61987#ABB883 | https://cdd.iec.ch/cdd/iec61987/iec61987.nsf/PropertiesAllVersions/0112-2---61987%23ABB883
0112/2///61987#ABB581 | 002 | 01 | 0112/2///61987#ABB581#002 | type of display |  |  |  |  | classification of a device display according to the means of transmission of the indicated variable | [5 empty] | ENUM_CODE_TYPE(0112/2///61987#ABJ786) |  |  |  |  | DEPENDENT_P_DET |  |  | 0112/2///61987#ABJ786 | 0112/2///61987#ABL189 - mechanical0112/2///61987#ABL190 - electronic0112/2///61987#ABI407 - others |  | 0112/2///61987#ABC205 - Display | 0112/2///61987#ABA000 |  |  |  | Standard |  |  |  | SC65E – IEC 61987 | 0112/2///61987#ABI406 - empty_property | C00091 |  | 0112-2---61987#ABB581 | https://cdd.iec.ch/cdd/iec61987/iec61987.nsf/PropertiesAllVersions/0112-2---61987%23ABB581
0112/2///61987#ABD675 | 002 | 01 | 0112/2///61987#ABD675#002 | number of seats |  |  |  |  | @number of seats |  | cardinality property |  |  |  | INT_TYPE |  |  |  |  | CONDITION_DET | [5 empty] | 0112/2///61987#ABD812 - Body of valve [2]0112/2///61987#ABD813 - Body of valve [3]0112/2///61987#ABD814 - Body of valve [1]0112/2///61987#ABE605 - Body of solenoid valve | 0112/2///61987#ABA000 |  |  |  | Standard |  |  |  |  | - | C00004 |  | 0112-2---61987#ABD675 | https://cdd.iec.ch/cdd/iec61987/iec61987.nsf/PropertiesAllVersions/0112-2---61987%23ABD675
0112/2///61987#ABE797 | 001 | 01 | 0112/2///61987#ABE797#001 | zero point error of concentration |  |  |  |  | absolute error of a device measuring concentration under reference conditions, when the input is at the lower range value |  |  | mg/m³ |  |  | REAL_MEASURE_TYPE |  |  |  |  | NON_DEPENDENT_P_DET | [5 empty] | 0112/2///61987#ABE792 - Absolute performance for concentration | 0112/2///61987#ABA000 | 0112/2///62720#UAA830 - milligram per metre cubed |  | 0112/2///61987#ABT575 - Mass concentration (mass per volume) | Standard |  | IEC 61987 | IEC | SC65E | - | C00018 | 001-01 (2018-03-28 07:27:02 by BATCH 00000762) standard | 0112-2---61987#ABE797 | https://cdd.iec.ch/cdd/iec61987/iec61987.nsf/PropertiesAllVersions/0112-2---61987%23ABE797
0112/2///61987#ABP203 | 001 | 01 | 0112/2///61987#ABP203#001 | type of binary input |  |  |  |  | classification of a binary input according to the type of input voltage | [5 empty] | ENUM_CODE_TYPE(0112/2///61987#ABP308) |  |  |  |  | DEPENDENT_P_DET |  |  | 0112/2///61987#ABP308 | 0112/2///61987#ABL837 - AC0112/2///61987#ABL838 - DC0112/2///61987#ABP324 - no-voltage contact0112/2///61987#ABI407 - others |  | 0112/2///61987#ABP021 - Binary input [I/O module] | 0112/2///61987#ABA000 |  |  |  | Standard |  | IEC 61987 | IEC | IEC/SC 65E | 0112/2///61987#ABI406 - empty_property | C00128 | 001-01 (2023-01-23 14:53:53 by BATCH 00000807) standard | 0112-2---61987#ABP203 | https://cdd.iec.ch/cdd/iec61987/iec61987.nsf/PropertiesAllVersions/0112-2---61987%23ABP203
0112/2///61987#ABB522 | 002 | 01 | 0112/2///61987#ABB522#002 | design code of an orifice assembly |  |  |  |  | construction standard used for the engineering and fabrication of an orifice plate assembly | [5 empty] | ENUM_CODE_TYPE(0112/2///61987#ABJ775) |  |  |  |  | DEPENDENT_P_DET |  |  | 0112/2///61987#ABJ775 | 0112/2///61987#ABL141 - ANSI0112/2///61987#ABL142 - AGA0112/2///61987#ABL143 - ISO 51670112/2///61987#ABI407 - others |  | 0112/2///61987#ABC463 - Orifice assembly | 0112/2///61987#ABA000 |  |  |  | Standard |  |  |  | SC65E – IEC 61987 | 0112/2///61987#ABI406 - empty_property | C00091 |  | 0112-2---61987#ABB522 | https://cdd.iec.ch/cdd/iec61987/iec61987.nsf/PropertiesAllVersions/0112-2---61987%23ABB522
0112/2///61987#ABE986 | 001 | 01 | 0112/2///61987#ABE986#001 | maximum influence of ambient temperature on point level |  |  |  |  | change in output of a point level measuring device caused by a change in ambient temperature with respect to reference conditions, expressed as the maximum error across the specified ambient temperature range |  |  | mm |  |  | REAL_MEASURE_TYPE |  |  |  |  | NON_DEPENDENT_P_DET | [5 empty] | 0112/2///61987#ABE984 - Influence of external quantities expressed for point level | 0112/2///61987#ABA000 | 0112/2///62720#UAA862 - millimetre |  | 0112/2///61987#ABT548 - Length short | Standard |  | IEC 61987 | IEC | SC65E | - | C00018 | 001-01 (2018-03-28 07:27:03 by BATCH 00000762) standard | 0112-2---61987#ABE986 | https://cdd.iec.ch/cdd/iec61987/iec61987.nsf/PropertiesAllVersions/0112-2---61987%23ABE986
0112/2///61987#ABF030 | 001 | 01 | 0112/2///61987#ABF030#001 | designation of float |  |  |  |  | alphanumeric character sequence identifying a float | [5 empty] | STRING_TYPE |  |  |  |  | NON_DEPENDENT_P_DET | [5 empty] | 0112/2///61987#ABF029 - Float | 0112/2///61987#ABA000 |  |  |  | Standard |  | IEC 61987 | IEC | SC65E | - | C00018 | 001-01 (2018-03-28 07:27:03 by BATCH 00000762) standard | 0112-2---61987#ABF030 | https://cdd.iec.ch/cdd/iec61987/iec61987.nsf/PropertiesAllVersions/0112-2---61987%23ABF030
0112/2///61987#ABB209 | 001 | 04 | 0112/2///61987#ABB209#001 | accuracy of pressure measuring instrument |  |  |  |  | quality which characterizes the ability of a pressure measuring instrument to provide an indicated value close to a true value of the measurand under reference conditions | the accuracy is based on a statistical sample of test devices |  | mbar |  |  | REAL_MEASURE_TYPE |  |  | IEV 311-06-08 (modified) |  | NON_DEPENDENT_P_DET | [5 empty] | 0112/2///61987#ABC064 - Absolute performance for pressure0112/2///61987#ABC076 - Accuracy for a subrange of pressure | 0112/2///61987#ABA000 | 0112/2///62720#UAA810 - millibar |  | 0112/2///61987#ABT524 - Pressure | Standard |  |  |  | SC65E – IEC 61987 | - | C00004 |  | 0112-2---61987#ABB209 | https://cdd.iec.ch/cdd/iec61987/iec61987.nsf/PropertiesAllVersions/0112-2---61987%23ABB209
0112/2///61987#ABB867 | 001 | 02 | 0112/2///61987#ABB867#001 | unit of measure for other variable quantity of pulses per unit measure |  |  |  |  | standardized unit of measure for another variable expressed as quantity of pulses per unit measure | [5 empty] | STRING_TYPE |  |  |  |  | NON_DEPENDENT_P_DET | [5 empty] | 0112/2///61987#ABC113 - Assigned other variable pulse value | 0112/2///61987#ABA000 |  |  |  | Standard |  |  |  | SC65E – IEC 61987 | - | C00004 |  | 0112-2---61987#ABB867 | https://cdd.iec.ch/cdd/iec61987/iec61987.nsf/PropertiesAllVersions/0112-2---61987%23ABB867
0112/2///61987#ABB032 | 001 | 04 | 0112/2///61987#ABB032#001 | inside diameter of capillary |  |  |  |  | internal diameter of the capillary measured at the point of maximum restriction |  |  | mm |  |  | REAL_MEASURE_TYPE |  |  |  |  | NON_DEPENDENT_P_DET | [5 empty] | 0112/2///61987#ABC153 - Capillary | 0112/2///61987#ABA000 | 0112/2///62720#UAA862 - millimetre |  | 0112/2///61987#ABT548 - Length short | Standard |  |  |  | SC65E – IEC 61987 | - | C00004 |  | 0112-2---61987#ABB032 | https://cdd.iec.ch/cdd/iec61987/iec61987.nsf/PropertiesAllVersions/0112-2---61987%23ABB032
0112/2///61987#ABB017 | 006 | 01 | 0112/2///61987#ABB017#006 | fault tolerance |  |  |  |  | number of given internal faults that a device can withstand and still perform the required function | [5 empty] | STRING_TYPE |  |  |  |  | NON_DEPENDENT_P_DET | [5 empty] | 0112/2///61987#ABD877 - Functional safety and reliability [2]0112/2///61987#ABC257 - Functional safety and reliability | 0112/2///61987#ABA000 |  |  |  | Standard |  |  |  | SC65E – IEC 61987 | - | C00004 |  | 0112-2---61987#ABB017 | https://cdd.iec.ch/cdd/iec61987/iec61987.nsf/PropertiesAllVersions/0112-2---61987%23ABB017
0112/2///61987#ABF814 | 001 | 01 | 0112/2///61987#ABF814#001 | reference to Material of detector casing |  |  |  |  | reference to block ABF460 | [5 empty] | CLASS_REFERENCE_TYPE(0112/2///61987#ABF460) 0112/2///61987#ABF460 - Material of detector casing |  |  |  |  | NON_DEPENDENT_P_DET | [5 empty] | 0112/2///61987#ABF467 - Detector | 0112/2///61987#ABA000 |  |  |  | Standard |  | IEC 61987 | IEC | SC65E | - | C00018 | 001-01 (2018-03-28 07:27:09 by BATCH 00000762) standard | 0112-2---61987#ABF814 | https://cdd.iec.ch/cdd/iec61987/iec61987.nsf/PropertiesAllVersions/0112-2---61987%23ABF814
0112/2///61987#ABH604 | 001 | 01 | 0112/2///61987#ABH604#001 | replacement value |  |  |  |  | value to which an output is forced | [5 empty] | REAL_TYPE |  |  |  |  | NON_DEPENDENT_P_DET | [5 empty] | 0112/2///61987#ABH596 - Replacement of values | 0112/2///61987#ABA000 |  |  |  | Standard |  | IEC 61987 |  | SC65E – IEC 61987 | - | C00019 | 001-01 (2019-03-08 15:35:29 by BATCH 00000766) standard | 0112-2---61987#ABH604 | https://cdd.iec.ch/cdd/iec61987/iec61987.nsf/PropertiesAllVersions/0112-2---61987%23ABH604
0112/2///61987#ABB772 | 001 | 04 | 0112/2///61987#ABB772#001 | non-repeatability of temperature |  |  |  |  | for a device, absolute degree of deviation between the results of successive measurements of temperature, carried out under the same conditions of measurement |  |  | °C |  |  | REAL_MEASURE_TYPE |  |  | IEV 311-06-06 (Repeatability), MOD |  | NON_DEPENDENT_P_DET | [5 empty] | 0112/2///61987#ABC065 - Absolute performance for temperature0112/2///61987#ABF109 - Absolute performance for temperature [2]0112/2///61987#ABG319 - Absolute performance for temperature [3]0112/2///61987#ABP011 - Absolute performance for temperature [I/O module] | 0112/2///61987#ABA000 | 0112/2///62720#UAA033 - degree Celsius |  | 0112/2///61987#ABT514 - Temperature | Standard |  |  |  | SC65E – IEC 61987 | - | C00004 |  | 0112-2---61987#ABB772 | https://cdd.iec.ch/cdd/iec61987/iec61987.nsf/PropertiesAllVersions/0112-2---61987%23ABB772
0112/2///61987#ABB691 | 002 | 01 | 0112/2///61987#ABB691#002 | reference base for influence of humidity |  |  |  |  | basis for stating an influence of humidity | [5 empty] | ENUM_CODE_TYPE(0112/2///61987#ABJ764) |  |  |  |  | DEPENDENT_P_DET |  |  | 0112/2///61987#ABJ764 | 0112/2///61987#ABL009 - relative to calibrated span0112/2///61987#ABL010 - relative to full scale0112/2///61987#ABL011 - relative to measured value0112/2///61987#ABL012 - relative to measuring upper range-limit0112/2///61987#ABL013 - relative to span0112/2///61987#ABI407 - others |  | 0112/2///61987#ABC284 - Influence of humidity at selected test point | 0112/2///61987#ABA000 |  |  |  | Standard |  |  |  | SC65E – IEC 61987 | 0112/2///61987#ABI406 - empty_property | C00091 |  | 0112-2---61987#ABB691 | https://cdd.iec.ch/cdd/iec61987/iec61987.nsf/PropertiesAllVersions/0112-2---61987%23ABB691
0112/2///61987#ABU530 | 002 | 02 | 0112/2///61987#ABU530#002 | control input type |  |  |  |  | polymorphic control property |  | polymorphic control property; Id specified in IEC61987-22: ABE327 |  |  |  | ENUM_STRING_TYPE(0112/2///61987#ABU512(Analog current input [3],Analog voltage input [3],Manufacturer-specific input [3])) |  | 0112/2///61987#ABU512 |  |  | CONDITION_DET |  |  | 0112/2///61987#ABU512 | 0112/2///61987#ABU507 - IEC61987-11 Name of Analog current input [3]0112/2///61987#ABU508 - IEC61987-11 Name of Analog voltage input [3]0112/2///61987#ABU509 - IEC61987-11 Name of Manufacturer-specific input [3] |  | 0112/2///61987#ABE326 - Type of control input | 0112/2///61987#ABA000 |  |  |  | Standard |  | IEC 61987 | IEC | IEC/SC 65E | - | C00112 |  | 0112-2---61987#ABU530 | https://cdd.iec.ch/cdd/iec61987/iec61987.nsf/PropertiesAllVersions/0112-2---61987%23ABU530
0112/2///61987#ABE546 | 001 | 01 | 0112/2///61987#ABE546#001 | type of filter regulator |  |  |  |  | classification of a filter regulator according to its functional design | [5 empty] | STRING_TYPE |  |  |  |  | NON_DEPENDENT_P_DET | [5 empty] | 0112/2///61987#ABE611 - Structural design of a filter regulator | 0112/2///61987#ABA000 |  |  |  | Standard |  | IEC 61987 | IEC | SC65E | - | C00018 | 001-01 (2018-03-28 07:27:01 by BATCH 00000762) standard | 0112-2---61987#ABE546 | https://cdd.iec.ch/cdd/iec61987/iec61987.nsf/PropertiesAllVersions/0112-2---61987%23ABE546
0112/2///61987#ABF519 | 001 | 01 | 0112/2///61987#ABF519#001 | type of ultrasonic level switch |  |  |  |  | classification of an ultrasonic level switch according to its functional or constructional design | [5 empty] | STRING_TYPE |  |  |  |  | NON_DEPENDENT_P_DET | [5 empty] | 0112/2///61987#ABF433 - Structural design of an ultrasonic level switch | 0112/2///61987#ABA000 |  |  |  | Standard |  | IEC 61987 | IEC | SC65E | - | C00018 | 001-01 (2018-03-28 07:27:07 by BATCH 00000762) standard | 0112-2---61987#ABF519 | https://cdd.iec.ch/cdd/iec61987/iec61987.nsf/PropertiesAllVersions/0112-2---61987%23ABF519
0112/2///61987#ABA247 | 001 | 02 | 0112/2///61987#ABA247#001 | reference to Device |  |  |  |  | reference to block ABA441 | [5 empty] | CLASS_REFERENCE_TYPE(0112/2///61987#ABA441) 0112/2///61987#ABA441 - Device |  |  |  |  | DEPENDENT_P_DET | [5 empty] | 0112/2///61987#ABH496 - Device information | 0112/2///61987#ABA000 |  |  |  | Standard |  | IEC 61987 | IEC | IEC SC65E | 0112/2///61987#ABH497 - number of devices | C00112 |  | 0112-2---61987#ABA247 | https://cdd.iec.ch/cdd/iec61987/iec61987.nsf/PropertiesAllVersions/0112-2---61987%23ABA247
0112/2///61987#ABH349 | 001 | 01 | 0112/2///61987#ABH349#001 | reference to Performance [32] |  |  |  |  | reference to block ABH348 | [5 empty] | CLASS_REFERENCE_TYPE(0112/2///61987#ABH348) 0112/2///61987#ABH348 - Performance [32] |  |  |  |  | NON_DEPENDENT_P_DET | [5 empty] | 0112/2///61987#ABE746 - Device LOP for nuclear level transmitter/switch | 0112/2///61987#ABA000 |  |  |  | Standard |  | IEC 61987 | IEC | SC65E | - | C00019 | 001-01 (2018-03-28 07:27:15 by BATCH 00000762) standard | 0112-2---61987#ABH349 | https://cdd.iec.ch/cdd/iec61987/iec61987.nsf/PropertiesAllVersions/0112-2---61987%23ABH349
0112/2///61987#ABA339 | 001 | 04 | 0112/2///61987#ABA339#001 | zero adjustment pressure value |  |  |  |  | value by which a pressure measurement is offset to provide a reading of zero on an output | the value could be positive or negative for elevation or suppression, resp. |  | mbar |  |  | REAL_MEASURE_TYPE |  |  |  |  | NON_DEPENDENT_P_DET | [5 empty] | 0112/2///61987#ABC420 - Measuring range for pressure | 0112/2///61987#ABA000 | 0112/2///62720#UAA810 - millibar |  | 0112/2///61987#ABT524 - Pressure | Standard |  |  |  | SC65E – IEC 61987 | - | C00004 |  | 0112-2---61987#ABA339 | https://cdd.iec.ch/cdd/iec61987/iec61987.nsf/PropertiesAllVersions/0112-2---61987%23ABA339
0112/2///61987#ABD320 | 001 | 02 | 0112/2///61987#ABD320#001 | reference to Valve |  |  |  |  | reference to block ABC677 | [5 empty] | CLASS_REFERENCE_TYPE(0112/2///61987#ABC677) 0112/2///61987#ABC677 - Valve |  |  |  |  | NON_DEPENDENT_P_DET | [5 empty] | 0112/2///61987#ABC637 - Structural design of a valve manifold | 0112/2///61987#ABA000 |  |  |  | Standard |  |  |  | SC65E – IEC 61987 | - | C00004 |  | 0112-2---61987#ABD320 | https://cdd.iec.ch/cdd/iec61987/iec61987.nsf/PropertiesAllVersions/0112-2---61987%23ABD320
0112/2///61987#ABN677 | 001 | 02 | 0112/2///61987#ABN677#001 | reference standard for vibration measurement |  |  |  |  | standard to which statements on vibration measurement refer | [5 empty] | STRING_TYPE |  |  |  |  | NON_DEPENDENT_P_DET | [5 empty] | 0112/2///61987#ABN694 - Specific machine vibration measurement variables | 0112/2///61987#ABA000 |  |  |  | Standard |  | IEC 61987 | IEC | IEC SC65E | - | C00112 |  | 0112-2---61987#ABN677 | https://cdd.iec.ch/cdd/iec61987/iec61987.nsf/PropertiesAllVersions/0112-2---61987%23ABN677
0112/2///61987#ABP166 | 001 | 01 | 0112/2///61987#ABP166#001 | resistance signal resolution |  |  |  |  | smallest detectable increment between two resistance signal values |  |  | mΩ |  |  | REAL_MEASURE_TYPE |  |  |  |  | NON_DEPENDENT_P_DET | [5 empty] | 0112/2///61987#ABP068 - Resistor input [I/O module]0112/2///61987#ABP070 - RTD input [I/O module] | 0112/2///61987#ABA000 | 0112/2///62720#UAA741 - milliohm |  | 0112/2///61987#ABT564 - Electrical resistance | Standard |  | IEC 61987 | IEC | IEC/SC 65E | - | C00128 | 001-01 (2023-01-23 14:53:52 by BATCH 00000807) standard | 0112-2---61987#ABP166 | https://cdd.iec.ch/cdd/iec61987/iec61987.nsf/PropertiesAllVersions/0112-2---61987%23ABP166
0112/2///61987#ABB352 | 001 | 04 | 0112/2///61987#ABB352#001 | maximum supply voltage (Vmax) |  |  |  |  | maximum allowable voltage to be supplied to a device based on calculation from the parameters of the power supply |  |  | V |  |  | REAL_MEASURE_TYPE |  |  |  |  | NON_DEPENDENT_P_DET | [5 empty] | 0112/2///61987#ABC150 - Calculated maximum electrical parameters for connected device | 0112/2///61987#ABA000 | 0112/2///62720#UAA296 - volt |  | 0112/2///61987#ABT506 - Voltage | Standard |  |  |  | SC65E – IEC 61987 | - | C00004 |  | 0112-2---61987#ABB352 | https://cdd.iec.ch/cdd/iec61987/iec61987.nsf/PropertiesAllVersions/0112-2---61987%23ABB352
0112/2///61987#ABC023 | 002 | 01 | 0112/2///61987#ABC023#002 | style of pressure gauge |  |  |  |  | classification of pressure gauge according to additional non-mechanical constructional details of the case | [5 empty] | ENUM_CODE_TYPE(0112/2///61987#ABL494) |  |  |  |  | DEPENDENT_P_DET |  |  | 0112/2///61987#ABL494 | 0112/2///61987#ABM609 - liquid filled0112/2///61987#ABM610 - sealed0112/2///61987#ABI407 - others |  | 0112/2///61987#ABC625 - Structural design of a differential pressure gauge0112/2///61987#ABC629 - Structural design of a pressure or differential pressure gauge | 0112/2///61987#ABA000 |  |  |  | Standard |  |  |  | SC65E – IEC 61987 | 0112/2///61987#ABI406 - empty_property | C00091 |  | 0112-2---61987#ABC023 | https://cdd.iec.ch/cdd/iec61987/iec61987.nsf/PropertiesAllVersions/0112-2---61987%23ABC023
0112/2///61987#ABH674 | 001 | 01 | 0112/2///61987#ABH674#001 | input value of ullage |  |  |  |  | input value of a ullage table |  |  | m |  |  | REAL_MEASURE_TYPE |  |  |  |  | NON_DEPENDENT_P_DET | [5 empty] | 0112/2///61987#ABH640 - Calibration point of ullage | 0112/2///61987#ABA000 | 0112/2///62720#UAA726 - metre |  | 0112/2///61987#ABT548 - Length short | Standard |  | IEC 61987 |  | SC65E – IEC 61987 | - | C00018 | 001-01 (2019-03-08 15:35:29 by BATCH 00000766) standard | 0112-2---61987#ABH674 | https://cdd.iec.ch/cdd/iec61987/iec61987.nsf/PropertiesAllVersions/0112-2---61987%23ABH674
0112/2///61987#ABG682 | 001 | 01 | 0112/2///61987#ABG682#001 | reference to Frequency input [5] |  |  |  |  | reference to block ABG122 | [5 empty] | CLASS_REFERENCE_TYPE(0112/2///61987#ABG122) 0112/2///61987#ABG122 - Frequency input [5] |  |  |  |  | NON_DEPENDENT_P_DET | [5 empty] | 0112/2///61987#ABG065 - Type of auxiliary input [16] | 0112/2///61987#ABA000 |  |  |  | Standard |  | IEC 61987 | IEC | SC65E | - | C00019 | 001-01 (2018-03-28 07:27:11 by BATCH 00000762) standard | 0112-2---61987#ABG682 | https://cdd.iec.ch/cdd/iec61987/iec61987.nsf/PropertiesAllVersions/0112-2---61987%23ABG682
0112/2///61987#ABJ643 | 001 | 01 | 0112/2///61987#ABJ643#001 | SIMULATE_DISCRETE_ENABLED |  |  |  |  | switch to enable or disable simulation | [5 empty] | BOOLEAN_TYPE |  |  |  |  | NON_DEPENDENT_P_DET | [5 empty] | 0112/2///61987#ABI773 - SIMULATE_DISCRETE | 0112/2///61987#ABA000 |  |  |  | Standard |  |  |  | SC65E – IEC 61987 | - | C00019 | 001-01 (2019-03-08 15:35:34 by BATCH 00000766) standard | 0112-2---61987#ABJ643 | https://cdd.iec.ch/cdd/iec61987/iec61987.nsf/PropertiesAllVersions/0112-2---61987%23ABJ643
0112/2///61987#ABA327 | 002 | 01 | 0112/2///61987#ABA327#002 | base kinematic viscosity |  |  |  |  | kinematic viscosity used to calculate variables to reference conditions |  |  | mm²/s |  |  | REAL_MEASURE_TYPE |  |  |  |  | NON_DEPENDENT_P_DET | [5 empty] | 0112/2///61987#ABC180 - Density measurement0112/2///61987#ABE562 - Parameters of restriction orifice/diffuser0112/2///61987#ABE784 - Concentration measurement0112/2///61987#ABE788 - Volume fraction measurement0112/2///61987#ABF570 - Mass fraction measurement0112/2///61987#ABG359 - Density measurement [2]0112/2///61987#ABC079 - Actual volume flow measurement0112/2///61987#ABC337 - Mass flow measurement0112/2///61987#ABC456 - Normalized volume flow measurement0112/2///61987#ABD488 - Flow velocity measurement0112/2///61987#ABC475 - Other variable | 0112/2///61987#ABA000 | 0112/2///62720#UAA872 - millimetre squared per second |  | 0112/2///61987#ABT553 - Kinematic viscosity | Standard |  |  |  | SC65E – IEC 61987 | - | C00004 |  | 0112-2---61987#ABA327 | https://cdd.iec.ch/cdd/iec61987/iec61987.nsf/PropertiesAllVersions/0112-2---61987%23ABA327
0112/2///61987#ABD417 | 005 | 01 | 0112/2///61987#ABD417#005 | nominal frequency |  |  |  |  | value of the frequency used to designate or identify a source of electrical supply which is used reference purposes |  |  | Hz |  |  | REAL_MEASURE_TYPE |  |  |  |  | NON_DEPENDENT_P_DET | [5 empty] | 0112/2///61987#ABC215 - Electrical line power supply0112/2///61987#ABC219 - Electrical power output circuit | 0112/2///61987#ABA000 | 0112/2///62720#UAA170 - hertz |  | 0112/2///61987#ABT561 - Frequency | Standard |  |  |  | SC65E – IEC 61987 | - | C00018 |  | 0112-2---61987#ABD417 | https://cdd.iec.ch/cdd/iec61987/iec61987.nsf/PropertiesAllVersions/0112-2---61987%23ABD417
0112/2///61987#ABA463 | 007 | 01 | 0112/2///61987#ABA463#007 | permitted dust group |  |  |  |  | hazardous area dust group for which the device is designed to be used | [5 empty] | ENUM_CODE_TYPE(0112/2///61987#ABJ749) |  |  |  |  | DEPENDENT_P_DET |  |  | 0112/2///61987#ABJ749 | 0112/2///61987#ABK620 - Group E0112/2///61987#ABK621 - Group F0112/2///61987#ABK622 - Group G0112/2///61987#ABK623 - III A0112/2///61987#ABK624 - III B0112/2///61987#ABK625 - III C0112/2///61987#ABI407 - others |  | 0112/2///61987#ABC232 - Explosion protection design approval0112/2///61987#ABD868 - Explosion protection design approval [2] | 0112/2///61987#ABA000 |  |  |  | Standard |  |  |  | SC65E – IEC 61987 | 0112/2///61987#ABI406 - empty_property | C00091 |  | 0112-2---61987#ABA463 | https://cdd.iec.ch/cdd/iec61987/iec61987.nsf/PropertiesAllVersions/0112-2---61987%23ABA463
0112/2///61987#ABD212 | 004 | 01 | 0112/2///61987#ABD212#004 | reference to Safety related properties for passive behaviour |  |  |  |  | reference to block ABC586 | [5 empty] | CLASS_REFERENCE_TYPE(0112/2///61987#ABC586) 0112/2///61987#ABC586 - Safety related properties for passive behaviour |  |  |  |  | NON_DEPENDENT_P_DET | [5 empty] | 0112/2///61987#ABC235 - Explosion protection parameters for intrinsic safety0112/2///61987#ABC237 - Explosion protection parameters for intrinsic safety (passive) | 0112/2///61987#ABA000 |  |  |  | Standard |  |  |  | SC65E – IEC 61987 | - | C00004 |  | 0112-2---61987#ABD212 | https://cdd.iec.ch/cdd/iec61987/iec61987.nsf/PropertiesAllVersions/0112-2---61987%23ABD212
0112/2///61987#ABP139 | 001 | 01 | 0112/2///61987#ABP139#001 | maximum signal current level for signal "0" |  |  |  |  | maximum value of the signal current consumed by the input circuit for the logical state "0" |  |  | mA |  |  | REAL_MEASURE_TYPE |  |  |  |  | NON_DEPENDENT_P_DET | [5 empty] | 0112/2///61987#ABP074 - Signal levels | 0112/2///61987#ABA000 | 0112/2///62720#UAA775 - milliampere |  | 0112/2///61987#ABT567 - Electrical current | Standard |  | IEC 61987 | IEC | IEC/SC 65E | - | C00128 | 001-01 (2023-01-23 14:53:52 by BATCH 00000807) standard | 0112-2---61987#ABP139 | https://cdd.iec.ch/cdd/iec61987/iec61987.nsf/PropertiesAllVersions/0112-2---61987%23ABP139
0112/2///61987#ABH577 | 001 | 01 | 0112/2///61987#ABH577#001 | value of concentration digital output |  |  |  |  | digital reading of a value representing a concentration |  |  | mg/m³ |  |  | REAL_MEASURE_TYPE |  |  |  |  | NON_DEPENDENT_P_DET | [5 empty] | 0112/2///61987#ABH651 - Output values of concentration | 0112/2///61987#ABA000 | 0112/2///62720#UAA830 - milligram per metre cubed |  | 0112/2///61987#ABT575 - Mass concentration (mass per volume) | Standard |  | IEC 61987 |  | SC65E – IEC 61987 | - | C00018 | 001-01 (2019-03-08 15:35:29 by BATCH 00000766) standard | 0112-2---61987#ABH577 | https://cdd.iec.ch/cdd/iec61987/iec61987.nsf/PropertiesAllVersions/0112-2---61987%23ABH577
0112/2///61987#ABH781 | 001 | 02 | 0112/2///61987#ABH781#001 | reference to Trip point |  |  |  |  | reference to block ABH705 | [5 empty] | CLASS_REFERENCE_TYPE(0112/2///61987#ABH705) 0112/2///61987#ABH705 - Trip point |  |  |  |  | DEPENDENT_P_DET | [5 empty] | 0112/2///61987#ABH702 - Trip points | 0112/2///61987#ABA000 |  |  |  | Standard |  | IEC 61987 | IEC | IEC SC65E | 0112/2///61987#ABH703 - number of trip points | C00112 |  | 0112-2---61987#ABH781 | https://cdd.iec.ch/cdd/iec61987/iec61987.nsf/PropertiesAllVersions/0112-2---61987%23ABH781
0112/2///61987#ABN674 | 001 | 02 | 0112/2///61987#ABN674#001 | NOT 1X relative shaft vibration p-p |  |  |  |  | sum value of the oscillation ranges of the vibration at all frequencies except the rotation frequency of the shaft under consideration, expressed as displacement | Regularly, only the frequency range below the rotational frequency is considered. |  | µm |  |  | REAL_MEASURE_TYPE |  |  |  |  | NON_DEPENDENT_P_DET | [5 empty] | 0112/2///61987#ABN694 - Specific machine vibration measurement variables | 0112/2///61987#ABA000 | 0112/2///62720#UAA090 - micrometre |  | 0112/2///61987#ABT548 - Length short | Standard |  | IEC 61987 | IEC | IEC SC65E | - | C00112 |  | 0112-2---61987#ABN674 | https://cdd.iec.ch/cdd/iec61987/iec61987.nsf/PropertiesAllVersions/0112-2---61987%23ABN674
0112/2///61987#ABI443 | 001 | 01 | 0112/2///61987#ABI443#001 | commercial designation |  |  |  |  | commonly used term for a set of products | [5 empty] | STRING_TYPE |  |  |  |  | NON_DEPENDENT_P_DET | [5 empty] | 0112/2///61987#ABI413 - Packaging and transportation | 0112/2///61987#ABA000 |  |  |  | Standard |  |  |  | SC65E – IEC 61987 | - | C00018 | 001-01 (2019-03-08 15:35:32 by BATCH 00000766) standard | 0112-2---61987#ABI443 | https://cdd.iec.ch/cdd/iec61987/iec61987.nsf/PropertiesAllVersions/0112-2---61987%23ABI443
0112/2///61987#ABB014 | 007 | 01 | 0112/2///61987#ABB014#007 | application description |  |  |  |  | text describing the designated use of the device | [5 empty] | ENUM_CODE_TYPE(0112/2///61987#ABL376) |  | 0112/2///61987#ABL376 |  |  | DEPENDENT_P_DET |  |  | 0112/2///61987#ABL376 | 0112/2///61987#ABM221 - doppler effect0112/2///61987#ABM222 - dual frequency0112/2///61987#ABM223 - dual mode0112/2///61987#ABM224 - transit time0112/2///61987#ABI407 - others |  | 0112/2///61987#ABC411 - Pressure measurement instrument installation0112/2///61987#ABC100 - Application | 0112/2///61987#ABA000 |  |  |  | Standard |  | IEC 61987 | IEC | IEC/SC 65E | 0112/2///61987#ABI406 - empty_property | C00112 |  | 0112-2---61987#ABB014 | https://cdd.iec.ch/cdd/iec61987/iec61987.nsf/PropertiesAllVersions/0112-2---61987%23ABB014
0112/2///61987#ABC929 | 001 | 02 | 0112/2///61987#ABC929#001 | reference to Input [10] |  |  |  |  | reference to block ABC299 | [5 empty] | CLASS_REFERENCE_TYPE(0112/2///61987#ABC299) 0112/2///61987#ABC299 - Input [10] |  |  |  |  | NON_DEPENDENT_P_DET | [5 empty] | 0112/2///61987#ABA029 - Device LOP for absolute/gauge pressure transmitter0112/2///61987#ABA031 - Device LOP for differential pressure transmitter | 0112/2///61987#ABA000 |  |  |  | Standard |  |  |  | SC65E – IEC 61987 | - | C00004 |  | 0112-2---61987#ABC929 | https://cdd.iec.ch/cdd/iec61987/iec61987.nsf/PropertiesAllVersions/0112-2---61987%23ABC929
0112/2///61987#ABF141 | 001 | 01 | 0112/2///61987#ABF141#001 | diameter of probe |  |  |  |  | largest diameter of a probe, where appropriate excluding the bottom weight |  |  | mm |  |  | REAL_MEASURE_TYPE |  |  |  |  | NON_DEPENDENT_P_DET | [5 empty] | 0112/2///61987#ABF136 - Structural design of a capacitance level transmitter/switch0112/2///61987#ABF155 - Single electrode probe0112/2///61987#ABF157 - Measuring/grounding probe | 0112/2///61987#ABA000 | 0112/2///62720#UAA862 - millimetre |  | 0112/2///61987#ABT548 - Length short | Standard |  | IEC 61987 | IEC | SC65E | - | C00018 | 001-01 (2018-03-28 07:27:04 by BATCH 00000762) standard | 0112-2---61987#ABF141 | https://cdd.iec.ch/cdd/iec61987/iec61987.nsf/PropertiesAllVersions/0112-2---61987%23ABF141
0112/2///61987#ABF786 | 001 | 01 | 0112/2///61987#ABF786#001 | reference to Material of cable/tube |  |  |  |  | reference to block ABF358 | [5 empty] | CLASS_REFERENCE_TYPE(0112/2///61987#ABF358) 0112/2///61987#ABF358 - Material of cable/tube |  |  |  |  | NON_DEPENDENT_P_DET | [5 empty] | 0112/2///61987#ABF353 - Cable or tube | 0112/2///61987#ABA000 |  |  |  | Standard |  | IEC 61987 | IEC | SC65E | - | C00018 | 001-01 (2018-03-28 07:27:09 by BATCH 00000762) standard | 0112-2---61987#ABF786 | https://cdd.iec.ch/cdd/iec61987/iec61987.nsf/PropertiesAllVersions/0112-2---61987%23ABF786
0112/2///61987#ABJ635 | 001 | 01 | 0112/2///61987#ABJ635#001 | DISCRETE_POSITION_MEASURE |  |  |  |  | parameter indicating the result feedback from the, actuation acquisition function | [5 empty] | BINARY_TYPE | B8 |  | IEC 61804-2 MOD |  | NON_DEPENDENT_P_DET | [5 empty] | 0112/2///61987#ABI752 - On-off actuation technology block | 0112/2///61987#ABA000 |  |  |  | Standard |  |  |  | SC65E – IEC 61987 | - | C00018 | 001-01 (2019-03-08 15:35:33 by BATCH 00000766) standard | 0112-2---61987#ABJ635 | https://cdd.iec.ch/cdd/iec61987/iec61987.nsf/PropertiesAllVersions/0112-2---61987%23ABJ635
0112/2///61987#ABA367 | 001 | 02 | 0112/2///61987#ABA367#001 | type of current input |  |  |  |  | classification of an analog input signal according to its information parameter | [5 empty] | STRING_TYPE |  |  |  |  | NON_DEPENDENT_P_DET | [5 empty] | 0112/2///61987#ABC085 - Analog current input parameters0112/2///61987#ABP015 - Analog current input parameters [I/O module] | 0112/2///61987#ABA000 |  |  |  | Standard |  |  |  | SC65E – IEC 61987 | - | C00004 |  | 0112-2---61987#ABA367 | https://cdd.iec.ch/cdd/iec61987/iec61987.nsf/PropertiesAllVersions/0112-2---61987%23ABA367
0112/2///61987#ABD733 | 003 | 01 | 0112/2///61987#ABD733#003 | test interval |  |  |  |  | time interval between two tests |  |  | wk |  |  | REAL_MEASURE_TYPE |  |  |  |  | NON_DEPENDENT_P_DET | [5 empty] | 0112/2///61987#ABD969 - Partial stroke test | 0112/2///61987#ABA000 | 0112/2///62720#UAB024 - week |  | 0112/2///61987#ABT511 - Time/time duration long | Standard |  |  |  |  | - | C00091 |  | 0112-2---61987#ABD733 | https://cdd.iec.ch/cdd/iec61987/iec61987.nsf/PropertiesAllVersions/0112-2---61987%23ABD733
0112/2///61987#ABG905 | 001 | 01 | 0112/2///61987#ABG905#001 | reference to Normal process conditions [7] |  |  |  |  | reference to block ABG345 | [5 empty] | CLASS_REFERENCE_TYPE(0112/2///61987#ABG345) 0112/2///61987#ABG345 - Normal process conditions [7] |  |  |  |  | NON_DEPENDENT_P_DET | [5 empty] | 0112/2///61987#ABG336 - Process design ratings [8]0112/2///61987#ABG337 - Process design ratings [9] | 0112/2///61987#ABA000 |  |  |  | Standard |  | IEC 61987 | IEC | SC65E | - | C00019 | 001-01 (2018-03-28 07:27:11 by BATCH 00000762) standard | 0112-2---61987#ABG905 | https://cdd.iec.ch/cdd/iec61987/iec61987.nsf/PropertiesAllVersions/0112-2---61987%23ABG905
0112/2///61987#ABH000 | 001 | 01 | 0112/2///61987#ABH000#001 | reference to Structural design [temperature gauge] |  |  |  |  | reference to block ABG440 | [5 empty] | CLASS_REFERENCE_TYPE(0112/2///61987#ABG440) 0112/2///61987#ABG440 - Structural design [temperature gauge] |  |  |  |  | NON_DEPENDENT_P_DET | [5 empty] | 0112/2///61987#ABG395 - Mechanical and electrical construction [temperature gauge] | 0112/2///61987#ABA000 |  |  |  | Standard |  | IEC 61987 | IEC | SC65E | - | C00019 | 001-01 (2018-03-28 07:27:12 by BATCH 00000762) standard | 0112-2---61987#ABH000 | https://cdd.iec.ch/cdd/iec61987/iec61987.nsf/PropertiesAllVersions/0112-2---61987%23ABH000
0112/2///61987#ABU421 | 001 | 02 | 0112/2///61987#ABU421#001 | reference to Device LOP for absolute pressure/gauge pressure gauge |  |  |  |  | reference to block ABA032 | [5 empty] | CLASS_REFERENCE_TYPE(0112/2///61987#ABA032) 0112/2///61987#ABA032 - Device LOP for absolute/gauge pressure gauge |  |  |  |  | NON_DEPENDENT_P_DET | [5 empty] | 0112/2///61987#ABA653 - Absolute pressure gauge0112/2///61987#ABA662 - Gauge pressure gauge | 0112/2///61987#ABA000 |  |  |  | Standard |  |  |  | SC65E – IEC 61987 | - | C00004 |  | 0112-2---61987#ABU421 | https://cdd.iec.ch/cdd/iec61987/iec61987.nsf/PropertiesAllVersions/0112-2---61987%23ABU421
0112/2///61987#ABH279 | 001 | 01 | 0112/2///61987#ABH279#001 | number of level measurement instrument installations |  |  |  |  | @number of level measurement instrument installations |  | Cardinality property |  |  |  | INT_TYPE |  |  |  |  | CONDITION_DET | [5 empty] | 0112/2///61987#ABE727 - Operating LOP for level measuring equipment | 0112/2///61987#ABA000 |  |  |  | Standard |  | IEC 61987 | IEC | SC65E | - | C00018 | 001-01 (2018-03-28 07:27:14 by BATCH 00000762) standard | 0112-2---61987#ABH279 | https://cdd.iec.ch/cdd/iec61987/iec61987.nsf/PropertiesAllVersions/0112-2---61987%23ABH279
0112/2///61987#ABA098 | 001 | 02 | 0112/2///61987#ABA098#001 | reference standard for interference immunity |  |  |  |  | standard to which a statement on interference immunity refers | [5 empty] | STRING_TYPE |  |  |  |  | NON_DEPENDENT_P_DET | [5 empty] | 0112/2///61987#ABC222 - Electromagnetic compatibility | 0112/2///61987#ABA000 |  |  |  | Standard |  |  |  | SC65E – IEC 61987 | - | C00004 |  | 0112-2---61987#ABA098 | https://cdd.iec.ch/cdd/iec61987/iec61987.nsf/PropertiesAllVersions/0112-2---61987%23ABA098
0112/2///61987#ABF085 | 001 | 01 | 0112/2///61987#ABF085#001 | non-repeatability of voltage |  |  |  |  | for a device, absolute degree of deviation between the results of successive measurements of voltage, carried out under the same conditions of measurement |  |  | mV |  |  | REAL_MEASURE_TYPE |  |  |  |  | NON_DEPENDENT_P_DET | [5 empty] | 0112/2///61987#ABF075 - Absolute performance for voltage0112/2///61987#ABP012 - Absolute performance for voltage [I/O module] | 0112/2///61987#ABA000 | 0112/2///62720#UAA804 - millivolt |  | 0112/2///61987#ABT506 - Voltage | Standard |  | IEC 61987 | IEC | SC65E | - | C00019 | 001-01 (2018-03-28 07:27:04 by BATCH 00000762) standard | 0112-2---61987#ABF085 | https://cdd.iec.ch/cdd/iec61987/iec61987.nsf/PropertiesAllVersions/0112-2---61987%23ABF085
0112/2///61987#ABG999 | 001 | 01 | 0112/2///61987#ABG999#001 | reference to Structural design [thermowell] |  |  |  |  | reference to block ABG439 | [5 empty] | CLASS_REFERENCE_TYPE(0112/2///61987#ABG439) 0112/2///61987#ABG439 - Structural design [thermowell] |  |  |  |  | NON_DEPENDENT_P_DET | [5 empty] | 0112/2///61987#ABG394 - Mechanical and electrical construction [thermowell] | 0112/2///61987#ABA000 |  |  |  | Standard |  | IEC 61987 | IEC | SC65E | - | C00019 | 001-01 (2018-03-28 07:27:12 by BATCH 00000762) standard | 0112-2---61987#ABG999 | https://cdd.iec.ch/cdd/iec61987/iec61987.nsf/PropertiesAllVersions/0112-2---61987%23ABG999
0112/2///61987#ABH570 | 001 | 01 | 0112/2///61987#ABH570#001 | value of mass flow indicator/display |  |  |  |  | reading of a value on a display or an indicator representing a mass flow variable |  |  | kg/h |  |  | REAL_MEASURE_TYPE |  |  |  |  | NON_DEPENDENT_P_DET | [5 empty] | 0112/2///61987#ABH565 - Output values of mass flow | 0112/2///61987#ABA000 | 0112/2///62720#UAA607 - kilogram per hour |  | 0112/2///61987#ABT545 - Mass flow rate | Standard |  | IEC 61987 |  | SC65E – IEC 61987 | - | C00018 | 001-01 (2019-03-08 15:35:29 by BATCH 00000766) standard | 0112-2---61987#ABH570 | https://cdd.iec.ch/cdd/iec61987/iec61987.nsf/PropertiesAllVersions/0112-2---61987%23ABH570
0112/2///61987#ABI539 | 002 | 01 | 0112/2///61987#ABI539#002 | responsible person/organization |  |  |  |  | person or organization in charge of an action or a facility | [5 empty] | ENUM_CODE_TYPE(0112/2///61987#ABL350) |  |  |  |  | DEPENDENT_P_DET |  |  | 0112/2///61987#ABL350 | 0112/2///61987#ABM126 - customer0112/2///61987#ABL978 - manufacturer0112/2///61987#ABM128 - supervisor0112/2///61987#ABM129 - craftsman0112/2///61987#ABI407 - others |  | 0112/2///61987#ABI479 - Regular maintenance/service0112/2///61987#ABI482 - Regular inspection0112/2///61987#ABI484 - Event triggered inspection0112/2///61987#ABI485 - Event triggered maintenance/service | 0112/2///61987#ABA000 |  |  |  | Standard |  |  |  | SC65E – IEC 61987 | 0112/2///61987#ABI406 - empty_property | C00091 |  | 0112-2---61987#ABI539 | https://cdd.iec.ch/cdd/iec61987/iec61987.nsf/PropertiesAllVersions/0112-2---61987%23ABI539
0112/2///61987#ABC855 | 001 | 05 | 0112/2///61987#ABC855#001 | reference to Process connection |  |  |  |  | reference to block ABU458 | [5 empty] | CLASS_REFERENCE_TYPE(0112/2///61987#ABU458) 0112/2///61987#ABU458 - Process connection |  |  |  |  | DEPENDENT_P_DET | [5 empty] | 0112/2///61987#ABC197 - Diaphragm element0112/2///61987#ABC270 - Impulse line0112/2///61987#ABC527 - Pressure gauge siphon | 0112/2///61987#ABA000 |  |  |  | Standard |  | IEC 61987 | IEC | IEC SC65E | 0112/2///61987#ABB102 - number of process connections | C00112 |  | 0112-2---61987#ABC855 | https://cdd.iec.ch/cdd/iec61987/iec61987.nsf/PropertiesAllVersions/0112-2---61987%23ABC855
0112/2///61987#ABB584 | 001 | 03 | 0112/2///61987#ABB584#001 | number of displayed variables |  |  |  |  | @number of displayed variables |  | cardinality property |  |  |  | INT_TYPE |  |  |  |  | CONDITION_DET | [5 empty] | 0112/2///61987#ABC205 - Display0112/2///61987#ABC206 - Display element | 0112/2///61987#ABA000 |  |  |  | Standard |  |  |  | SC65E – IEC 61987 | - | C00004 |  | 0112-2---61987#ABB584 | https://cdd.iec.ch/cdd/iec61987/iec61987.nsf/PropertiesAllVersions/0112-2---61987%23ABB584
0112/2///61987#ABD207 | 004 | 02 | 0112/2///61987#ABD207#004 | reference to Restricted electrical parameters |  |  |  |  | reference to block ABC581 | [5 empty] | CLASS_REFERENCE_TYPE(0112/2///61987#ABC581) 0112/2///61987#ABC581 - Restricted electrical parameters |  |  |  |  | DEPENDENT_P_DET | [5 empty] | 0112/2///61987#ABC232 - Explosion protection design approval | 0112/2///61987#ABA000 |  |  |  | Standard |  | IEC 61987 | IEC | IEC SC65E | 0112/2///61987#ABB928 - number of restricted electrical parameters | C00112 |  | 0112-2---61987#ABD207 | https://cdd.iec.ch/cdd/iec61987/iec61987.nsf/PropertiesAllVersions/0112-2---61987%23ABD207
0112/2///61987#ABA622 | 004 | 01 | 0112/2///61987#ABA622#004 | designation of process material |  |  |  |  | name or chemical formula of a process material | E. g. name or chemical formula |  |  |  |  | ENUM_CODE_TYPE(0112/2///61987#ABL534) |  |  | IEC 62424 MOD |  | DEPENDENT_P_DET |  |  | 0112/2///61987#ABL534 | 0112/2///61987#ABL869 - nitrogen0112/2///61987#ABL879 - water0112/2///61987#ABI407 - others |  | 0112/2///61987#ABC469 - Other material properties0112/2///61987#ABD988 - Process conditions at the inlet0112/2///61987#ABD989 - Process conditions at the outlet0112/2///61987#ABH220 - Material between detector and target0112/2///61987#ABH326 - Total process material | 0112/2///61987#ABA000 |  |  |  | Standard |  |  |  | SC65E – IEC 61987 | 0112/2///61987#ABI406 - empty_property | C00091 |  | 0112-2---61987#ABA622 | https://cdd.iec.ch/cdd/iec61987/iec61987.nsf/PropertiesAllVersions/0112-2---61987%23ABA622
0112/2///61987#ABH564 | 002 | 01 | 0112/2///61987#ABH564#002 | designation of calibration point |  |  |  |  | alphanumeric character sequence identifying an input value used to calibrate one or more output values | [5 empty] | ENUM_CODE_TYPE(0112/2///61987#ABL500) |  |  |  |  | DEPENDENT_P_DET |  |  | 0112/2///61987#ABL500 | 0112/2///61987#ABM628 - lower range-limit0112/2///61987#ABM629 - upper-range limit0112/2///61987#ABM630 - intermediate value0112/2///61987#ABI407 - others |  | 0112/2///61987#ABH563 - Calibration point of mass flow0112/2///61987#ABH629 - Calibration point of actual volume flow0112/2///61987#ABH630 - Calibration point of normalized volume flow0112/2///61987#ABH631 - Calibration point of flow velocity0112/2///61987#ABH632 - Calibration point of density0112/2///61987#ABH633 - Calibration point of concentration0112/2///61987#ABH634 - Calibration point of volume fraction0112/2///61987#ABH635 - Calibration point of mass fraction0112/2///61987#ABH636 - Calibration point of pressure0112/2///61987#ABH637 - Calibration point of temperature0112/2///61987#ABH638 - Calibration point of dynamic viscosity0112/2///61987#ABH639 - Calibration point of level0112/2///61987#ABH640 - Calibration point of ullage0112/2///61987#ABH641 - Calibration point of mass0112/2///61987#ABH642 - Calibration point of volume0112/2///61987#ABH643 - Calibration point of degree of filling0112/2///61987#ABH644 - Calibration point of voltage0112/2///61987#ABH645 - Calibration point of resistance0112/2///61987#ABH646 - Calibration point of other variable | 0112/2///61987#ABA000 |  |  |  | Standard |  | IEC 61987 |  | SC65E – IEC 61987 | 0112/2///61987#ABI406 - empty_property | C00091 |  | 0112-2---61987#ABH564 | https://cdd.iec.ch/cdd/iec61987/iec61987.nsf/PropertiesAllVersions/0112-2---61987%23ABH564
0112/2///61987#ABA409 | 002 | 01 | 0112/2///61987#ABA409#002 | reference standard for type of RTD sensor |  |  |  |  | standard to which an RTD sensor type refers | [5 empty] | ENUM_CODE_TYPE(0112/2///61987#ABJ761) |  |  |  |  | DEPENDENT_P_DET |  |  | 0112/2///61987#ABJ761 | 0112/2///61987#ABK990 - DIN 437600112/2///61987#ABK991 - IEC 607510112/2///61987#ABK992 - JIS C 16040112/2///61987#ABI407 - others |  | 0112/2///61987#ABC579 - RTD input0112/2///61987#ABF398 - RTD/resistance measurement0112/2///61987#ABF418 - RTD0112/2///61987#ABP070 - RTD input [I/O module] | 0112/2///61987#ABA000 |  |  |  | Standard |  |  |  | SC65E – IEC 61987 | 0112/2///61987#ABI406 - empty_property | C00091 |  | 0112-2---61987#ABA409 | https://cdd.iec.ch/cdd/iec61987/iec61987.nsf/PropertiesAllVersions/0112-2---61987%23ABA409
0112/2///61987#ABF402 | 001 | 01 | 0112/2///61987#ABF402#001 | number of thermocouple/voltage measurements |  |  |  |  | @number of thermocouple/voltage measurements |  | Cardinality property |  |  |  | INT_TYPE |  |  |  |  | CONDITION_DET | [5 empty] | 0112/2///61987#ABF396 - Structural design of separate temperature transmitter | 0112/2///61987#ABA000 |  |  |  | Standard |  | IEC 61987 | IEC | SC65E | - | C00019 | 001-01 (2018-03-28 07:27:06 by BATCH 00000762) standard | 0112-2---61987#ABF402 | https://cdd.iec.ch/cdd/iec61987/iec61987.nsf/PropertiesAllVersions/0112-2---61987%23ABF402
0112/2///61987#ABU876 | 001 | 01 | 0112/2///61987#ABU876#001 | reference to Type of measured variable [40] |  |  |  |  | reference to block ABG012 | [5 empty] | CLASS_REFERENCE_TYPE(0112/2///61987#ABG012) 0112/2///61987#ABG012 - Type of measured variable [40] |  |  |  |  | NON_DEPENDENT_P_DET | [5 empty] | 0112/2///61987#ABF976 - Measured variable [40] | 0112/2///61987#ABA000 |  |  |  | Standard |  | IEC 61987 | IEC | SC65E | - | C00018 | 001-01 (2018-03-28 07:27:22 by BATCH 00000762) standard | 0112-2---61987#ABU876 | https://cdd.iec.ch/cdd/iec61987/iec61987.nsf/PropertiesAllVersions/0112-2---61987%23ABU876
0112/2///61987#ABO101 | 001 | 01 | 0112/2///61987#ABO101#001 | marking text |  |  |  |  | plain text on a device name plate indicating conformance to a particular directive, standard or specification | [5 empty] | STRING_TYPE |  |  |  |  | NON_DEPENDENT_P_DET | [5 empty] | 0112/2///61987#ABH515 - Certificate or approval | 0112/2///61987#ABA000 |  |  |  | Standard |  | IEC 61987 | IEC | IEC SC65E | - | C00112 | 001-01 (2022-06-28 13:02:00 by BATCH 00000794) standard | 0112-2---61987#ABO101 | https://cdd.iec.ch/cdd/iec61987/iec61987.nsf/PropertiesAllVersions/0112-2---61987%23ABO101
0112/2///61987#ABA102 | 001 | 01 | 0112/2///61987#ABA102#001 | middle names |  |  |  |  | middle name or names of a contact person | [5 empty] | STRING_TYPE |  |  |  |  | NON_DEPENDENT_P_DET | [5 empty] | 0112/2///61987#ABI572 - Contact information | 0112/2///61987#ABA000 |  |  |  | Standard |  | IEC 61987 |  | SC65E – IEC 61987 | - | C00018 | 001-01 (2019-03-08 15:35:27 by BATCH 00000766) standard | 0112-2---61987#ABA102 | https://cdd.iec.ch/cdd/iec61987/iec61987.nsf/PropertiesAllVersions/0112-2---61987%23ABA102
0112/2///61987#ABH812 | 001 | 01 | 0112/2///61987#ABH812#001 | number of hazardous goods |  |  |  |  | cardinality property for hazardous goods | [5 empty] | INT_TYPE |  |  |  |  | CONDITION_DET | [5 empty] | 0112/2///61987#ABH806 - Storage0112/2///61987#ABI413 - Packaging and transportation | 0112/2///61987#ABA000 |  |  |  | Standard |  |  |  | SC65E – IEC 61987 | - | C0018 | 001-01 (2019-03-08 15:35:30 by BATCH 00000766) standard | 0112-2---61987#ABH812 | https://cdd.iec.ch/cdd/iec61987/iec61987.nsf/PropertiesAllVersions/0112-2---61987%23ABH812
0112/2///61987#ABC910 | 001 | 02 | 0112/2///61987#ABC910#001 | reference to Influence of external quantities expressed for velocity |  |  |  |  | reference to block ABC280 | [5 empty] | CLASS_REFERENCE_TYPE(0112/2///61987#ABC280) 0112/2///61987#ABC280 - Influence of external quantities expressed for flow velocity |  |  |  |  | NON_DEPENDENT_P_DET | [5 empty] | 0112/2///61987#ABC060 - Absolute performance for flow velocity | 0112/2///61987#ABA000 |  |  |  | Standard |  |  |  | SC65E – IEC 61987 | - | C00004 |  | 0112-2---61987#ABC910 | https://cdd.iec.ch/cdd/iec61987/iec61987.nsf/PropertiesAllVersions/0112-2---61987%23ABC910
0112/2///61987#ABC990 | 002 | 01 | 0112/2///61987#ABC990#002 | reference to Material of flange adapter |  |  |  |  | reference to block ABC360 | [5 empty] | CLASS_REFERENCE_TYPE(0112/2///61987#ABC360) 0112/2///61987#ABC360 - Material of flange adapter |  |  |  |  | NON_DEPENDENT_P_DET | [5 empty] | 0112/2///61987#ABF341 - Structural design of a hydrostatic pressure level transmitter0112/2///61987#ABC626 - Structural design of a differential pressure transmitter0112/2///61987#ABC641 - Structural design of an absolute or a gauge pressure transmitter | 0112/2///61987#ABA000 |  |  |  | Standard |  |  |  | SC65E – IEC 61987 | - | C00004 |  | 0112-2---61987#ABC990 | https://cdd.iec.ch/cdd/iec61987/iec61987.nsf/PropertiesAllVersions/0112-2---61987%23ABC990
0112/2///61987#ABJ633 | 001 | 01 | 0112/2///61987#ABJ633#001 | DISCRETE_SETPOINT_STATUS |  |  |  |  | parameter indicating the status of the target value to be used by the discrete actuation technology block | [5 empty] | INT_TYPE |  |  |  |  | NON_DEPENDENT_P_DET | [5 empty] | 0112/2///61987#ABI734 - DISCRETE_SETPOINT | 0112/2///61987#ABA000 |  |  |  | Standard |  |  |  | SC65E – IEC 61987 | - | C00019 | 001-01 (2019-03-08 15:35:33 by BATCH 00000766) standard | 0112-2---61987#ABJ633 | https://cdd.iec.ch/cdd/iec61987/iec61987.nsf/PropertiesAllVersions/0112-2---61987%23ABJ633
0112/2///61987#ABF132 | 001 | 01 | 0112/2///61987#ABF132#001 | maximum vertical load |  |  |  |  | highest allowable permanent force in vertical direction that a device is or must be designed to operate within its specified limits |  |  | kN |  |  | REAL_MEASURE_TYPE |  |  |  |  | NON_DEPENDENT_P_DET | [5 empty] | 0112/2///61987#ABF118 - Microwave probe | 0112/2///61987#ABA000 | 0112/2///62720#UAA573 - kilonewton |  | 0112/2///61987#ABT562 - Force | Standard |  | IEC 61987 | IEC | SC65E | - | C00018 | 001-01 (2018-03-28 07:27:04 by BATCH 00000762) standard | 0112-2---61987#ABF132 | https://cdd.iec.ch/cdd/iec61987/iec61987.nsf/PropertiesAllVersions/0112-2---61987%23ABF132
0112/2///61987#ABG798 | 001 | 01 | 0112/2///61987#ABG798#001 | reference to Reference conditions of the device [9] |  |  |  |  | reference to block ABG238 | [5 empty] | CLASS_REFERENCE_TYPE(0112/2///61987#ABG238) 0112/2///61987#ABG238 - Reference conditions of the device [9] |  |  |  |  | NON_DEPENDENT_P_DET | [5 empty] | 0112/2///61987#ABG233 - Performance [30] | 0112/2///61987#ABA000 |  |  |  | Standard |  | IEC 61987 | IEC | SC65E | - | C00017 | 001-01 (2018-03-28 07:27:11 by BATCH 00000762) standard | 0112-2---61987#ABG798 | https://cdd.iec.ch/cdd/iec61987/iec61987.nsf/PropertiesAllVersions/0112-2---61987%23ABG798
0112/2///61987#ABI555 | 001 | 02 | 0112/2///61987#ABI555#001 | reference to Installation requirement |  |  |  |  | reference to block ABI476 | [5 empty] | CLASS_REFERENCE_TYPE(0112/2///61987#ABI476) 0112/2///61987#ABI476 - Installation requirement |  |  |  |  | DEPENDENT_P_DET | [5 empty] | 0112/2///61987#ABI468 - Installation | 0112/2///61987#ABA000 |  |  |  | Standard |  | IEC 61987 | IEC | IEC SC65E | 0112/2///61987#ABI494 - number of installation requirements | C00112 |  | 0112-2---61987#ABI555 | https://cdd.iec.ch/cdd/iec61987/iec61987.nsf/PropertiesAllVersions/0112-2---61987%23ABI555
0112/2///61987#ABB637 | 003 | 01 | 0112/2///61987#ABB637#003 | reference ambient temperature of the sensor |  |  |  |  | ambient temperature of a sensing element at which the performance of a device was tested |  |  | °C |  |  | LEVEL(MIN,NOM,MAX) OF REAL_MEASURE_TYPE |  |  |  |  | NON_DEPENDENT_P_DET | [5 empty] | 0112/2///61987#ABC563 - Reference ambient conditions | 0112/2///61987#ABA000 | 0112/2///62720#UAA033 - degree Celsius |  | 0112/2///61987#ABT514 - Temperature | Standard |  |  |  | SC65E – IEC 61987 | - | C00004 |  | 0112-2---61987#ABB637 | https://cdd.iec.ch/cdd/iec61987/iec61987.nsf/PropertiesAllVersions/0112-2---61987%23ABB637
0112/2///61987#ABD269 | 001 | 02 | 0112/2///61987#ABD269#001 | reference to Structural design of an electromagnetic insertion flow transmitter |  |  |  |  | reference to block ABC643 | [5 empty] | CLASS_REFERENCE_TYPE(0112/2///61987#ABC643) 0112/2///61987#ABC643 - Structural design of an electromagnetic insertion flow transmitter |  |  |  |  | NON_DEPENDENT_P_DET | [5 empty] | 0112/2///61987#ABC607 - Structural design [electromagnetic insertion flow transmitter] | 0112/2///61987#ABA000 |  |  |  | Standard |  |  |  | SC65E – IEC 61987 | - | C00004 |  | 0112-2---61987#ABD269 | https://cdd.iec.ch/cdd/iec61987/iec61987.nsf/PropertiesAllVersions/0112-2---61987%23ABD269
0112/2///61987#ABU318 | 001 | 03 | 0112/2///61987#ABU318#001 | reference to Resistance temperature detector/thermocouple input |  |  |  |  | reference to block ABC580 |  | Id specified in IEC61987-12/-13: ABD206 |  |  |  | CLASS_REFERENCE_TYPE(0112/2///61987#ABC580) 0112/2///61987#ABC580 - RTD/thermocouple input |  |  |  |  | DEPENDENT_P_DET | [5 empty] | 0112/2///61987#ABC657 - Type of auxiliary input [7] | 0112/2///61987#ABA000 |  |  |  | Standard |  |  |  | SC65E – IEC 61987 | 0112/2///61987#ABU294 - auxiliary input type [7] | C00004 |  | 0112-2---61987#ABU318 | https://cdd.iec.ch/cdd/iec61987/iec61987.nsf/PropertiesAllVersions/0112-2---61987%23ABU318
0112/2///61987#ABB345 | 005 | 01 | 0112/2///61987#ABB345#005 | nozzle elevation |  |  |  |  | elevation of the nozzle referenced to the pipe or the equipment to which it is attached | [5 empty] | ENUM_CODE_TYPE(0112/2///61987#ABL269) |  |  |  |  | DEPENDENT_P_DET |  |  | 0112/2///61987#ABL269 | 0112/2///61987#ABL827 - above line0112/2///61987#ABL828 - below line0112/2///61987#ABI407 - others |  | 0112/2///61987#ABC266 - High/single pressure side line or nozzle0112/2///61987#ABC325 - Low pressure side line or nozzle0112/2///61987#ABD831 - Line or nozzle [2]0112/2///61987#ABC322 - Line or nozzle | 0112/2///61987#ABA000 |  |  |  | Standard |  |  |  | SC65E – IEC 61987 | 0112/2///61987#ABI406 - empty_property | C00091 |  | 0112-2---61987#ABB345 | https://cdd.iec.ch/cdd/iec61987/iec61987.nsf/PropertiesAllVersions/0112-2---61987%23ABB345
0112/2///61987#ABF267 | 003 | 01 | 0112/2///61987#ABF267#003 | type of purge |  |  |  |  | classification of a purge system according to the fluid used for purging | [5 empty] | ENUM_CODE_TYPE(0112/2///61987#ABJ773) |  |  |  |  | DEPENDENT_P_DET |  |  | 0112/2///61987#ABJ773 | 0112/2///61987#ABL120 - air purge0112/2///61987#ABI407 - others |  | 0112/2///61987#ABF266 - Purge system | 0112/2///61987#ABA000 |  |  |  | Standard |  | IEC 61987 | IEC | SC65E | 0112/2///61987#ABI406 - empty_property | C00091 |  | 0112-2---61987#ABF267 | https://cdd.iec.ch/cdd/iec61987/iec61987.nsf/PropertiesAllVersions/0112-2---61987%23ABF267
0112/2///61987#ABV219 | 001 | 01 | 0112/2///61987#ABV219#001 | reference to Type of output [18] |  |  |  |  | reference to block ABG148 | [5 empty] | CLASS_REFERENCE_TYPE(0112/2///61987#ABG148) 0112/2///61987#ABG148 - Type of output [18] |  |  |  |  | NON_DEPENDENT_P_DET | [5 empty] | 0112/2///61987#ABG133 - Output [18] | 0112/2///61987#ABA000 |  |  |  | Standard |  | IEC 61987 | IEC | SC65E | - | C00019 | 001-01 (2018-03-28 07:27:24 by BATCH 00000762) standard | 0112-2---61987#ABV219 | https://cdd.iec.ch/cdd/iec61987/iec61987.nsf/PropertiesAllVersions/0112-2---61987%23ABV219
0112/2///61987#ABF808 | 001 | 01 | 0112/2///61987#ABF808#001 | reference to Structural design of a servo level transmitter |  |  |  |  | reference to block ABF432 | [5 empty] | CLASS_REFERENCE_TYPE(0112/2///61987#ABF432) 0112/2///61987#ABF432 - Structural design of a servo level transmitter |  |  |  |  | NON_DEPENDENT_P_DET | [5 empty] | 0112/2///61987#ABG419 - Structural design [servo level transmitter ] | 0112/2///61987#ABA000 |  |  |  | Standard |  | IEC 61987 | IEC | SC65E | - | C00018 | 001-01 (2018-03-28 07:27:09 by BATCH 00000762) standard | 0112-2---61987#ABF808 | https://cdd.iec.ch/cdd/iec61987/iec61987.nsf/PropertiesAllVersions/0112-2---61987%23ABF808
0112/2///61987#ABG887 | 001 | 01 | 0112/2///61987#ABG887#001 | reference to Rated operating conditions [22] |  |  |  |  | reference to block ABG327 | [5 empty] | CLASS_REFERENCE_TYPE(0112/2///61987#ABG327) 0112/2///61987#ABG327 - Rated operating conditions [22] |  |  |  |  | NON_DEPENDENT_P_DET | [5 empty] | 0112/2///61987#ABE767 - Device LOP for temperature transmitter | 0112/2///61987#ABA000 |  |  |  | Standard |  | IEC 61987 | IEC | SC65E | - | C00019 | 001-01 (2018-03-28 07:27:11 by BATCH 00000762) standard | 0112-2---61987#ABG887 | https://cdd.iec.ch/cdd/iec61987/iec61987.nsf/PropertiesAllVersions/0112-2---61987%23ABG887
0112/2///61987#ABP192 | 001 | 01 | 0112/2///61987#ABP192#001 | method of galvanic isolation |  |  |  |  | means by which a galvanic isolation is realized | [5 empty] | ENUM_CODE_TYPE(0112/2///61987#ABP317) |  |  |  |  | DEPENDENT_P_DET |  |  | 0112/2///61987#ABP317 | 0112/2///61987#ABP362 - photocoupler/optocoupler0112/2///61987#ABP363 - OCMOS FET0112/2///61987#ABP364 - transformer0112/2///61987#ABP365 - capacitor0112/2///61987#ABP366 - Hall effect sensor0112/2///61987#ABP367 - magnetoresistance sensor0112/2///61987#ABP368 - relay0112/2///61987#ABI407 - others |  | 0112/2///61987#ABC261 - Galvanic isolation | 0112/2///61987#ABA000 |  |  |  | Standard |  | IEC 61987 | IEC | IEC/SC 65E | 0112/2///61987#ABI406 - empty_property | C00128 | 001-01 (2023-01-23 14:53:53 by BATCH 00000807) standard | 0112-2---61987#ABP192 | https://cdd.iec.ch/cdd/iec61987/iec61987.nsf/PropertiesAllVersions/0112-2---61987%23ABP192
0112/2///61987#ABB344 | 004 | 01 | 0112/2///61987#ABB344#004 | nozzle orientation |  |  |  |  | orientation of the nozzle referenced to the ground | [5 empty] | STRING_TYPE |  |  |  |  | NON_DEPENDENT_P_DET | [5 empty] | 0112/2///61987#ABC266 - High/single pressure side line or nozzle0112/2///61987#ABC325 - Low pressure side line or nozzle0112/2///61987#ABD831 - Line or nozzle [2]0112/2///61987#ABC322 - Line or nozzle | 0112/2///61987#ABA000 |  |  |  | Standard |  |  |  | SC65E – IEC 61987 | - | C00004 |  | 0112-2---61987#ABB344 | https://cdd.iec.ch/cdd/iec61987/iec61987.nsf/PropertiesAllVersions/0112-2---61987%23ABB344
0112/2///61987#ABH147 | 001 | 01 | 0112/2///61987#ABH147#001 | designation of bypass |  |  |  |  | name of a measuring chamber | [5 empty] | STRING_TYPE |  |  |  |  | NON_DEPENDENT_P_DET | [5 empty] | 0112/2///61987#ABH145 - Bypass | 0112/2///61987#ABA000 |  |  |  | Standard |  | IEC 61987 | IEC | SC65E | - | C00018 | 001-01 (2018-03-28 07:27:13 by BATCH 00000762) standard | 0112-2---61987#ABH147 | https://cdd.iec.ch/cdd/iec61987/iec61987.nsf/PropertiesAllVersions/0112-2---61987%23ABH147
0112/2///61987#ABU220 | 001 | 02 | 0112/2///61987#ABU220#001 | reference to Assigned variable [7] |  |  |  |  | reference to block ABC124 |  | Id specified in IEC61987-12/-13: ABC754 |  |  |  | CLASS_REFERENCE_TYPE(0112/2///61987#ABC124) 0112/2///61987#ABC124 - Assigned variable [7] |  |  |  |  | NON_DEPENDENT_P_DET | [5 empty] | 0112/2///61987#ABC516 - Pneumatic/hydraulic output [1] | 0112/2///61987#ABA000 |  |  |  | Standard |  |  |  | SC65E – IEC 61987 | - | C00004 |  | 0112-2---61987#ABU220 | https://cdd.iec.ch/cdd/iec61987/iec61987.nsf/PropertiesAllVersions/0112-2---61987%23ABU220
0112/2///61987#ABE495 | 001 | 04 | 0112/2///61987#ABE495#001 | reference to Output [11] |  |  |  |  | reference to block ABE578 | [5 empty] | CLASS_REFERENCE_TYPE(0112/2///61987#ABE578) 0112/2///61987#ABE578 - Output [11] |  |  |  |  | DEPENDENT_P_DET | [5 empty] | 0112/2///61987#ABE634 - Device LOP for I/P converter | 0112/2///61987#ABA000 |  |  |  | Standard |  | IEC 61987 | IEC | IEC SC65E | 0112/2///61987#ABB206 - number of outputs | C00112 |  | 0112-2---61987#ABE495 | https://cdd.iec.ch/cdd/iec61987/iec61987.nsf/PropertiesAllVersions/0112-2---61987%23ABE495
0112/2///61987#ABB534 | 002 | 01 | 0112/2///61987#ABB534#002 | style of API ring gasket |  |  |  |  | classification of an API ring gasket according to its cross-sectional shape | [5 empty] | ENUM_CODE_TYPE(0112/2///61987#ABL562) |  |  |  |  | DEPENDENT_P_DET |  |  | 0112/2///61987#ABL562 | 0112/2///61987#ABM850 - oval0112/2///61987#ABM851 - octagonal0112/2///61987#ABI407 - others |  | 0112/2///61987#ABC244 - Flow nozzle0112/2///61987#ABC465 - Orifice plate and holder | 0112/2///61987#ABA000 |  |  |  | Standard |  |  |  | SC65E – IEC 61987 | 0112/2///61987#ABI406 - empty_property | C00091 |  | 0112-2---61987#ABB534 | https://cdd.iec.ch/cdd/iec61987/iec61987.nsf/PropertiesAllVersions/0112-2---61987%23ABB534
0112/2///61987#ABB259 | 003 | 01 | 0112/2///61987#ABB259#003 | maximum operating thermal conductivity |  |  |  |  | highest thermal conductivity for which a device is or should be designed to operate within its specified limits |  |  | W/(m·K) |  |  | REAL_MEASURE_TYPE |  |  |  |  | NON_DEPENDENT_P_DET | [5 empty] | 0112/2///61987#ABC451 - Normal process conditions [1]0112/2///61987#ABC455 - Normal process design conditions [2]0112/2///61987#ABH071 - Fluid phase design conditions0112/2///61987#ABH462 - Normal process conditions [11]0112/2///61987#ABG343 - Normal process conditions [5]0112/2///61987#ABG344 - Normal process conditions [6]0112/2///61987#ABG347 - Normal process conditions [9] | 0112/2///61987#ABA000 | 0112/2///62720#UAA309 - watt per metre kelvin |  | 0112/2///61987#ABT513 - Thermal conductivity | Standard |  |  |  | SC65E – IEC 61987 | - | C00004 |  | 0112-2---61987#ABB259 | https://cdd.iec.ch/cdd/iec61987/iec61987.nsf/PropertiesAllVersions/0112-2---61987%23ABB259
0112/2///61987#ABB413 | 002 | 01 | 0112/2///61987#ABB413#002 | style of ring joint holder |  |  |  |  | classification of a ring joint plate holder according to the method of fastening the orifice plate | [5 empty] | ENUM_CODE_TYPE(0112/2///61987#ABL468) |  |  |  |  | DEPENDENT_P_DET |  |  | 0112/2///61987#ABL468 | 0112/2///61987#ABM532 - integral plate holder0112/2///61987#ABM533 - screwed plate holder0112/2///61987#ABM534 - snap-ring plate holder0112/2///61987#ABI407 - others |  | 0112/2///61987#ABC465 - Orifice plate and holder | 0112/2///61987#ABA000 |  |  |  | Standard |  |  |  | SC65E – IEC 61987 | 0112/2///61987#ABI406 - empty_property | C00091 |  | 0112-2---61987#ABB413 | https://cdd.iec.ch/cdd/iec61987/iec61987.nsf/PropertiesAllVersions/0112-2---61987%23ABB413
0112/2///61987#ABD762 | 002 | 01 | 0112/2///61987#ABD762#002 | type of pneumatic actuator |  |  |  |  | classification of a pneumatic actuator according to the form of the actuating element | [5 empty] | ENUM_CODE_TYPE(0112/2///61987#ABL364) |  |  |  |  | DEPENDENT_P_DET |  |  | 0112/2///61987#ABL364 | 0112/2///61987#ABL964 - diaphragm0112/2///61987#ABL965 - piston0112/2///61987#ABI407 - others |  | 0112/2///61987#ABE032 - Structural design of a pneumatic linear actuator0112/2///61987#ABE033 - Structural design of a pneumatic rotary actuator | 0112/2///61987#ABA000 |  |  |  | Standard |  |  |  |  | 0112/2///61987#ABI406 - empty_property | C00091 |  | 0112-2---61987#ABD762 | https://cdd.iec.ch/cdd/iec61987/iec61987.nsf/PropertiesAllVersions/0112-2---61987%23ABD762
0112/2///61987#ABE669 | 001 | 01 | 0112/2///61987#ABE669#001 | pressure recovery factor FL |  |  |  |  | liquid pressure recovery factor of the valve without attached fittings |  |  | 1 |  |  | REAL_MEASURE_TYPE |  |  | IEC 60534-2-1 |  | NON_DEPENDENT_P_DET | [5 empty] | 0112/2///61987#ABE562 - Parameters of restriction orifice/diffuser0112/2///61987#ABE658 - Calculation results of flow modification accessory | 0112/2///61987#ABA000 | 0112/2///62720#UAA915 - quantity of dimension one |  |  | Standard |  |  |  |  | - | C00019 | 001-01 (2018-03-28 07:27:01 by BATCH 00000762) standard | 0112-2---61987#ABE669 | https://cdd.iec.ch/cdd/iec61987/iec61987.nsf/PropertiesAllVersions/0112-2---61987%23ABE669
0112/2///61987#ABH178 | 002 | 01 | 0112/2///61987#ABH178#002 | type of condensation |  |  |  |  | classification of condensation according to its frequency of occurrence | [5 empty] | ENUM_CODE_TYPE(0112/2///61987#ABJ788) |  |  |  |  | DEPENDENT_P_DET |  |  | 0112/2///61987#ABJ788 | 0112/2///61987#ABL192 - never0112/2///61987#ABL193 - occasionally0112/2///61987#ABL194 - frequently0112/2///61987#ABL195 - always0112/2///61987#ABI407 - others |  | 0112/2///61987#ABG463 - Gas/vapor phase [level] | 0112/2///61987#ABA000 |  |  |  | Standard |  | IEC 61987 | IEC | SC65E | 0112/2///61987#ABI406 - empty_property | C00091 |  | 0112-2---61987#ABH178 | https://cdd.iec.ch/cdd/iec61987/iec61987.nsf/PropertiesAllVersions/0112-2---61987%23ABH178
0112/2///61987#ABU259 | 001 | 03 | 0112/2///61987#ABU259#001 | reference to Analog voltage input [2] |  |  |  |  | reference to block ABC093 |  | Id specified in IEC61987-12/-13: ABC723 |  |  |  | CLASS_REFERENCE_TYPE(0112/2///61987#ABC093) 0112/2///61987#ABC093 - Analog voltage input [2] |  |  |  |  | DEPENDENT_P_DET | [5 empty] | 0112/2///61987#ABC054 - Type of auxiliary input [3] | 0112/2///61987#ABA000 |  |  |  | Standard |  |  |  | SC65E – IEC 61987 | 0112/2///61987#ABU256 - auxiliary input type [3] | C00004 |  | 0112-2---61987#ABU259 | https://cdd.iec.ch/cdd/iec61987/iec61987.nsf/PropertiesAllVersions/0112-2---61987%23ABU259
0112/2///61987#ABC852 | 004 | 01 | 0112/2///61987#ABC852#004 | reference to Electromagnetic compatibility |  |  |  |  | reference to block ABC222 | [5 empty] | CLASS_REFERENCE_TYPE(0112/2///61987#ABC222) 0112/2///61987#ABC222 - Electromagnetic compatibility |  |  |  |  | NON_DEPENDENT_P_DET | [5 empty] | 0112/2///61987#ABC450 - Normal environmental design conditions0112/2///61987#ABD509 - Normal environmental conditions [1]0112/2///61987#ABE367 - Normal environmental conditions [4]0112/2///61987#ABC449 - Normal environmental conditions | 0112/2///61987#ABA000 |  |  |  | Standard |  |  |  | SC65E – IEC 61987 | - | C00004 |  | 0112-2---61987#ABC852 | https://cdd.iec.ch/cdd/iec61987/iec61987.nsf/PropertiesAllVersions/0112-2---61987%23ABC852
0112/2///61987#ABE072 | 001 | 02 | 0112/2///61987#ABE072#001 | reference to Calculation results of control devices |  |  |  |  | reference to block ABD816 | [5 empty] | CLASS_REFERENCE_TYPE(0112/2///61987#ABD816) 0112/2///61987#ABD816 - Calculation results of control devices |  |  |  |  | NON_DEPENDENT_P_DET | [5 empty] | 0112/2///61987#ABD990 - Process conditions for final control elements | 0112/2///61987#ABA000 |  |  |  | Standard |  |  |  |  | - | C00004 |  | 0112-2---61987#ABE072 | https://cdd.iec.ch/cdd/iec61987/iec61987.nsf/PropertiesAllVersions/0112-2---61987%23ABE072
0112/2///61987#ABH562 | 001 | 01 | 0112/2///61987#ABH562#001 | calibration variable type |  |  |  |  | polymorphic control property | [5 empty] | ENUM_STRING_TYPE(0112/2///61987#ABH805(Calibration of mass flow,Calibration of actual volume flow,Calibration of normalized volume flow,Calibration of flow velocity,Calibration of density,Calibration of concentration,Calibration of volume fraction,Calibration of mass fraction,Calibration of pressure,Calibration of temperature,Calibration of dynamic viscosity,Calibration of level,Calibration of ullage,Calibration of mass,Calibration of volume,Calibration of degree of filling,Calibration of voltage,Calibration of resistance,Calibration of other variable)) |  |  |  |  | CONDITION_DET |  |  | 0112/2///61987#ABH805 | 0112/2///61987#ABH786 - IEC61987-11 Name of Calibration of mass flow0112/2///61987#ABH787 - IEC61987-11 Name of Calibration of actual volume flow0112/2///61987#ABH788 - IEC61987-11 Name of Calibration of normalized volume flow0112/2///61987#ABH789 - IEC61987-11 Name of Calibration of flow velocity0112/2///61987#ABH790 - IEC61987-11 Name of Calibration of density0112/2///61987#ABH791 - IEC61987-11 Name of Calibration of concentration0112/2///61987#ABH792 - IEC61987-11 Name of Calibration of volume fraction0112/2///61987#ABH793 - IEC61987-11 Name of Calibration of mass fraction0112/2///61987#ABH794 - IEC61987-11 Name of Calibration of pressure0112/2///61987#ABH795 - IEC61987-11 Name of Calibration of temperature0112/2///61987#ABH796 - IEC61987-11 Name of Calibration of dynamic viscosity0112/2///61987#ABH797 - IEC61987-11 Name of Calibration of level0112/2///61987#ABH798 - IEC61987-11 Name of Calibration of ullage0112/2///61987#ABH799 - IEC61987-11 Name of Calibration of mass0112/2///61987#ABH800 - IEC61987-11 Name of Calibration of volume0112/2///61987#ABH801 - IEC61987-11 Name of Calibration of degree of filling0112/2///61987#ABH802 - IEC61987-11 Name of Calibration of voltage0112/2///61987#ABH803 - IEC61987-11 Name of Calibration of resistance0112/2///61987#ABH804 - IEC61987-11 Name of Calibration of other variable |  | 0112/2///61987#ABH561 - Calibration | 0112/2///61987#ABA000 |  |  |  | Standard |  | IEC 61987 |  | SC65E – IEC 61987 | - | C00018 | 001-01 (2019-03-08 15:35:29 by BATCH 00000766) standard | 0112-2---61987#ABH562 | https://cdd.iec.ch/cdd/iec61987/iec61987.nsf/PropertiesAllVersions/0112-2---61987%23ABH562
0112/2///61987#ABN658 | 001 | 02 | 0112/2///61987#ABN658#001 | vibration amplitude at the harmonics of the rotation frequency (nX) |  |  |  |  | performance indicator of vibration calculated from the oscillation amplitude at the harmonics of the rotation frequency of the object under consideration, expressed as velocity | Note 1: The oscillation amplitude normally results from a Fourier analysis of the vibration spectrum at the considered frequency or the considered frequencies. Note 2: The method used defining the frequency band and amplitude calculation within the frequency band is regularly defined by the user. |  | mm/s |  |  | REAL_MEASURE_TYPE |  |  |  |  | NON_DEPENDENT_P_DET | [5 empty] | 0112/2///61987#ABN694 - Specific machine vibration measurement variables | 0112/2///61987#ABA000 | 0112/2///62720#UAA867 - millimetre per second |  | 0112/2///61987#ABT509 - Velocity | Standard |  | IEC 61987 | IEC | IEC SC65E | - | C00112 |  | 0112-2---61987#ABN658 | https://cdd.iec.ch/cdd/iec61987/iec61987.nsf/PropertiesAllVersions/0112-2---61987%23ABN658
0112/2///61987#ABF790 | 001 | 01 | 0112/2///61987#ABF790#001 | reference to Material of torsion rod arm |  |  |  |  | reference to block ABF365 | [5 empty] | CLASS_REFERENCE_TYPE(0112/2///61987#ABF365) 0112/2///61987#ABF365 - Material of torsion rod arm |  |  |  |  | NON_DEPENDENT_P_DET | [5 empty] | 0112/2///61987#ABF360 - Displacer | 0112/2///61987#ABA000 |  |  |  | Standard |  | IEC 61987 | IEC | SC65E | - | C00018 | 001-01 (2018-03-28 07:27:09 by BATCH 00000762) standard | 0112-2---61987#ABF790 | https://cdd.iec.ch/cdd/iec61987/iec61987.nsf/PropertiesAllVersions/0112-2---61987%23ABF790
0112/2///61987#ABF456 | 001 | 01 | 0112/2///61987#ABF456#001 | material of rope |  |  |  |  | material of which the rope is made | [5 empty] | STRING_TYPE |  |  |  |  | NON_DEPENDENT_P_DET | [5 empty] | 0112/2///61987#ABF465 - Container of nuclear source | 0112/2///61987#ABA000 |  |  |  | Standard |  | IEC 61987 | IEC | SC65E | - | C00018 | 001-01 (2018-03-28 07:27:06 by BATCH 00000762) standard | 0112-2---61987#ABF456 | https://cdd.iec.ch/cdd/iec61987/iec61987.nsf/PropertiesAllVersions/0112-2---61987%23ABF456
0112/2///61987#ABG995 | 001 | 01 | 0112/2///61987#ABG995#001 | reference to Structural design [separate temperature transmitter] |  |  |  |  | reference to block ABG435 | [5 empty] | CLASS_REFERENCE_TYPE(0112/2///61987#ABG435) 0112/2///61987#ABG435 - Structural design [separate temperature transmitter] |  |  |  |  | NON_DEPENDENT_P_DET | [5 empty] | 0112/2///61987#ABG390 - Mechanical and electrical construction [separate temperature transmitter] | 0112/2///61987#ABA000 |  |  |  | Standard |  | IEC 61987 | IEC | SC65E | - | C00019 | 001-01 (2018-03-28 07:27:12 by BATCH 00000762) standard | 0112-2---61987#ABG995 | https://cdd.iec.ch/cdd/iec61987/iec61987.nsf/PropertiesAllVersions/0112-2---61987%23ABG995
0112/2///61987#ABH227 | 001 | 01 | 0112/2///61987#ABH227#001 | temperature seen by transmission |  |  |  |  | mean temperature value of a material the radiation of which adds by transmission to the radiation that reaches the radiation detector |  |  | °C |  |  | REAL_MEASURE_TYPE |  |  |  |  | NON_DEPENDENT_P_DET | [5 empty] | 0112/2///61987#ABH229 - Process case variables for non-contact temperature transmitter | 0112/2///61987#ABA000 | 0112/2///62720#UAA033 - degree Celsius |  | 0112/2///61987#ABT514 - Temperature | Standard |  | IEC 61987 | IEC | SC65E | - | C00019 | 001-01 (2018-03-28 07:27:14 by BATCH 00000762) standard | 0112-2---61987#ABH227 | https://cdd.iec.ch/cdd/iec61987/iec61987.nsf/PropertiesAllVersions/0112-2---61987%23ABH227
0112/2///61987#ABC884 | 001 | 02 | 0112/2///61987#ABC884#001 | reference to Frequency signal on alarm |  |  |  |  | reference to block ABC254 | [5 empty] | CLASS_REFERENCE_TYPE(0112/2///61987#ABC254) 0112/2///61987#ABC254 - Frequency signal on alarm |  |  |  |  | NON_DEPENDENT_P_DET | [5 empty] | 0112/2///61987#ABC249 - Frequency input/output parameters | 0112/2///61987#ABA000 |  |  |  | Standard |  |  |  | SC65E – IEC 61987 | - | C00004 |  | 0112-2---61987#ABC884 | https://cdd.iec.ch/cdd/iec61987/iec61987.nsf/PropertiesAllVersions/0112-2---61987%23ABC884
0112/2///61987#ABA532 | 001 | 03 | 0112/2///61987#ABA532#001 | number of rotary switch positions |  |  |  |  | @number of rotary switch positions |  | cardinality property |  |  |  | INT_TYPE |  |  |  |  | CONDITION_DET | [5 empty] | 0112/2///61987#ABC648 - Switch | 0112/2///61987#ABA000 |  |  |  | Standard |  |  |  | SC65E – IEC 61987 | - | C00004 |  | 0112-2---61987#ABA532 | https://cdd.iec.ch/cdd/iec61987/iec61987.nsf/PropertiesAllVersions/0112-2---61987%23ABA532
0112/2///61987#ABA154 | 004 | 01 | 0112/2///61987#ABA154#004 | nominal size of gasket |  |  |  |  | alphanumeric designation of size for a mechanical seal, which is used for reference purposes | [5 empty] | STRING_TYPE |  |  |  |  | NON_DEPENDENT_P_DET | [5 empty] | 0112/2///61987#ABD863 - End connection0112/2///61987#ABU455 - End connection0112/2///61987#ABU458 - Process connection | 0112/2///61987#ABA000 |  |  |  | Standard |  |  |  | SC65E – IEC 61987 | - | C00004 |  | 0112-2---61987#ABA154 | https://cdd.iec.ch/cdd/iec61987/iec61987.nsf/PropertiesAllVersions/0112-2---61987%23ABA154
0112/2///61987#ABP138 | 001 | 01 | 0112/2///61987#ABP138#001 | maximum resistance for signal "1" | ON resistance |  |  |  | maximum value of the resistance of an external contact to detect for a binary logic state "1" |  |  | Ω |  |  | REAL_MEASURE_TYPE |  |  |  |  | NON_DEPENDENT_P_DET | [5 empty] | 0112/2///61987#ABP028 - Electrical data for no-voltage contact input | 0112/2///61987#ABA000 | 0112/2///62720#UAA017 - ohm |  | 0112/2///61987#ABT564 - Electrical resistance | Standard |  | IEC 61987 | IEC | IEC/SC 65E | - | C00128 | 001-01 (2023-01-23 14:53:52 by BATCH 00000807) standard | 0112-2---61987#ABP138 | https://cdd.iec.ch/cdd/iec61987/iec61987.nsf/PropertiesAllVersions/0112-2---61987%23ABP138
0112/2///61987#ABA562 | 005 | 01 | 0112/2///61987#ABA562#005 | frequency of cleaning |  |  |  |  | number of cleaning processes executed per unit of time |  |  | 1/y |  |  | REAL_MEASURE_TYPE |  |  |  |  | NON_DEPENDENT_P_DET | [5 empty] | 0112/2///61987#ABC186 - Design conditions for external cleaning in place0112/2///61987#ABC187 - Design conditions for internal cleaning in place | 0112/2///61987#ABA000 | 0112/2///62720#UAB027 - reciprocal year |  | 0112/2///61987#ABT560 - Frequency low | Standard |  |  |  | SC65E – IEC 61987 | - | C00004 |  | 0112-2---61987#ABA562 | https://cdd.iec.ch/cdd/iec61987/iec61987.nsf/PropertiesAllVersions/0112-2---61987%23ABA562
0112/2///61987#ABA911 | 003 | 01 | 0112/2///61987#ABA911#003 | material of lining or coating |  |  |  |  | material of a protective coating or lining that prevents the contact of a fluid with the material from which the equipment is made | [5 empty] | STRING_TYPE |  |  |  |  | NON_DEPENDENT_P_DET | [5 empty] | 0112/2///61987#ABC246 - Flowtube assembly0112/2///61987#ABC266 - High/single pressure side line or nozzle0112/2///61987#ABC325 - Low pressure side line or nozzle0112/2///61987#ABC412 - Flow measuring chamber0112/2///61987#ABD831 - Line or nozzle [2]0112/2///61987#ABF634 - Structural design of a radiometric density transmitter | 0112/2///61987#ABA000 |  |  |  | Standard |  |  |  | SC65E – IEC 61987 | - | C00004 |  | 0112-2---61987#ABA911 | https://cdd.iec.ch/cdd/iec61987/iec61987.nsf/PropertiesAllVersions/0112-2---61987%23ABA911
0112/2///61987#ABA128 | 004 | 01 | 0112/2///61987#ABA128#004 | maximum temperature of cleaning fluid |  |  |  |  | maximum temperature a device can withstand during cleaning in place |  |  | °C |  |  | REAL_MEASURE_TYPE |  |  |  |  | NON_DEPENDENT_P_DET | [5 empty] | 0112/2///61987#ABC308 - Internal cleaning in place conditions | 0112/2///61987#ABA000 | 0112/2///62720#UAA033 - degree Celsius |  | 0112/2///61987#ABT514 - Temperature | Standard |  |  |  | SC65E – IEC 61987 | - | C00004 |  | 0112-2---61987#ABA128 | https://cdd.iec.ch/cdd/iec61987/iec61987.nsf/PropertiesAllVersions/0112-2---61987%23ABA128
0112/2///61987#ABG804 | 001 | 01 | 0112/2///61987#ABG804#001 | reference to Reference device conditions [5] |  |  |  |  | reference to block ABG244 | [5 empty] | CLASS_REFERENCE_TYPE(0112/2///61987#ABG244) 0112/2///61987#ABG244 - Reference device conditions [5] |  |  |  |  | NON_DEPENDENT_P_DET | [5 empty] | 0112/2///61987#ABG240 - Reference conditions of the device [11]0112/2///61987#ABG272 - Reference conditions for the performance variable [11] | 0112/2///61987#ABA000 |  |  |  | Standard |  | IEC 61987 | IEC | SC65E | - | C00019 | 001-01 (2018-03-28 07:27:11 by BATCH 00000762) standard | 0112-2---61987#ABG804 | https://cdd.iec.ch/cdd/iec61987/iec61987.nsf/PropertiesAllVersions/0112-2---61987%23ABG804
0112/2///61987#ABE429 | 002 | 01 | 0112/2///61987#ABE429#002 | type of plug adjustment |  |  |  |  | classification of a plug adjustment according to its construction | [5 empty] | ENUM_CODE_TYPE(0112/2///61987#ABL506) |  |  |  |  | DEPENDENT_P_DET |  |  | 0112/2///61987#ABL506 | 0112/2///61987#ABM652 - manually0112/2///61987#ABM653 - life loaded0112/2///61987#ABI407 - others |  | 0112/2///61987#ABE031 - Structural design of a plug valve | 0112/2///61987#ABA000 |  |  |  | Standard |  |  |  |  | 0112/2///61987#ABI406 - empty_property | C00091 |  | 0112-2---61987#ABE429 | https://cdd.iec.ch/cdd/iec61987/iec61987.nsf/PropertiesAllVersions/0112-2---61987%23ABE429
0112/2///61987#ABI992 | 001 | 01 | 0112/2///61987#ABI992#001 | BREAK_TIME_OPEN_CLOSE |  |  |  |  | parameter indicating the time in ms between the command to change of the state from CLOSE position and the indication that the actuator starts its action | [5 empty] | REAL_TYPE |  |  | IEC 61804-2 MOD |  | NON_DEPENDENT_P_DET | [5 empty] | 0112/2///61987#ABI752 - On-off actuation technology block | 0112/2///61987#ABA000 |  |  |  | Standard |  |  |  | SC65E – IEC 61987 | - | C00018 | 001-01 (2019-03-08 15:35:33 by BATCH 00000766) standard | 0112-2---61987#ABI992 | https://cdd.iec.ch/cdd/iec61987/iec61987.nsf/PropertiesAllVersions/0112-2---61987%23ABI992
0112/2///61987#ABP212 | 001 | 01 | 0112/2///61987#ABP212#001 | reference to Absolute performance for power factor [I/O module] |  |  |  |  | reference to block ABP008 | [5 empty] | CLASS_REFERENCE_TYPE(0112/2///61987#ABP008) 0112/2///61987#ABP008 - Absolute performance for power factor [I/O module] |  |  |  |  | NON_DEPENDENT_P_DET | [5 empty] | 0112/2///61987#ABP057 - Performance variable [input module] | 0112/2///61987#ABA000 |  |  |  | Standard |  | IEC 61987 | IEC | IEC/SC 65E | - | C00128 | 001-01 (2023-01-23 14:53:53 by BATCH 00000807) standard | 0112-2---61987#ABP212 | https://cdd.iec.ch/cdd/iec61987/iec61987.nsf/PropertiesAllVersions/0112-2---61987%23ABP212
0112/2///61987#ABF820 | 001 | 01 | 0112/2///61987#ABF820#001 | reference to Modulator |  |  |  |  | reference to block ABF468 | [5 empty] | CLASS_REFERENCE_TYPE(0112/2///61987#ABF468) 0112/2///61987#ABF468 - Modulator |  |  |  |  | NON_DEPENDENT_P_DET | [5 empty] | 0112/2///61987#ABF343 - Structural design of a nuclear level transmitter/switch0112/2///61987#ABF634 - Structural design of a radiometric density transmitter | 0112/2///61987#ABA000 |  |  |  | Standard |  | IEC 61987 | IEC | SC65E | - | C00018 | 001-01 (2018-03-28 07:27:09 by BATCH 00000762) standard | 0112-2---61987#ABF820 | https://cdd.iec.ch/cdd/iec61987/iec61987.nsf/PropertiesAllVersions/0112-2---61987%23ABF820
0112/2///61987#ABI583 | 001 | 01 | 0112/2///61987#ABI583#001 | PERMITTED |  |  |  |  | parameter indicating the permitted modes of a block | [5 empty] | BINARY_TYPE | B8 |  |  |  | NON_DEPENDENT_P_DET | [5 empty] | 0112/2///61987#ABI714 - MODE_BLOCK | 0112/2///61987#ABA000 |  |  |  | Standard |  |  |  | SC65E – IEC 61987 | - | C00018 | 001-01 (2019-03-08 15:35:32 by BATCH 00000766) standard | 0112-2---61987#ABI583 | https://cdd.iec.ch/cdd/iec61987/iec61987.nsf/PropertiesAllVersions/0112-2---61987%23ABI583
0112/2///61987#ABU125 | 001 | 02 | 0112/2///61987#ABU125#001 | reference to Operating LOP for flow measuring equipment |  |  |  |  | reference to block ABA003 | [5 empty] | CLASS_REFERENCE_TYPE(0112/2///61987#ABA003) 0112/2///61987#ABA003 - Operating LOP for flow measuring equipment |  |  |  |  | NON_DEPENDENT_P_DET | [5 empty] | 0112/2///61987#ABA644 - Flow gauge0112/2///61987#ABA698 - Flow switch0112/2///61987#ABA761 - Flow transmitter | 0112/2///61987#ABA000 |  |  |  | Standard |  |  |  | SC65E – IEC 61987 | - | C00004 |  | 0112-2---61987#ABU125 | https://cdd.iec.ch/cdd/iec61987/iec61987.nsf/PropertiesAllVersions/0112-2---61987%23ABU125
0112/2///61987#ABB270 | 005 | 01 | 0112/2///61987#ABB270#005 | style of tag plate mounting |  |  |  |  | classification of a tag plate according to its method of mounting | [5 empty] | STRING_TYPE |  |  |  |  | NON_DEPENDENT_P_DET | [5 empty] | 0112/2///61987#ABC193 - Device tag plate | 0112/2///61987#ABA000 |  |  |  | Standard |  |  |  | SC65E – IEC 61987 | - | C00004 |  | 0112-2---61987#ABB270 | https://cdd.iec.ch/cdd/iec61987/iec61987.nsf/PropertiesAllVersions/0112-2---61987%23ABB270
0112/2///61987#ABB828 | 001 | 05 | 0112/2///61987#ABB828#001 | maximum influence of process temperature on flow velocity |  |  |  |  | change in output of a velocity measuring device caused by a change in process temperature with respect to reference conditions, expressed as the maximum error across the specified process temperature range |  |  | "(m/s)/K" |  |  | REAL_MEASURE_TYPE |  |  |  |  | NON_DEPENDENT_P_DET | [5 empty] | 0112/2///61987#ABC280 - Influence of external quantities expressed for flow velocity | 0112/2///61987#ABA000 | 0112/2///62720#UAC009 - metre per second kelvin |  | 0112/2///61987#ABT507 - Velocity per temperature | Standard |  |  |  | SC65E – IEC 61987 | - | C00018 |  | 0112-2---61987#ABB828 | https://cdd.iec.ch/cdd/iec61987/iec61987.nsf/PropertiesAllVersions/0112-2---61987%23ABB828
0112/2///61987#ABE703 | 001 | 01 | 0112/2///61987#ABE703#001 | reference to Accuracy expressed as a percentage [4] |  |  |  |  | reference to block ABE702 | [5 empty] | CLASS_REFERENCE_TYPE(0112/2///61987#ABE702) 0112/2///61987#ABE702 - Accuracy expressed as a percentage [4] |  |  |  |  | NON_DEPENDENT_P_DET | [5 empty] | 0112/2///61987#ABE700 - Percentage performance [3] | 0112/2///61987#ABA000 |  |  |  | Standard |  |  |  | SC65E – IEC 61987 | - | C00016 | 001-01 (2018-03-28 07:27:01 by BATCH 00000762) standard | 0112-2---61987#ABE703 | https://cdd.iec.ch/cdd/iec61987/iec61987.nsf/PropertiesAllVersions/0112-2---61987%23ABE703
0112/2///61987#ABI513 | 001 | 01 | 0112/2///61987#ABI513#001 | type of accessory |  |  |  |  | classification of an accessory according to its intended use | [5 empty] | STRING_TYPE |  |  |  |  | NON_DEPENDENT_P_DET | [5 empty] | 0112/2///61987#ABI472 - Accessory | 0112/2///61987#ABA000 |  |  |  | Standard |  |  |  | SC65E – IEC 61987 | - | C00018 | 001-01 (2019-03-08 15:35:32 by BATCH 00000766) standard | 0112-2---61987#ABI513 | https://cdd.iec.ch/cdd/iec61987/iec61987.nsf/PropertiesAllVersions/0112-2---61987%23ABI513
0112/2///61987#ABC891 | 004 | 02 | 0112/2///61987#ABC891#004 | reference to Galvanic isolation |  |  |  |  | reference to block ABC261 | [5 empty] | CLASS_REFERENCE_TYPE(0112/2///61987#ABC261) 0112/2///61987#ABC261 - Galvanic isolation |  |  |  |  | DEPENDENT_P_DET | [5 empty] | 0112/2///61987#ABC145 - Binary output IEC 60947-5-6 (NAMUR)0112/2///61987#ABC219 - Electrical power output circuit0112/2///61987#ABC335 - Manufacturer-specific parameters0112/2///61987#ABC579 - RTD input0112/2///61987#ABC652 - Thermocouple input0112/2///61987#ABF287 - Input for temperature transmitter0112/2///61987#ABF289 - RTD/thermocouple probe output0112/2///61987#ABC141 - Binary transistor/triac output0112/2///61987#ABC143 - Binary input IEC 60947-5-6 (NAMUR)0112/2///61987#ABC144 - Binary relay output0112/2///61987#ABC212 - Electrical data for active behaviour0112/2///61987#ABC213 - Electrical data for passive behaviour0112/2///61987#ABC218 - Electrical power input circuit0112/2///61987#ABP028 - Electrical data for no-voltage contact input0112/2///61987#ABP044 - Input [I/O module]0112/2///61987#ABP052 - Output [I/O module]0112/2///61987#ABP301 - Binary valve output | 0112/2///61987#ABA000 |  |  |  | Standard |  | IEC 61987 | IEC | IEC SC65E | 0112/2///61987#ABA387 - number of galvanic isolations | C00112 |  | 0112-2---61987#ABC891 | https://cdd.iec.ch/cdd/iec61987/iec61987.nsf/PropertiesAllVersions/0112-2---61987%23ABC891
0112/2///61987#ABE553 | 001 | 01 | 0112/2///61987#ABE553#001 | reference to Material of restriction orifice/diffuser |  |  |  |  | reference to block ABE615 | [5 empty] | CLASS_REFERENCE_TYPE(0112/2///61987#ABE615) 0112/2///61987#ABE615 - Material of restriction orifice/diffuser |  |  |  |  | NON_DEPENDENT_P_DET | [5 empty] | 0112/2///61987#ABE614 - Structural design of a restriction orifice/diffuser | 0112/2///61987#ABA000 |  |  |  | Standard |  | IEC 61987 | IEC | SC65E | - | C00016 | 001-01 (2018-03-28 07:27:01 by BATCH 00000762) standard | 0112-2---61987#ABE553 | https://cdd.iec.ch/cdd/iec61987/iec61987.nsf/PropertiesAllVersions/0112-2---61987%23ABE553
0112/2///61987#ABD704 | 001 | 04 | 0112/2///61987#ABD704#001 | reference supply pressure for output capacity |  |  |  |  | supply pressure at which the output capacity of a positioner was determined |  |  | bar |  |  | REAL_MEASURE_TYPE |  |  |  |  | NON_DEPENDENT_P_DET | [5 empty] | 0112/2///61987#ABD981 - Pneumatic/hydraulic output parameters for positioner0112/2///61987#ABE034 - Structural design of a positioner0112/2///61987#ABE577 - Pneumatic/hydraulic output parameters for solenoid valve0112/2///61987#ABE581 - Pneumatic/hydraulic output parameters for I/P converter0112/2///61987#ABE618 - Structural design of an I/P converter | 0112/2///61987#ABA000 | 0112/2///62720#UAA323 - bar |  | 0112/2///61987#ABT524 - Pressure | Standard |  |  |  |  | - | C00004 |  | 0112-2---61987#ABD704 | https://cdd.iec.ch/cdd/iec61987/iec61987.nsf/PropertiesAllVersions/0112-2---61987%23ABD704
0112/2///61987#ABD746 | 002 | 01 | 0112/2///61987#ABD746#002 | type of deviation measurement |  |  |  |  | classification of a device according to the method used to measure deviations of the system from the expected behaviour | [5 empty] | ENUM_CODE_TYPE(0112/2///61987#ABJ786) |  |  |  |  | DEPENDENT_P_DET |  |  | 0112/2///61987#ABJ786 | 0112/2///61987#ABL189 - mechanical0112/2///61987#ABL190 - electronic0112/2///61987#ABI407 - others |  | 0112/2///61987#ABE034 - Structural design of a positioner0112/2///61987#ABE618 - Structural design of an I/P converter | 0112/2///61987#ABA000 |  |  |  | Standard |  |  |  |  | 0112/2///61987#ABI406 - empty_property | C00091 |  | 0112-2---61987#ABD746 | https://cdd.iec.ch/cdd/iec61987/iec61987.nsf/PropertiesAllVersions/0112-2---61987%23ABD746
0112/2///61987#ABF262 | 001 | 01 | 0112/2///61987#ABF262#001 | length of fibre |  |  |  |  | length of a fibre including its terminals |  |  | m |  |  | REAL_MEASURE_TYPE |  |  |  |  | NON_DEPENDENT_P_DET | [5 empty] | 0112/2///61987#ABF261 - Fibre optics | 0112/2///61987#ABA000 | 0112/2///62720#UAA726 - metre |  | 0112/2///61987#ABT548 - Length short | Standard |  | IEC 61987 | IEC | SC65E | - | C00019 | 001-01 (2018-03-28 07:27:05 by BATCH 00000762) standard | 0112-2---61987#ABF262 | https://cdd.iec.ch/cdd/iec61987/iec61987.nsf/PropertiesAllVersions/0112-2---61987%23ABF262
0112/2///61987#ABC928 | 001 | 02 | 0112/2///61987#ABC928#001 | reference to Input [9] |  |  |  |  | reference to block ABC298 | [5 empty] | CLASS_REFERENCE_TYPE(0112/2///61987#ABC298) 0112/2///61987#ABC298 - Input [9] |  |  |  |  | NON_DEPENDENT_P_DET | [5 empty] | 0112/2///61987#ABA025 - Device LOP for remote/separate transmitter | 0112/2///61987#ABA000 |  |  |  | Standard |  |  |  | SC65E – IEC 61987 | - | C00004 |  | 0112-2---61987#ABC928 | https://cdd.iec.ch/cdd/iec61987/iec61987.nsf/PropertiesAllVersions/0112-2---61987%23ABC928
0112/2///61987#ABB367 | 007 | 01 | 0112/2///61987#ABB367#007 | division |  |  |  |  | element of a hazardous area classification system in the USA and Canada indicating the likelihood of the existence of a classified hazard | [5 empty] | ENUM_CODE_TYPE(0112/2///61987#ABJ747) |  |  |  |  | DEPENDENT_P_DET |  |  | 0112/2///61987#ABJ747 | 0112/2///61987#ABK609 - Division 10112/2///61987#ABK610 - Division 20112/2///61987#ABI407 - others |  | 0112/2///61987#ABC104 - Area classification | 0112/2///61987#ABA000 |  |  |  | Standard |  |  |  | SC65E – IEC 61987 | 0112/2///61987#ABI406 - empty_property | C00091 |  | 0112-2---61987#ABB367 | https://cdd.iec.ch/cdd/iec61987/iec61987.nsf/PropertiesAllVersions/0112-2---61987%23ABB367
0112/2///61987#ABD205 | 001 | 02 | 0112/2///61987#ABD205#001 | reference to Resistance temperature detector input |  |  |  |  | reference to block ABC579 | [5 empty] | CLASS_REFERENCE_TYPE(0112/2///61987#ABC579) 0112/2///61987#ABC579 - RTD input |  |  |  |  | NON_DEPENDENT_P_DET | [5 empty] | 0112/2///61987#ABC580 - RTD/thermocouple input | 0112/2///61987#ABA000 |  |  |  | Standard |  |  |  | SC65E – IEC 61987 | - | C00004 |  | 0112-2---61987#ABD205 | https://cdd.iec.ch/cdd/iec61987/iec61987.nsf/PropertiesAllVersions/0112-2---61987%23ABD205
0112/2///61987#ABD628 | 002 | 01 | 0112/2///61987#ABD628#002 | maximum differential pressure at closed valve |  |  |  |  | highest pressure difference between inlet and outlet for which a control valve including additional components should be designed to work within the specified limits | to be designed with actuator |  | bar |  |  | REAL_MEASURE_TYPE |  |  |  |  | NON_DEPENDENT_P_DET | [5 empty] | 0112/2///61987#ABD844 - Design conditions for valve body assembly | 0112/2///61987#ABA000 | 0112/2///62720#UAA323 - bar |  | 0112/2///61987#ABT524 - Pressure | Standard |  |  |  |  | - | C00004 |  | 0112-2---61987#ABD628 | https://cdd.iec.ch/cdd/iec61987/iec61987.nsf/PropertiesAllVersions/0112-2---61987%23ABD628
0112/2///61987#ABH239 | 001 | 02 | 0112/2///61987#ABH239#001 | maximum height |  |  |  |  | highest height of an object that may occur |  |  | mm |  |  | REAL_MEASURE_TYPE |  |  |  |  | NON_DEPENDENT_P_DET | [5 empty] | 0112/2///61987#ABH233 - Dimensions of target | 0112/2///61987#ABA000 | 0112/2///62720#UAA862 - millimetre |  | 0112/2///61987#ABT548 - Length short | Standard |  | IEC 61987 | IEC | SC65E | - | C00019 |  | 0112-2---61987#ABH239 | https://cdd.iec.ch/cdd/iec61987/iec61987.nsf/PropertiesAllVersions/0112-2---61987%23ABH239
0112/2///61987#ABH539 | 001 | 01 | 0112/2///61987#ABH539#001 | compensation formula |  |  |  |  | algorithm used for compensation of the measured value | [5 empty] | STRING_TYPE |  |  |  |  | NON_DEPENDENT_P_DET | [5 empty] | 0112/2///61987#ABH536 - Compensation variable | 0112/2///61987#ABA000 |  |  |  | Standard |  | IEC 61987 |  | SC65E – IEC 61987 | - | C00018 | 001-01 (2019-03-08 15:35:29 by BATCH 00000766) standard | 0112-2---61987#ABH539 | https://cdd.iec.ch/cdd/iec61987/iec61987.nsf/PropertiesAllVersions/0112-2---61987%23ABH539
0112/2///61987#ABI036 | 001 | 01 | 0112/2///61987#ABI036#001 | number of Pulse input function blocks |  |  |  |  | cardinality property for Pulse input function block | [5 empty] | INT_TYPE |  |  |  |  | CONDITION_DET | [5 empty] | 0112/2///61987#ABH840 - User application parameters | 0112/2///61987#ABA000 |  |  |  | Standard |  |  |  | SC65E – IEC 61987 | - | C00018 | 001-01 (2019-03-08 15:35:31 by BATCH 00000766) standard | 0112-2---61987#ABI036 | https://cdd.iec.ch/cdd/iec61987/iec61987.nsf/PropertiesAllVersions/0112-2---61987%23ABI036
0112/2///61987#ABC701 | 001 | 05 | 0112/2///61987#ABC701#001 | reference to Accuracy for a subrange of dynamic viscosity |  |  |  |  | reference to block ABC071 | [5 empty] | CLASS_REFERENCE_TYPE(0112/2///61987#ABC071) 0112/2///61987#ABC071 - Accuracy for a subrange of dynamic viscosity |  |  |  |  | DEPENDENT_P_DET | [5 empty] | 0112/2///61987#ABC059 - Absolute performance for dynamic viscosity | 0112/2///61987#ABA000 |  |  |  | Standard |  | IEC 61987 | IEC | IEC SC65E | 0112/2///61987#ABB752 - number of accuracies for a subrange of dynamic viscosity | C00112 |  | 0112-2---61987#ABC701 | https://cdd.iec.ch/cdd/iec61987/iec61987.nsf/PropertiesAllVersions/0112-2---61987%23ABC701
0112/2///61987#ABC836 | 001 | 05 | 0112/2///61987#ABC836#001 | reference to Display element |  |  |  |  | reference to block ABC206 | [5 empty] | CLASS_REFERENCE_TYPE(0112/2///61987#ABC206) 0112/2///61987#ABC206 - Display element |  |  |  |  | DEPENDENT_P_DET | [5 empty] | 0112/2///61987#ABC207 - Display of a digital indicator | 0112/2///61987#ABA000 |  |  |  | Standard |  | IEC 61987 | IEC | IEC SC65E | 0112/2///61987#ABB973 - number of display elements | C00112 |  | 0112-2---61987#ABC836 | https://cdd.iec.ch/cdd/iec61987/iec61987.nsf/PropertiesAllVersions/0112-2---61987%23ABC836
0112/2///61987#ABA613 | 007 | 01 | 0112/2///61987#ABA613#007 | details of other certificate |  |  |  |  | if appropriate, details of another certificate | e.g. approval number or code, classification etc. |  |  |  |  | STRING_TYPE |  |  |  |  | NON_DEPENDENT_P_DET | [5 empty] | 0112/2///61987#ABC466 - Other certificate | 0112/2///61987#ABA000 |  |  |  | Standard |  |  |  | SC65E – IEC 61987 | - | C00018 |  | 0112-2---61987#ABA613 | https://cdd.iec.ch/cdd/iec61987/iec61987.nsf/PropertiesAllVersions/0112-2---61987%23ABA613
0112/2///61987#ABH784 | 001 | 01 | 0112/2///61987#ABH784#001 | designation of drawing |  |  |  |  | alphanumeric character sequence identifying a drawing | [5 empty] | STRING_TYPE |  |  |  |  | NON_DEPENDENT_P_DET | [5 empty] | 0112/2///61987#ABH502 - Drawing | 0112/2///61987#ABA000 |  |  |  | Standard |  | IEC 61987 |  | SC65E – IEC 61987 | - | C00018 | 001-01 (2019-03-08 15:35:30 by BATCH 00000766) standard | 0112-2---61987#ABH784 | https://cdd.iec.ch/cdd/iec61987/iec61987.nsf/PropertiesAllVersions/0112-2---61987%23ABH784
0112/2///61987#ABB361 | 006 | 01 | 0112/2///61987#ABB361#006 | maximum gauge pressure of supply |  |  |  |  | highest gauge pressure provided by a hydraulic or pneumatic power supply or to be applied to a pneumatic or hydraulic device |  |  | bar |  |  | REAL_MEASURE_TYPE |  |  |  |  | NON_DEPENDENT_P_DET | [5 empty] | 0112/2///61987#ABD411 - Purge gas supply0112/2///61987#ABC519 - Pneumatic/hydraulic supply [1]0112/2///61987#ABC520 - Pneumatic/hydraulic supply [2] | 0112/2///61987#ABA000 | 0112/2///62720#UAA323 - bar |  | 0112/2///61987#ABT524 - Pressure | Standard |  |  |  | SC65E – IEC 61987 | - | C00004 |  | 0112-2---61987#ABB361 | https://cdd.iec.ch/cdd/iec61987/iec61987.nsf/PropertiesAllVersions/0112-2---61987%23ABB361
0112/2///61987#ABC848 | 004 | 02 | 0112/2///61987#ABC848#004 | reference to Electrical power input circuit |  |  |  |  | reference to block ABC218 | [5 empty] | CLASS_REFERENCE_TYPE(0112/2///61987#ABC218) 0112/2///61987#ABC218 - Electrical power input circuit |  |  |  |  | DEPENDENT_P_DET | [5 empty] | 0112/2///61987#ABC523 - Power supply [1]0112/2///61987#ABC524 - Power supply [2]0112/2///61987#ABD522 - Power supply [3]0112/2///61987#ABP059 - Power supply [I/O module] | 0112/2///61987#ABA000 |  |  |  | Standard |  | IEC 61987 | IEC | IEC SC65E | 0112/2///61987#ABB603 - number of electrical power input circuits | C00112 |  | 0112-2---61987#ABC848 | https://cdd.iec.ch/cdd/iec61987/iec61987.nsf/PropertiesAllVersions/0112-2---61987%23ABC848
0112/2///61987#ABD335 | 004 | 01 | 0112/2///61987#ABD335#004 | minimum allowable temperature |  |  |  |  | minimum temperature for which the equipment is designed, as specified by the manufacturer |  |  | °C |  |  | REAL_MEASURE_TYPE |  |  | ISO 4126 MOD |  | NON_DEPENDENT_P_DET | [5 empty] | 0112/2///61987#ABC532 - Pressure-temperature design conditions0112/2///61987#ABC533 - Pressure-temperature design ratings0112/2///61987#ABE585 - Pressure-temperature design ratings [3]0112/2///61987#ABG477 - Pressure-temperature design conditions [temperature] | 0112/2///61987#ABA000 | 0112/2///62720#UAA033 - degree Celsius |  | 0112/2///61987#ABT514 - Temperature | Standard |  |  |  | SC65E – IEC 61987 | - | C00004 |  | 0112-2---61987#ABD335 | https://cdd.iec.ch/cdd/iec61987/iec61987.nsf/PropertiesAllVersions/0112-2---61987%23ABD335
0112/2///61987#ABA988 | 001 | 04 | 0112/2///61987#ABA988#001 | maximum output current (Io) |  |  |  |  | maximum current (peak a.c. or d.c.) in the apparatus that can be taken from the connection facilities of the apparatus |  |  | mA |  |  | REAL_MEASURE_TYPE |  |  | IEC 60050, part 426-11-18 (Draft) |  | NON_DEPENDENT_P_DET | [5 empty] | 0112/2///61987#ABC585 - Safety related properties for active behaviour | 0112/2///61987#ABA000 | 0112/2///62720#UAA775 - milliampere |  | 0112/2///61987#ABT567 - Electrical current | Standard |  |  |  | SC65E – IEC 61987 | - | C00004 |  | 0112-2---61987#ABA988 | https://cdd.iec.ch/cdd/iec61987/iec61987.nsf/PropertiesAllVersions/0112-2---61987%23ABA988
0112/2///61987#ABN724 | 001 | 02 | 0112/2///61987#ABN724#001 | simulation on/off command |  |  |  | Simulation on/off | property the value of which indicates the kind of simulation function to be executed |  | also used by Process Automation - Device Information Model (PA-DIM) |  |  |  | ENUM_CODE_TYPE(0112/2///61987#ABN770) |  | 0112/2///61987#ABN770 |  |  | DEPENDENT_P_DET |  |  | 0112/2///61987#ABN770 | 0112/2///61987#ABN828 - simulation on0112/2///61987#ABN829 - simulation off0112/2///61987#ABI407 - others |  | 0112/2///61987#ABN608 - LOPD for general functions | 0112/2///61987#ABA000 |  |  |  | Standard |  | IEC 61987 | IEC | IEC SC65E | 0112/2///61987#ABI406 - empty_property | C00112 |  | 0112-2---61987#ABN724 | https://cdd.iec.ch/cdd/iec61987/iec61987.nsf/PropertiesAllVersions/0112-2---61987%23ABN724
0112/2///61987#ABE465 | 001 | 01 | 0112/2///61987#ABE465#001 | reference to Input [12] |  |  |  |  | reference to block ABE563 | [5 empty] | CLASS_REFERENCE_TYPE(0112/2///61987#ABE563) 0112/2///61987#ABE563 - Input [12] |  |  |  |  | NON_DEPENDENT_P_DET | [5 empty] | 0112/2///61987#ABV520 - Device LOP for position transmitter | 0112/2///61987#ABA000 |  |  |  | Standard |  | IEC 61987 | IEC | SC65E | - | C00016 | 001-01 (2018-03-28 07:27:00 by BATCH 00000762) standard | 0112-2---61987#ABE465 | https://cdd.iec.ch/cdd/iec61987/iec61987.nsf/PropertiesAllVersions/0112-2---61987%23ABE465
0112/2///61987#ABA349 | 001 | 01 | 0112/2///61987#ABA349#001 | content transfer encoding |  |  |  |  | method by which an email attachment is encoded for transmission | [5 empty] | STRING_TYPE |  |  |  |  | NON_DEPENDENT_P_DET | [5 empty] | 0112/2///61987#ABA396 - Attachment | 0112/2///61987#ABA000 |  |  |  | Standard |  | IEC 61987 |  | SC65E – IEC 61987 | - | C00018 | 001-01 (2019-03-08 15:35:28 by BATCH 00000766) standard | 0112-2---61987#ABA349 | https://cdd.iec.ch/cdd/iec61987/iec61987.nsf/PropertiesAllVersions/0112-2---61987%23ABA349
0112/2///61987#ABF547 | 001 | 01 | 0112/2///61987#ABF547#001 | maximum diameter of base plate |  |  |  |  | highest diameter of a base plate that may occur |  |  | mm |  |  | REAL_MEASURE_TYPE |  |  |  |  | NON_DEPENDENT_P_DET | [5 empty] | 0112/2///61987#ABF542 - Laser probe | 0112/2///61987#ABA000 | 0112/2///62720#UAA862 - millimetre |  | 0112/2///61987#ABT548 - Length short | Standard |  | IEC 61987 | IEC | SC65E | - | C00018 | 001-01 (2018-03-28 07:27:07 by BATCH 00000762) standard | 0112-2---61987#ABF547 | https://cdd.iec.ch/cdd/iec61987/iec61987.nsf/PropertiesAllVersions/0112-2---61987%23ABF547
0112/2///61987#ABF158 | 001 | 01 | 0112/2///61987#ABF158#001 | material of spacer |  |  |  |  | material of which the spacer is made | [5 empty] | STRING_TYPE |  |  |  |  | NON_DEPENDENT_P_DET | [5 empty] | 0112/2///61987#ABF154 - Structural design of a conductance level transmitter/switch | 0112/2///61987#ABA000 |  |  |  | Standard |  | IEC 61987 | IEC | SC65E | - | C00018 | 001-01 (2018-03-28 07:27:04 by BATCH 00000762) standard | 0112-2---61987#ABF158 | https://cdd.iec.ch/cdd/iec61987/iec61987.nsf/PropertiesAllVersions/0112-2---61987%23ABF158
0112/2///61987#ABF427 | 002 | 01 | 0112/2///61987#ABF427#002 | diameter of wire |  |  |  |  | mean diameter of a wire |  |  | mm |  |  | REAL_MEASURE_TYPE |  |  |  |  | NON_DEPENDENT_P_DET | [5 empty] | 0112/2///61987#ABF419 - Thermocouple0112/2///61987#ABF432 - Structural design of a servo level transmitter | 0112/2///61987#ABA000 | 0112/2///62720#UAA862 - millimetre |  | 0112/2///61987#ABT548 - Length short | Standard |  | IEC 61987 | IEC | SC65E | - | C00019 |  | 0112-2---61987#ABF427 | https://cdd.iec.ch/cdd/iec61987/iec61987.nsf/PropertiesAllVersions/0112-2---61987%23ABF427
0112/2///61987#ABF620 | 001 | 01 | 0112/2///61987#ABF620#001 | maximum influence of process temperature on volume fraction |  |  |  |  | change in output of a volume fraction measuring device caused by a change in process temperature with respect to reference conditions, expressed as the maximum error within the specified process temperature range |  |  | %/K |  |  | REAL_MEASURE_TYPE |  |  |  |  | NON_DEPENDENT_P_DET | [5 empty] | 0112/2///61987#ABF616 - Influence of external quantities expressed for volume fraction | 0112/2///61987#ABA000 | 0112/2///62720#UAA008 - percent per kelvin |  | 0112/2///61987#ABT527 - Percentage per temperature | Standard |  | IEC 61987 | IEC | SC65E | - | C00018 | 001-01 (2018-03-28 07:27:08 by BATCH 00000762) standard | 0112-2---61987#ABF620 | https://cdd.iec.ch/cdd/iec61987/iec61987.nsf/PropertiesAllVersions/0112-2---61987%23ABF620
0112/2///61987#ABN721 | 001 | 02 | 0112/2///61987#ABN721#001 | setpoint |  |  |  | Setpoint | in a control loop, the target value the process value is intended to assume, expressed in the units of measure of the process value | [5 empty] | REAL_TYPE |  |  |  |  | NON_DEPENDENT_P_DET | [5 empty] | 0112/2///61987#ABN602 - LOPD for setpoint variables | 0112/2///61987#ABA000 |  |  |  | Standard |  | IEC 61987 | IEC | IEC SC65E | - | C00112 |  | 0112-2---61987#ABN721 | https://cdd.iec.ch/cdd/iec61987/iec61987.nsf/PropertiesAllVersions/0112-2---61987%23ABN721
0112/2///61987#ABU274 | 001 | 03 | 0112/2///61987#ABU274#001 | auxiliary input type [4] |  |  |  |  | type of signal that can be connected to the auxiliary input |  | polymorphic control property; Id specified in IEC61987-12/-13: ABA343 |  |  |  | ENUM_STRING_TYPE(0112/2///61987#ABU104(Analog current input [2],Analog voltage input [2],Resistance temperature detector/thermocouple input,Binary input,Binary input IEC 60947-5-6 (NAMUR),0112/2///61987#Frequency input [2],0112/2///61987#Manufacturer-specific input [2])) |  | 0112/2///61987#ABU104 |  |  | CONDITION_DET |  |  | 0112/2///61987#ABU104 | 0112/2///61987#ABU027 - IEC61987-11 Name of Analog current input [2]0112/2///61987#ABU028 - IEC61987-11 Name of Analog voltage input [2]0112/2///61987#ABU042 - IEC61987-11 Name of RTD/thermocouple input0112/2///61987#ABU058 - IEC61987-11 Name of Binary input0112/2///61987#ABU059 - IEC61987-11 Name of Binary input IEC 60947-5-6 (NAMUR)0112/2///61987#ABU029 - IEC61987-11 Name of Frequency input [2]0112/2///61987#ABU030 - IEC61987-11 Name of Manufacturer-specific input [2] |  | 0112/2///61987#ABC055 - Type of auxiliary input [4] | 0112/2///61987#ABA000 |  |  |  | Standard |  | IEC 61987 | IEC | IEC/SC 65E | - | C00112 |  | 0112-2---61987#ABU274 | https://cdd.iec.ch/cdd/iec61987/iec61987.nsf/PropertiesAllVersions/0112-2---61987%23ABU274
0112/2///61987#ABB579 | 001 | 04 | 0112/2///61987#ABB579#001 | calibrated span for volume |  |  |  |  | difference between the upper and lower range value of volume to which a volume measurement instrument is adjusted and calibrated |  |  | m³ |  |  | REAL_MEASURE_TYPE |  |  |  |  | NON_DEPENDENT_P_DET | [5 empty] | 0112/2///61987#ABC117 - Assigned totalized value range for mass and for volume0112/2///61987#ABE877 - Assigned volume range | 0112/2///61987#ABA000 | 0112/2///62720#UAA757 - metre cubed |  | 0112/2///61987#ABT505 - Volume | Standard |  |  |  | SC65E – IEC 61987 | - | C00004 |  | 0112-2---61987#ABB579 | https://cdd.iec.ch/cdd/iec61987/iec61987.nsf/PropertiesAllVersions/0112-2---61987%23ABB579
0112/2///61987#ABB095 | 005 | 01 | 0112/2///61987#ABB095#005 | connected variable |  |  |  |  | variable that is represented by signal connected to a device input | [5 empty] | STRING_TYPE |  |  |  |  | NON_DEPENDENT_P_DET | [5 empty] | 0112/2///61987#ABD806 - Control input0112/2///61987#ABE393 - Auxiliary input [11]0112/2///61987#ABE672 - Auxiliary input [18]0112/2///61987#ABE678 - Auxiliary input [19]0112/2///61987#ABE684 - Auxiliary input [20]0112/2///61987#ABG050 - Auxiliary input [12]0112/2///61987#ABG051 - Auxiliary input [13]0112/2///61987#ABG052 - Auxiliary input [14]0112/2///61987#ABG053 - Auxiliary input [15]0112/2///61987#ABG054 - Auxiliary input [16]0112/2///61987#ABG055 - Auxiliary input [17]0112/2///61987#ABG059 - Auxiliary input [21]0112/2///61987#ABG060 - Auxiliary input [22]0112/2///61987#ABC126 - Auxiliary input [1]0112/2///61987#ABC127 - Auxiliary input [2]0112/2///61987#ABC128 - Auxiliary input [3]0112/2///61987#ABC129 - Auxiliary input [4]0112/2///61987#ABC130 - Auxiliary input [5]0112/2///61987#ABC131 - Auxiliary input [6]0112/2///61987#ABC132 - Auxiliary input [7]0112/2///61987#ABC133 - Auxiliary input [8]0112/2///61987#ABC134 - Auxiliary input [9]0112/2///61987#ABP044 - Input [I/O module] | 0112/2///61987#ABA000 |  |  |  | Standard |  | IEC 61987 | IEC | IEC/SC 65E | - | C00112 |  | 0112-2---61987#ABB095 | https://cdd.iec.ch/cdd/iec61987/iec61987.nsf/PropertiesAllVersions/0112-2---61987%23ABB095
0112/2///61987#ABD014 | 001 | 02 | 0112/2///61987#ABD014#001 | reference to Material of probe rod |  |  |  |  | reference to block ABC384 | [5 empty] | CLASS_REFERENCE_TYPE(0112/2///61987#ABC384) 0112/2///61987#ABC384 - Material of probe rod |  |  |  |  | NON_DEPENDENT_P_DET | [5 empty] | 0112/2///61987#ABC243 - Fixed electromagnetic insertion flow transmitter0112/2///61987#ABC301 - Insertion thermal mass flow transmitter0112/2///61987#ABC582 - Retractable electromagnetic insertion flow transmitter0112/2///61987#ABC583 - Retractable thermal mass flow transmitter | 0112/2///61987#ABA000 |  |  |  | Standard |  |  |  | SC65E – IEC 61987 | - | C00004 |  | 0112-2---61987#ABD014 | https://cdd.iec.ch/cdd/iec61987/iec61987.nsf/PropertiesAllVersions/0112-2---61987%23ABD014
0112/2///61987#ABB525 | 002 | 01 | 0112/2///61987#ABB525#002 | type of orifice fitting |  |  |  |  | classification of an orifice tap fitting according to its mechanical construction | [5 empty] | ENUM_CODE_TYPE(0112/2///61987#ABL558) |  |  |  |  | DEPENDENT_P_DET |  |  | 0112/2///61987#ABL558 | 0112/2///61987#ABM829 - orifice union flange0112/2///61987#ABM830 - orifice holding blocks0112/2///61987#ABM831 - single chamber fitting0112/2///61987#ABM832 - double chamber fitting0112/2///61987#ABM833 - integral orifice assembly0112/2///61987#ABI407 - others |  | 0112/2///61987#ABC464 - Orifice flange or fitting | 0112/2///61987#ABA000 |  |  |  | Standard |  |  |  | SC65E – IEC 61987 | 0112/2///61987#ABI406 - empty_property | C00091 |  | 0112-2---61987#ABB525 | https://cdd.iec.ch/cdd/iec61987/iec61987.nsf/PropertiesAllVersions/0112-2---61987%23ABB525
0112/2///61987#ABH833 | 001 | 01 | 0112/2///61987#ABH833#001 | ERP system inventory number |  |  |  |  | numerical designation used to identify a device in an enterprise resource planning system | [5 empty] | STRING_TYPE |  |  |  |  | NON_DEPENDENT_P_DET | [5 empty] | 0112/2///61987#ABH806 - Storage | 0112/2///61987#ABA000 |  |  |  | Standard |  |  |  | SC65E – IEC 61987 | - | C0018 | 001-01 (2019-03-08 15:35:31 by BATCH 00000766) standard | 0112-2---61987#ABH833 | https://cdd.iec.ch/cdd/iec61987/iec61987.nsf/PropertiesAllVersions/0112-2---61987%23ABH833
0112/2///61987#ABD128 | 001 | 02 | 0112/2///61987#ABD128#001 | reference to Performance [8] |  |  |  |  | reference to block ABC498 | [5 empty] | CLASS_REFERENCE_TYPE(0112/2///61987#ABC498) 0112/2///61987#ABC498 - Performance [8] |  |  |  |  | NON_DEPENDENT_P_DET | [5 empty] | 0112/2///61987#ABA032 - Device LOP for absolute/gauge pressure gauge0112/2///61987#ABA034 - Device LOP for differential pressure gauge | 0112/2///61987#ABA000 |  |  |  | Standard |  |  |  | SC65E – IEC 61987 | - | C00004 |  | 0112-2---61987#ABD128 | https://cdd.iec.ch/cdd/iec61987/iec61987.nsf/PropertiesAllVersions/0112-2---61987%23ABD128
0112/2///61987#ABB763 | 001 | 04 | 0112/2///61987#ABB763#001 | non-repeatability of flow velocity |  |  |  |  | for a device, absolute degree of deviation between the results of successive measurements of flow velocity, carried out under the same conditions of measurement |  |  | m/s |  |  | REAL_MEASURE_TYPE |  |  | IEV 311-06-06 (Repeatability), MOD |  | NON_DEPENDENT_P_DET | [5 empty] | 0112/2///61987#ABC060 - Absolute performance for flow velocity | 0112/2///61987#ABA000 | 0112/2///62720#UAA733 - metre per second |  | 0112/2///61987#ABT509 - Velocity | Standard |  |  |  | SC65E – IEC 61987 | - | C00004 |  | 0112-2---61987#ABB763 | https://cdd.iec.ch/cdd/iec61987/iec61987.nsf/PropertiesAllVersions/0112-2---61987%23ABB763
0112/2///61987#ABP190 | 001 | 01 | 0112/2///61987#ABP190#001 | meaning of lower signal on alarm |  |  |  |  | meaning of a signal on alarm when the signal on alarm function is configured to the lower signal | [5 empty] | ENUM_CODE_TYPE(0112/2///61987#ABP319) |  |  |  |  | DEPENDENT_P_DET |  |  | 0112/2///61987#ABP319 | 0112/2///61987#ABP377 - failure of device0112/2///61987#ABP378 - line fault0112/2///61987#ABP379 - line break0112/2///61987#ABP380 - line short0112/2///61987#ABI407 - others |  | 0112/2///61987#ABC176 - Current signal on alarm0112/2///61987#ABC254 - Frequency signal on alarm0112/2///61987#ABC595 - Signal on alarm0112/2///61987#ABC683 - Voltage signal on alarm | 0112/2///61987#ABA000 |  |  |  | Standard |  | IEC 61987 | IEC | IEC/SC 65E | 0112/2///61987#ABI406 - empty_property | C00128 | 001-01 (2023-01-23 14:53:53 by BATCH 00000807) standard | 0112-2---61987#ABP190 | https://cdd.iec.ch/cdd/iec61987/iec61987.nsf/PropertiesAllVersions/0112-2---61987%23ABP190
0112/2///61987#ABE506 | 001 | 01 | 0112/2///61987#ABE506#001 | reference to Normal environmental conditions [5] |  |  |  |  | reference to block ABE588 | [5 empty] | CLASS_REFERENCE_TYPE(0112/2///61987#ABE588) 0112/2///61987#ABE588 - Normal environmental conditions [5] |  |  |  |  | NON_DEPENDENT_P_DET | [5 empty] | 0112/2///61987#ABE587 - Environmental design ratings [5] | 0112/2///61987#ABA000 |  |  |  | Standard |  | IEC 61987 | IEC | SC65E | - | C00016 | 001-01 (2018-03-28 07:27:00 by BATCH 00000762) standard | 0112-2---61987#ABE506 | https://cdd.iec.ch/cdd/iec61987/iec61987.nsf/PropertiesAllVersions/0112-2---61987%23ABE506
0112/2///61987#ABF251 | 001 | 01 | 0112/2///61987#ABF251#001 | alignment uncertainty of view finder |  |  |  |  | uncertainty, expressed in units of length of the target per distance to the target, when sighting a target by a view finder |  |  | mm/m |  |  | REAL_MEASURE_TYPE |  |  |  |  | NON_DEPENDENT_P_DET | [5 empty] | 0112/2///61987#ABF226 - Structural design of a radiation thermometer | 0112/2///61987#ABA000 | 0112/2///62720#UAC001 - millimetre per metre |  |  | Standard |  | IEC 61987 | IEC | SC65E | - | C00019 | 001-01 (2018-03-28 07:27:05 by BATCH 00000762) standard | 0112-2---61987#ABF251 | https://cdd.iec.ch/cdd/iec61987/iec61987.nsf/PropertiesAllVersions/0112-2---61987%23ABF251
0112/2///61987#ABD127 | 001 | 02 | 0112/2///61987#ABD127#001 | reference to Performance [7] |  |  |  |  | reference to block ABC497 | [5 empty] | CLASS_REFERENCE_TYPE(0112/2///61987#ABC497) 0112/2///61987#ABC497 - Performance [7] |  |  |  |  | NON_DEPENDENT_P_DET | [5 empty] | 0112/2///61987#ABA031 - Device LOP for differential pressure transmitter | 0112/2///61987#ABA000 |  |  |  | Standard |  |  |  | SC65E – IEC 61987 | - | C00004 |  | 0112-2---61987#ABD127 | https://cdd.iec.ch/cdd/iec61987/iec61987.nsf/PropertiesAllVersions/0112-2---61987%23ABD127
0112/2///61987#ABA317 | 004 | 01 | 0112/2///61987#ABA317#004 | number of further security measures |  |  |  |  | cardinality property for additional security measures |  | cardinality property |  |  |  | INT_TYPE |  |  |  |  | CONDITION_DET | [5 empty] | 0112/2///61987#ABC181 - Dependability | 0112/2///61987#ABA000 |  |  |  | Standard |  |  |  | SC65E – IEC 61987 | - | C00018 |  | 0112-2---61987#ABA317 | https://cdd.iec.ch/cdd/iec61987/iec61987.nsf/PropertiesAllVersions/0112-2---61987%23ABA317
0112/2///61987#ABD116 | 001 | 02 | 0112/2///61987#ABD116#001 | reference to Parameters of a manufacturer-specific analog pulse/frequency signal |  |  |  |  | reference to block ABC486 | [5 empty] | CLASS_REFERENCE_TYPE(0112/2///61987#ABC486) 0112/2///61987#ABC486 - Parameters of a manufacturer-specific analog pulse/frequency signal |  |  |  |  | NON_DEPENDENT_P_DET | [5 empty] | 0112/2///61987#ABC335 - Manufacturer-specific parameters | 0112/2///61987#ABA000 |  |  |  | Standard |  |  |  | SC65E – IEC 61987 | - | C00004 |  | 0112-2---61987#ABD116 | https://cdd.iec.ch/cdd/iec61987/iec61987.nsf/PropertiesAllVersions/0112-2---61987%23ABD116
0112/2///61987#ABP230 | 001 | 01 | 0112/2///61987#ABP230#001 | reference to Device LOP for I/O modules |  |  |  |  | reference to block ABP026 | [5 empty] | CLASS_REFERENCE_TYPE(0112/2///61987#ABP026) 0112/2///61987#ABP026 - Device LOP for I/O modules |  |  |  |  | NON_DEPENDENT_P_DET | [5 empty] | 0112/2///61987#ABO028 - I/O module | 0112/2///61987#ABA000 |  |  |  | Standard |  | IEC 61987 | IEC | IEC/SC 65E | - | C00128 | 001-01 (2023-01-23 14:53:53 by BATCH 00000807) standard | 0112-2---61987#ABP230 | https://cdd.iec.ch/cdd/iec61987/iec61987.nsf/PropertiesAllVersions/0112-2---61987%23ABP230
0112/2///61987#ABB980 | 001 | 02 | 0112/2///61987#ABB980#001 | colour of display element |  |  |  |  | colour of a display element or character | [5 empty] | STRING_TYPE |  |  |  |  | NON_DEPENDENT_P_DET | [5 empty] | 0112/2///61987#ABC206 - Display element | 0112/2///61987#ABA000 |  |  |  | Standard |  |  |  | SC65E – IEC 61987 | - | C00004 |  | 0112-2---61987#ABB980 | https://cdd.iec.ch/cdd/iec61987/iec61987.nsf/PropertiesAllVersions/0112-2---61987%23ABB980
0112/2///61987#ABA474 | 001 | 02 | 0112/2///61987#ABA474#001 | designation of jumper |  |  |  |  | alphanumeric character sequence identifying a jumper | [5 empty] | STRING_TYPE |  |  |  |  | NON_DEPENDENT_P_DET | [5 empty] | 0112/2///61987#ABC309 - Jumper | 0112/2///61987#ABA000 |  |  |  | Standard |  |  |  | SC65E – IEC 61987 | - | C00004 |  | 0112-2---61987#ABA474 | https://cdd.iec.ch/cdd/iec61987/iec61987.nsf/PropertiesAllVersions/0112-2---61987%23ABA474
0112/2///61987#ABH075 | 001 | 01 | 0112/2///61987#ABH075#001 | maximum specific gravity |  |  |  |  | highest specific gravity for which a device is or must be designed to operate within its specified limits |  |  | 1 |  |  | REAL_MEASURE_TYPE |  |  |  |  | NON_DEPENDENT_P_DET | [5 empty] | 0112/2///61987#ABH071 - Fluid phase design conditions | 0112/2///61987#ABA000 | 0112/2///62720#UAA915 - quantity of dimension one |  | 0112/2///61987#ABT520 - Volume ratio | Standard |  | IEC 61987 | IEC | SC65E | - | C00018 | 001-01 (2018-03-28 07:27:13 by BATCH 00000762) standard | 0112-2---61987#ABH075 | https://cdd.iec.ch/cdd/iec61987/iec61987.nsf/PropertiesAllVersions/0112-2---61987%23ABH075
0112/2///61987#ABD448 | 001 | 03 | 0112/2///61987#ABD448#001 | maximum influence of ambient temperature on temperature |  |  |  |  | change in output of a temperature measuring device caused by a change in ambient temperature with respect to reference conditions, expressed as the maximum error across the specified ambient temperature range |  |  | mK/K |  |  | REAL_MEASURE_TYPE |  |  |  |  | NON_DEPENDENT_P_DET | [5 empty] | 0112/2///61987#ABD503 - Influence of external quantities expressed for temperature0112/2///61987#ABP042 - Influence of external quantities expressed for temperature [I/O module] | 0112/2///61987#ABA000 | 0112/2///62720#UAB842 - millikelvin per kelvin |  | 0112/2///61987#ABT596 - Temperature per temperature | Standard |  |  |  | SC65E – IEC 61987 | - | C00018 |  | 0112-2---61987#ABD448 | https://cdd.iec.ch/cdd/iec61987/iec61987.nsf/PropertiesAllVersions/0112-2---61987%23ABD448
0112/2///61987#ABI459 | 002 | 01 | 0112/2///61987#ABI459#002 | brand name of gasket material |  |  |  |  | designation of gasket material in common industrial use given by a manufacturer | [5 empty] | STRING_TYPE |  |  |  |  | NON_DEPENDENT_P_DET | [5 empty] | 0112/2///61987#ABD863 - End connection0112/2///61987#ABU458 - Process connection | 0112/2///61987#ABA000 |  |  |  | Standard |  |  |  | SC65E – IEC 61987 | - | C00019 |  | 0112-2---61987#ABI459 | https://cdd.iec.ch/cdd/iec61987/iec61987.nsf/PropertiesAllVersions/0112-2---61987%23ABI459
0112/2///61987#ABH371 | 002 | 01 | 0112/2///61987#ABH371#002 | type of lead termination |  |  |  |  | classification of a lead termination according to its constructional design | [5 empty] | ENUM_CODE_TYPE(0112/2///61987#ABL481) |  |  |  |  | DEPENDENT_P_DET |  |  | 0112/2///61987#ABL481 | 0112/2///61987#ABM572 - jack0112/2///61987#ABI407 - others |  | 0112/2///61987#ABF294 - Flying lead | 0112/2///61987#ABA000 |  |  |  | Standard |  |  |  | SC65E – IEC 61987 | 0112/2///61987#ABI406 - empty_property | C00091 |  | 0112-2---61987#ABH371 | https://cdd.iec.ch/cdd/iec61987/iec61987.nsf/PropertiesAllVersions/0112-2---61987%23ABH371
0112/2///61987#ABU547 | 001 | 02 | 0112/2///61987#ABU547#001 | reference to Device LOP for pressure reducing regulator/excess pressure regulator |  |  |  |  | reference to block ABE318 | [5 empty] | CLASS_REFERENCE_TYPE(0112/2///61987#ABE318) 0112/2///61987#ABE318 - Device LOP for pressure reducing regulator or back pressure/excess pressure regulator |  |  |  |  | NON_DEPENDENT_P_DET | [5 empty] | 0112/2///61987#ABD386 - Pressure reducing regulator0112/2///61987#ABD387 - Back pressure/excess pressure regulator | 0112/2///61987#ABA000 |  |  |  | Standard |  |  |  |  | - | C00004 |  | 0112-2---61987#ABU547 | https://cdd.iec.ch/cdd/iec61987/iec61987.nsf/PropertiesAllVersions/0112-2---61987%23ABU547
0112/2///61987#ABA596 | 001 | 04 | 0112/2///61987#ABA596#001 | maximum cable diameter |  |  |  |  | greatest cable diameter that still guarantees its correct use for the purpose foreseen |  |  | mm |  |  | REAL_MEASURE_TYPE |  |  |  |  | NON_DEPENDENT_P_DET | [5 empty] | 0112/2///61987#ABC149 - Cable/conduit entry | 0112/2///61987#ABA000 | 0112/2///62720#UAA862 - millimetre |  | 0112/2///61987#ABT548 - Length short | Standard |  |  |  | SC65E – IEC 61987 | - | C00004 |  | 0112-2---61987#ABA596 | https://cdd.iec.ch/cdd/iec61987/iec61987.nsf/PropertiesAllVersions/0112-2---61987%23ABA596
0112/2///61987#ABB319 | 001 | 04 | 0112/2///61987#ABB319#001 | density |  |  |  |  | mass of a body divided by its volume or the mass of the amount of a substance divided by its volume |  |  | kg/m³ |  |  | REAL_MEASURE_TYPE |  |  |  |  | NON_DEPENDENT_P_DET | [5 empty] | 0112/2///61987#ABC577 - Remote seal fill fluid0112/2///61987#ABC597 - Solid/particle phase [pressure]0112/2///61987#ABC598 - Solid/particle phase [flow]0112/2///61987#ABF029 - Float0112/2///61987#ABF360 - Displacer0112/2///61987#ABF452 - Servo displacer0112/2///61987#ABG465 - Solid/particle phase [level]0112/2///61987#ABG466 - Solid/particle phase [density] | 0112/2///61987#ABA000 | 0112/2///62720#UAA619 - kilogram per metre cubed |  | 0112/2///61987#ABT573 - Density | Standard |  |  |  | SC65E – IEC 61987 | - | C00004 |  | 0112-2---61987#ABB319 | https://cdd.iec.ch/cdd/iec61987/iec61987.nsf/PropertiesAllVersions/0112-2---61987%23ABB319
0112/2///61987#ABA543 | 004 | 01 | 0112/2///61987#ABA543#004 | number of LED indicators |  |  |  |  | @number of LED indicators |  | cardinality property |  |  |  | INT_TYPE |  |  |  |  | CONDITION_DET | [5 empty] | 0112/2///61987#ABC682 - Visual controls | 0112/2///61987#ABA000 |  |  |  | Standard |  |  |  | SC65E – IEC 61987 | - | C00004 |  | 0112-2---61987#ABA543 | https://cdd.iec.ch/cdd/iec61987/iec61987.nsf/PropertiesAllVersions/0112-2---61987%23ABA543
0112/2///61987#ABP135 | 001 | 01 | 0112/2///61987#ABP135#001 | maximum peak input current |  |  |  |  | maximum peak input current at which a device or a device component can operate within its specified limits |  |  | A |  |  | REAL_MEASURE_TYPE |  |  |  |  | NON_DEPENDENT_P_DET | [5 empty] | 0112/2///61987#ABP071 - Selectable RMS current input range | 0112/2///61987#ABA000 | 0112/2///62720#UAA101 - ampere |  | 0112/2///61987#ABT567 - Electrical current | Standard |  | IEC 61987 | IEC | IEC/SC 65E | - | C00128 | 001-01 (2023-01-23 14:53:52 by BATCH 00000807) standard | 0112-2---61987#ABP135 | https://cdd.iec.ch/cdd/iec61987/iec61987.nsf/PropertiesAllVersions/0112-2---61987%23ABP135
0112/2///61987#ABN744 | 002 | 01 | 0112/2///61987#ABN744#002 | reference to Specific level measurement variables |  |  |  |  | reference to block ABN686 | [5 empty] | CLASS_REFERENCE_TYPE(0112/2///61987#ABN686) 0112/2///61987#ABN686 - Specific level measurement variables |  |  |  |  | NON_DEPENDENT_P_DET | [5 empty] | 0112/2///61987#ABN682 - Continuous measurement variables | 0112/2///61987#ABA000 |  |  |  | Standard |  | IEC 61987 | IEC | IEC/SC 65E | - | C00112 |  | 0112-2---61987#ABN744 | https://cdd.iec.ch/cdd/iec61987/iec61987.nsf/PropertiesAllVersions/0112-2---61987%23ABN744
0112/2///61987#ABB687 | 002 | 01 | 0112/2///61987#ABB687#002 | reference base for influence of process pressure |  |  |  |  | basis for stating an influence of process pressure | [5 empty] | ENUM_CODE_TYPE(0112/2///61987#ABJ764) |  |  |  |  | DEPENDENT_P_DET |  |  | 0112/2///61987#ABJ764 | 0112/2///61987#ABL009 - relative to calibrated span0112/2///61987#ABL010 - relative to full scale0112/2///61987#ABL011 - relative to measured value0112/2///61987#ABL012 - relative to measuring upper range-limit0112/2///61987#ABL013 - relative to span0112/2///61987#ABI407 - others |  | 0112/2///61987#ABC285 - Influence of process pressure at selected test point | 0112/2///61987#ABA000 |  |  |  | Standard |  |  |  | SC65E – IEC 61987 | 0112/2///61987#ABI406 - empty_property | C00091 |  | 0112-2---61987#ABB687 | https://cdd.iec.ch/cdd/iec61987/iec61987.nsf/PropertiesAllVersions/0112-2---61987%23ABB687
0112/2///61987#ABU540 | 003 | 02 | 0112/2///61987#ABU540#003 | reference to Binary transistor/triac output |  |  |  |  | reference to block ABC141 | [5 empty] | CLASS_REFERENCE_TYPE(0112/2///61987#ABC141) 0112/2///61987#ABC141 - Binary transistor/triac output |  |  |  |  | DEPENDENT_P_DET | [5 empty] | 0112/2///61987#ABE042 - Type of output [8]0112/2///61987#ABE573 - Type of output [9]0112/2///61987#ABE579 - Type of output [11] | 0112/2///61987#ABA000 |  |  |  | Standard |  | IEC 61987 | IEC | IEC/SC 65E | 0112/2///61987#ABU574 - output type [11] | C00128 |  | 0112-2---61987#ABU540 | https://cdd.iec.ch/cdd/iec61987/iec61987.nsf/PropertiesAllVersions/0112-2---61987%23ABU540
0112/2///61987#ABH741 | 001 | 02 | 0112/2///61987#ABH741#001 | reference to Calibration point of actual volume flow |  |  |  |  | reference to block ABH629 | [5 empty] | CLASS_REFERENCE_TYPE(0112/2///61987#ABH629) 0112/2///61987#ABH629 - Calibration point of actual volume flow |  |  |  |  | DEPENDENT_P_DET | [5 empty] | 0112/2///61987#ABH611 - Calibration of actual volume flow | 0112/2///61987#ABA000 |  |  |  | Standard |  | IEC 61987 | IEC | IEC SC65E | 0112/2///61987#ABH594 - number of calibration points | C00112 |  | 0112-2---61987#ABH741 | https://cdd.iec.ch/cdd/iec61987/iec61987.nsf/PropertiesAllVersions/0112-2---61987%23ABH741
0112/2///61987#ABG481 | 001 | 01 | 0112/2///61987#ABG481#001 | reference to Input [14] |  |  |  |  | reference to block ABF921 | [5 empty] | CLASS_REFERENCE_TYPE(0112/2///61987#ABF921) 0112/2///61987#ABF921 - Input [14] |  |  |  |  | NON_DEPENDENT_P_DET | [5 empty] | 0112/2///61987#ABE739 - Device LOP for float level transmitter/switch0112/2///61987#ABE740 - Device LOP for hydrostatic pressure level transmitter | 0112/2///61987#ABA000 |  |  |  | Standard |  | IEC 61987 | IEC | SC65E | - | C00018 | 001-01 (2018-03-28 07:27:10 by BATCH 00000762) standard | 0112-2---61987#ABG481 | https://cdd.iec.ch/cdd/iec61987/iec61987.nsf/PropertiesAllVersions/0112-2---61987%23ABG481
0112/2///61987#ABE202 | 002 | 01 | 0112/2///61987#ABE202#002 | reference to Normal environmental design conditions [2] |  |  |  |  | reference to block ABD946 | [5 empty] | CLASS_REFERENCE_TYPE(0112/2///61987#ABD946) 0112/2///61987#ABD946 - Normal environmental design conditions [2] |  |  |  |  | NON_DEPENDENT_P_DET | [5 empty] | 0112/2///61987#ABD866 - Environmental design conditions [2] | 0112/2///61987#ABA000 |  |  |  | Standard |  |  |  |  | - | C00004 |  | 0112-2---61987#ABE202 | https://cdd.iec.ch/cdd/iec61987/iec61987.nsf/PropertiesAllVersions/0112-2---61987%23ABE202
0112/2///61987#ABD743 | 002 | 01 | 0112/2///61987#ABD743#002 | type of ball |  |  |  |  | classification of a ball according to the mechanical construction | [5 empty] | ENUM_CODE_TYPE(0112/2///61987#ABL425) |  |  |  |  | DEPENDENT_P_DET |  |  | 0112/2///61987#ABL425 | 0112/2///61987#ABM385 - full ball0112/2///61987#ABM386 - contoured ball0112/2///61987#ABI407 - others |  | 0112/2///61987#ABE026 - Structural design of a ball valve | 0112/2///61987#ABA000 |  |  |  | Standard |  |  |  |  | 0112/2///61987#ABI406 - empty_property | C00091 |  | 0112-2---61987#ABD743 | https://cdd.iec.ch/cdd/iec61987/iec61987.nsf/PropertiesAllVersions/0112-2---61987%23ABD743
0112/2///61987#ABE891 | 002 | 01 | 0112/2///61987#ABE891#002 | base relative permittivity | base dielectric constant |  |  |  | relative permittivity used to calculate variables to reference conditions or to state variables under reference conditions |  |  | 1 |  |  | REAL_MEASURE_TYPE |  |  |  |  | NON_DEPENDENT_P_DET | [5 empty] | 0112/2///61987#ABE812 - Level measurement0112/2///61987#ABE816 - Volume measurement0112/2///61987#ABE820 - Mass measurement0112/2///61987#ABE823 - Degree of filling measurement0112/2///61987#ABE871 - Point level measurement0112/2///61987#ABE888 - Ullage measurement | 0112/2///61987#ABA000 | 0112/2///62720#UAA915 - quantity of dimension one |  |  | Standard |  | IEC 61987 | IEC | SC65E | - | C00091 |  | 0112-2---61987#ABE891 | https://cdd.iec.ch/cdd/iec61987/iec61987.nsf/PropertiesAllVersions/0112-2---61987%23ABE891
0112/2///61987#ABE857 | 001 | 01 | 0112/2///61987#ABE857#001 | accuracy of degree of filling measuring instrument |  |  |  |  | quality which characterizes the ability of a degree of filling measuring instrument to provide an indicated value close to a true value of the measurand under reference conditions | the accuracy is based on a statistical sample of test devices |  | % |  |  | REAL_MEASURE_TYPE |  |  | IEV 311-06-08 (modified |  | NON_DEPENDENT_P_DET | [5 empty] | 0112/2///61987#ABE856 - Absolute performance for degree of filling0112/2///61987#ABE863 - Accuracy for a subrange of degree of filling | 0112/2///61987#ABA000 | 0112/2///62720#UAA000 - percent |  | 0112/2///61987#ABT533 - Percentage | Standard |  | IEC 61987 | IEC | SC65E | - | C00018 | 001-01 (2018-03-28 07:27:02 by BATCH 00000762) standard | 0112-2---61987#ABE857 | https://cdd.iec.ch/cdd/iec61987/iec61987.nsf/PropertiesAllVersions/0112-2---61987%23ABE857
0112/2///61987#ABF855 | 001 | 01 | 0112/2///61987#ABF855#001 | reference to Inline ultrasonic density transmitter |  |  |  |  | reference to block ABF640 | [5 empty] | CLASS_REFERENCE_TYPE(0112/2///61987#ABF640) 0112/2///61987#ABF640 - Inline ultrasonic density transmitter |  |  |  |  | NON_DEPENDENT_P_DET | [5 empty] | 0112/2///61987#ABF636 - Structural design of an ultrasonic density transmitter | 0112/2///61987#ABA000 |  |  |  | Standard |  | IEC 61987 | IEC | SC65E | - | C00017 | 001-01 (2018-03-28 07:27:10 by BATCH 00000762) standard | 0112-2---61987#ABF855 | https://cdd.iec.ch/cdd/iec61987/iec61987.nsf/PropertiesAllVersions/0112-2---61987%23ABF855
0112/2///61987#ABE478 | 001 | 01 | 0112/2///61987#ABE478#001 | reference to Input [14] |  |  |  |  | reference to block ABE569 | [5 empty] | CLASS_REFERENCE_TYPE(0112/2///61987#ABE569) 0112/2///61987#ABE569 - Input [14] |  |  |  |  | NON_DEPENDENT_P_DET | [5 empty] | 0112/2///61987#ABE631 - Device LOP for solenoid valve | 0112/2///61987#ABA000 |  |  |  | Standard |  | IEC 61987 | IEC | SC65E | - | C00016 | 001-01 (2018-03-28 07:27:00 by BATCH 00000762) standard | 0112-2---61987#ABE478 | https://cdd.iec.ch/cdd/iec61987/iec61987.nsf/PropertiesAllVersions/0112-2---61987%23ABE478
0112/2///61987#ABA479 | 001 | 02 | 0112/2///61987#ABA479#001 | designation of DIP switch |  |  |  |  | alphanumeric character sequence identifying a DIP switch | [5 empty] | STRING_TYPE |  |  |  |  | NON_DEPENDENT_P_DET | [5 empty] | 0112/2///61987#ABC203 - DIP switch | 0112/2///61987#ABA000 |  |  |  | Standard |  |  |  | SC65E – IEC 61987 | - | C00004 |  | 0112-2---61987#ABA479 | https://cdd.iec.ch/cdd/iec61987/iec61987.nsf/PropertiesAllVersions/0112-2---61987%23ABA479
0112/2///61987#ABB469 | 001 | 04 | 0112/2///61987#ABB469#001 | length of insertion probe |  |  |  |  | distance from the end of the probe to the bottom of the connection head compartment |  |  | mm |  |  | REAL_MEASURE_TYPE |  |  |  |  | NON_DEPENDENT_P_DET | [5 empty] | 0112/2///61987#ABC243 - Fixed electromagnetic insertion flow transmitter0112/2///61987#ABC301 - Insertion thermal mass flow transmitter0112/2///61987#ABC582 - Retractable electromagnetic insertion flow transmitter0112/2///61987#ABC583 - Retractable thermal mass flow transmitter | 0112/2///61987#ABA000 | 0112/2///62720#UAA862 - millimetre |  | 0112/2///61987#ABT548 - Length short | Standard |  |  |  | SC65E – IEC 61987 | - | C00004 |  | 0112-2---61987#ABB469 | https://cdd.iec.ch/cdd/iec61987/iec61987.nsf/PropertiesAllVersions/0112-2---61987%23ABB469
0112/2///61987#ABI431 | 001 | 01 | 0112/2///61987#ABI431#001 | system of special treatment |  |  |  |  | alphanumeric character sequence identifying a regulation for special treatment | [5 empty] | STRING_TYPE |  |  |  |  | NON_DEPENDENT_P_DET | [5 empty] | 0112/2///61987#ABI416 - Special packing information | 0112/2///61987#ABA000 |  |  |  | Standard |  |  |  | SC65E – IEC 61987 | - | C00018 | 001-01 (2019-03-08 15:35:32 by BATCH 00000766) standard | 0112-2---61987#ABI431 | https://cdd.iec.ch/cdd/iec61987/iec61987.nsf/PropertiesAllVersions/0112-2---61987%23ABI431
0112/2///61987#ABP180 | 001 | 01 | 0112/2///61987#ABP180#001 | value of shunt resistor |  |  |  |  | value of the resistor, the voltage drop across which is used to measure direct or alternating electrical current |  |  | Ω |  |  | REAL_MEASURE_TYPE |  |  |  |  | NON_DEPENDENT_P_DET | [5 empty] | 0112/2///61987#ABP073 - Selectable RMS voltage shunt input range | 0112/2///61987#ABA000 | 0112/2///62720#UAA017 - ohm |  | 0112/2///61987#ABT564 - Electrical resistance | Standard |  | IEC 61987 | IEC | IEC/SC 65E | - | C00128 | 001-01 (2023-01-23 14:53:52 by BATCH 00000807) standard | 0112-2---61987#ABP180 | https://cdd.iec.ch/cdd/iec61987/iec61987.nsf/PropertiesAllVersions/0112-2---61987%23ABP180
0112/2///61987#ABE195 | 001 | 02 | 0112/2///61987#ABE195#001 | reference to Mechanical and electrical construction [gate valve] |  |  |  |  | reference to block ABD939 | [5 empty] | CLASS_REFERENCE_TYPE(0112/2///61987#ABD939) 0112/2///61987#ABD939 - Mechanical and electrical construction [gate valve] |  |  |  |  | NON_DEPENDENT_P_DET | [5 empty] | 0112/2///61987#ABE312 - Device LOP for gate valve | 0112/2///61987#ABA000 |  |  |  | Standard |  |  |  |  | - | C00004 |  | 0112-2---61987#ABE195 | https://cdd.iec.ch/cdd/iec61987/iec61987.nsf/PropertiesAllVersions/0112-2---61987%23ABE195
0112/2///61987#ABN593 | 001 | 01 | 0112/2///61987#ABN593#001 | reference standard for electric shock protection class |  |  |  |  | standard to which electric shock protection class refer | [5 empty] | STRING_TYPE |  |  |  |  | NON_DEPENDENT_P_DET | [5 empty] | 0112/2///61987#ABC255 - Function and system design [1]0112/2///61987#ABU549 - Function and system design [2]0112/2///61987#ABU550 - Function and system design [3]0112/2///61987#ABU553 - Function and system design [4]0112/2///61987#ABU556 - Function and system design [5]0112/2///61987#ABU557 - Function and system design [6]0112/2///61987#ABP032 - Function and system design [Infrastructure device] | 0112/2///61987#ABA000 |  |  |  | Standard |  | IEC 61987 |  | SC65E – IEC 61987 | - | C00091 | 001-01 (2020-02-24 11:58:32 by BATCH 00000774) standard | 0112-2---61987#ABN593 | https://cdd.iec.ch/cdd/iec61987/iec61987.nsf/PropertiesAllVersions/0112-2---61987%23ABN593
0112/2///61987#ABB232 | 003 | 01 | 0112/2///61987#ABB232#003 | maximum operating velocity of sound |  |  |  |  | highest velocity of sound for which a device is or should be designed to operate within its specified limits |  |  | m/s |  |  | REAL_MEASURE_TYPE |  |  |  |  | NON_DEPENDENT_P_DET | [5 empty] | 0112/2///61987#ABC451 - Normal process conditions [1]0112/2///61987#ABC455 - Normal process design conditions [2]0112/2///61987#ABG476 - Normal process design conditions [5]0112/2///61987#ABH462 - Normal process conditions [11]0112/2///61987#ABG346 - Normal process conditions [8]0112/2///61987#ABG343 - Normal process conditions [5]0112/2///61987#ABG344 - Normal process conditions [6]0112/2///61987#ABG347 - Normal process conditions [9] | 0112/2///61987#ABA000 | 0112/2///62720#UAA733 - metre per second |  | 0112/2///61987#ABT509 - Velocity | Standard |  |  |  | SC65E – IEC 61987 | - | C00004 |  | 0112-2---61987#ABB232 | https://cdd.iec.ch/cdd/iec61987/iec61987.nsf/PropertiesAllVersions/0112-2---61987%23ABB232
0112/2///61987#ABE693 | 001 | 01 | 0112/2///61987#ABE693#001 | reference to Type of output [22] |  |  |  |  | reference to block ABE692 |  | Id specified in IEC61987-22: ABE298 |  |  |  | CLASS_REFERENCE_TYPE(0112/2///61987#ABE692) 0112/2///61987#ABE692 - Type of output [22] |  |  |  |  | NON_DEPENDENT_P_DET | [5 empty] | 0112/2///61987#ABE690 - Output [22] | 0112/2///61987#ABA000 |  |  |  | Standard |  |  |  |  | - | C00004 | 001-01 (2018-03-28 07:27:01 by BATCH 00000762) standard | 0112-2---61987#ABE693 | https://cdd.iec.ch/cdd/iec61987/iec61987.nsf/PropertiesAllVersions/0112-2---61987%23ABE693
0112/2///61987#ABU531 | 001 | 02 | 0112/2///61987#ABU531#001 | reference to Type of output [8] |  |  |  |  | reference to block ABE042 |  | Id specified in IEC61987-22: ABE298 |  |  |  | CLASS_REFERENCE_TYPE(0112/2///61987#ABE042) 0112/2///61987#ABE042 - Type of output [8] |  |  |  |  | NON_DEPENDENT_P_DET | [5 empty] | 0112/2///61987#ABD957 - Output [8] | 0112/2///61987#ABA000 |  |  |  | Standard |  |  |  |  | - | C00004 |  | 0112-2---61987#ABU531 | https://cdd.iec.ch/cdd/iec61987/iec61987.nsf/PropertiesAllVersions/0112-2---61987%23ABU531
0112/2///61987#ABE299 | 001 | 02 | 0112/2///61987#ABE299#001 | reference to Type of performance variable [7] |  |  |  |  | reference to block ABE043 | [5 empty] | CLASS_REFERENCE_TYPE(0112/2///61987#ABE043) 0112/2///61987#ABE043 - Type of performance variable [7] |  |  |  |  | NON_DEPENDENT_P_DET | [5 empty] | 0112/2///61987#ABD974 - Performance variable [7] | 0112/2///61987#ABA000 |  |  |  | Standard |  |  |  |  | - | C00004 |  | 0112-2---61987#ABE299 | https://cdd.iec.ch/cdd/iec61987/iec61987.nsf/PropertiesAllVersions/0112-2---61987%23ABE299
0112/2///61987#ABF541 | 001 | 01 | 0112/2///61987#ABF541#001 | type of laser level transmitter |  |  |  |  | classification of a laser level transmitter according to its functional or constructional design | [5 empty] | STRING_TYPE |  |  |  |  | NON_DEPENDENT_P_DET | [5 empty] | 0112/2///61987#ABF518 - Structural design of a laser level transmitter | 0112/2///61987#ABA000 |  |  |  | Standard |  | IEC 61987 | IEC | SC65E | - | C00018 | 001-01 (2018-03-28 07:27:07 by BATCH 00000762) standard | 0112-2---61987#ABF541 | https://cdd.iec.ch/cdd/iec61987/iec61987.nsf/PropertiesAllVersions/0112-2---61987%23ABF541
0112/2///61987#ABG824 | 001 | 02 | 0112/2///61987#ABG824#001 | reference to Performance variable [24] |  |  |  |  | reference to block ABG264 | [5 empty] | CLASS_REFERENCE_TYPE(0112/2///61987#ABG264) 0112/2///61987#ABG264 - Performance variable [24] |  |  |  |  | DEPENDENT_P_DET | [5 empty] | 0112/2///61987#ABG223 - Performance [20] | 0112/2///61987#ABA000 |  |  |  | Standard |  | IEC 61987 | IEC | IEC SC65E | 0112/2///61987#ABB636 - number of performance variables | C00112 |  | 0112-2---61987#ABG824 | https://cdd.iec.ch/cdd/iec61987/iec61987.nsf/PropertiesAllVersions/0112-2---61987%23ABG824
0112/2///61987#ABP079 | 001 | 01 | 0112/2///61987#ABP079#001 | number of AC ratings for external power |  |  |  |  | cardinality property for AC rating for external power | [5 empty] | INT_TYPE |  |  |  |  | CONDITION_DET | [5 empty] | 0112/2///61987#ABC141 - Binary transistor/triac output0112/2///61987#ABC144 - Binary relay output0112/2///61987#ABC555 - Pulse/frequency input/output parameters0112/2///61987#ABP021 - Binary input [I/O module]0112/2///61987#ABP031 - Frequency input parameters [I/O module]0112/2///61987#ABP301 - Binary valve output | 0112/2///61987#ABA000 |  |  |  | Standard |  | IEC 61987 | IEC | IEC/SC 65E | - | C00128 | 001-01 (2023-01-23 14:53:51 by BATCH 00000807) standard | 0112-2---61987#ABP079 | https://cdd.iec.ch/cdd/iec61987/iec61987.nsf/PropertiesAllVersions/0112-2---61987%23ABP079
0112/2///61987#ABB920 | 002 | 01 | 0112/2///61987#ABB920#002 | style of measuring chamber |  |  |  |  | classification of a measuring chamber according to its mechanical design | [5 empty] | STRING_TYPE |  |  |  |  | NON_DEPENDENT_P_DET | [5 empty] | 0112/2///61987#ABC412 - Flow measuring chamber | 0112/2///61987#ABA000 |  |  |  | Standard |  |  |  | SC65E – IEC 61987 | - | C00004 |  | 0112-2---61987#ABB920 | https://cdd.iec.ch/cdd/iec61987/iec61987.nsf/PropertiesAllVersions/0112-2---61987%23ABB920
0112/2///61987#ABJ000 | 001 | 01 | 0112/2///61987#ABJ000#001 | TRAVEL_TIME_OPEN_CLOSE |  |  |  |  | parameter indicating the time in s between the command to change of the state from OPEN position and the indication that the actuator has finished its action | [5 empty] | REAL_TYPE |  |  |  |  | NON_DEPENDENT_P_DET | [5 empty] | 0112/2///61987#ABI752 - On-off actuation technology block | 0112/2///61987#ABA000 |  |  |  | Standard |  |  |  | SC65E – IEC 61987 | - | C00018 | 001-01 (2019-03-08 15:35:33 by BATCH 00000766) standard | 0112-2---61987#ABJ000 | https://cdd.iec.ch/cdd/iec61987/iec61987.nsf/PropertiesAllVersions/0112-2---61987%23ABJ000
0112/2///61987#ABD690 | 003 | 01 | 0112/2///61987#ABD690#003 | principle of regulator operation |  |  |  |  | classification of a pressure reducing regulator or a back pressure regulator according to the style of setting the set pressure | [5 empty] | ENUM_CODE_TYPE(0112/2///61987#ABL367) |  |  |  |  | DEPENDENT_P_DET |  |  | 0112/2///61987#ABL367 | 0112/2///61987#ABM184 - direct operated0112/2///61987#ABM185 - pilot operated0112/2///61987#ABI407 - others |  | 0112/2///61987#ABE035 - Structural design of a pressure reducing regulator or back pressure/excess pressure regulator0112/2///61987#ABE611 - Structural design of a filter regulator | 0112/2///61987#ABA000 |  |  |  | Standard |  |  |  |  | 0112/2///61987#ABI406 - empty_property | C00091 |  | 0112-2---61987#ABD690 | https://cdd.iec.ch/cdd/iec61987/iec61987.nsf/PropertiesAllVersions/0112-2---61987%23ABD690
0112/2///61987#ABH083 | 001 | 01 | 0112/2///61987#ABH083#001 | minimum density of wet leg or seal liquid |  |  |  |  | lowest wet leg or seal liquid density for which a device is or must be designed to operate within its specified limits |  |  | kg/m³ |  |  | REAL_MEASURE_TYPE |  |  |  |  | NON_DEPENDENT_P_DET | [5 empty] | 0112/2///61987#ABG475 - Normal process design conditions [4]0112/2///61987#ABH344 - Normal process design conditions [7] | 0112/2///61987#ABA000 | 0112/2///62720#UAA619 - kilogram per metre cubed |  | 0112/2///61987#ABT573 - Density | Standard |  | IEC 61987 | IEC | SC65E | - | C00018 | 001-01 (2018-03-28 07:27:13 by BATCH 00000762) standard | 0112-2---61987#ABH083 | https://cdd.iec.ch/cdd/iec61987/iec61987.nsf/PropertiesAllVersions/0112-2---61987%23ABH083
0112/2///61987#ABE206 | 002 | 01 | 0112/2///61987#ABE206#002 | reference to Operating conditions for device design [2] |  |  |  |  | reference to block ABD950 | [5 empty] | CLASS_REFERENCE_TYPE(0112/2///61987#ABD950) 0112/2///61987#ABD950 - Operating conditions for device design [2] |  |  |  |  | NON_DEPENDENT_P_DET | [5 empty] | 0112/2///61987#ABE307 - Operating LOP for valve body assembly and process pressure regulator0112/2///61987#ABE656 - Operating LOP for flow modification accessory | 0112/2///61987#ABA000 |  |  |  | Standard |  |  |  |  | - | C00004 |  | 0112-2---61987#ABE206 | https://cdd.iec.ch/cdd/iec61987/iec61987.nsf/PropertiesAllVersions/0112-2---61987%23ABE206
0112/2///61987#ABC732 | 003 | 01 | 0112/2///61987#ABC732#003 | reference to Approval for use in special applications |  |  |  |  | reference to block ABC102 | [5 empty] | CLASS_REFERENCE_TYPE(0112/2///61987#ABC102) 0112/2///61987#ABC102 - Approval for use in special applications |  |  |  |  | NON_DEPENDENT_P_DET | [5 empty] | 0112/2///61987#ABC156 - Certificates and approvals | 0112/2///61987#ABA000 |  |  |  | Standard |  |  |  | SC65E – IEC 61987 | - | C00004 |  | 0112-2---61987#ABC732 | https://cdd.iec.ch/cdd/iec61987/iec61987.nsf/PropertiesAllVersions/0112-2---61987%23ABC732
0112/2///61987#ABB410 | 002 | 01 | 0112/2///61987#ABB410#002 | style of plate alignment |  |  |  |  | classification of an orifice plate separation feature according to the means of indexing | [5 empty] | ENUM_CODE_TYPE(0112/2///61987#ABL285) |  |  |  |  | DEPENDENT_P_DET |  |  | 0112/2///61987#ABL285 | 0112/2///61987#ABL882 - alignment dowel pin0112/2///61987#ABL883 - centering pin0112/2///61987#ABI407 - others |  | 0112/2///61987#ABC464 - Orifice flange or fitting | 0112/2///61987#ABA000 |  |  |  | Standard |  |  |  | SC65E – IEC 61987 | 0112/2///61987#ABI406 - empty_property | C00091 |  | 0112-2---61987#ABB410 | https://cdd.iec.ch/cdd/iec61987/iec61987.nsf/PropertiesAllVersions/0112-2---61987%23ABB410
0112/2///61987#ABG483 | 001 | 01 | 0112/2///61987#ABG483#001 | reference to Input [16] |  |  |  |  | reference to block ABF923 | [5 empty] | CLASS_REFERENCE_TYPE(0112/2///61987#ABF923) 0112/2///61987#ABF923 - Input [16] |  |  |  |  | NON_DEPENDENT_P_DET | [5 empty] | 0112/2///61987#ABE728 - Device LOP for magnetic level gauge | 0112/2///61987#ABA000 |  |  |  | Standard |  | IEC 61987 | IEC | SC65E | - | C00018 | 001-01 (2018-03-28 07:27:10 by BATCH 00000762) standard | 0112-2---61987#ABG483 | https://cdd.iec.ch/cdd/iec61987/iec61987.nsf/PropertiesAllVersions/0112-2---61987%23ABG483
0112/2///61987#ABG792 | 001 | 01 | 0112/2///61987#ABG792#001 | reference to Performance [29] |  |  |  |  | reference to block ABG232 | [5 empty] | CLASS_REFERENCE_TYPE(0112/2///61987#ABG232) 0112/2///61987#ABG232 - Performance [29] |  |  |  |  | NON_DEPENDENT_P_DET | [5 empty] | 0112/2///61987#ABF858 - Device LOP for buoyancy density transmitter0112/2///61987#ABF859 - Device LOP for refractive index density transmitter0112/2///61987#ABF860 - Device LOP for vibrating tube density transmitter0112/2///61987#ABF861 - Device LOP for radiometric density transmitter0112/2///61987#ABF862 - Device LOP for vibrating fork/rod density transmitter0112/2///61987#ABF863 - Device LOP for ultrasonic density transmitter0112/2///61987#ABF864 - Device LOP for microwave density transmitter0112/2///61987#ABF865 - Device LOP for density transmitter | 0112/2///61987#ABA000 |  |  |  | Standard |  | IEC 61987 | IEC | SC65E | - | C00017 | 001-01 (2018-03-28 07:27:11 by BATCH 00000762) standard | 0112-2---61987#ABG792 | https://cdd.iec.ch/cdd/iec61987/iec61987.nsf/PropertiesAllVersions/0112-2---61987%23ABG792
0112/2///61987#ABD051 | 001 | 02 | 0112/2///61987#ABD051#001 | reference to Measuring range for temperature |  |  |  |  | reference to block ABC421 | [5 empty] | CLASS_REFERENCE_TYPE(0112/2///61987#ABC421) 0112/2///61987#ABC421 - Measuring range for temperature |  |  |  |  | NON_DEPENDENT_P_DET | [5 empty] | 0112/2///61987#ABC650 - Temperature measurement0112/2///61987#ABG355 - Temperature measurement [1] | 0112/2///61987#ABA000 |  |  |  | Standard |  |  |  | SC65E – IEC 61987 | - | C00004 |  | 0112-2---61987#ABD051 | https://cdd.iec.ch/cdd/iec61987/iec61987.nsf/PropertiesAllVersions/0112-2---61987%23ABD051
0112/2///61987#ABU945 | 001 | 01 | 0112/2///61987#ABU945#001 | assigned variable type [9] |  |  |  |  | process variable assigned to an input or output |  | Polymorphic control property |  |  |  | ENUM_STRING_TYPE(0112/2///61987#ABU836(Assigned flow velocity range,Assigned density range,Assigned concentration range,Assigned volume fraction range,Assigned mass fraction range,Assigned level range,Assigned ullage range,Assigned volume range,Assigned mass range,Assigned degree of filling range,Assigned pressure range,Assigned temperature range,Assigned other variable range)) |  |  |  |  | CONDITION_DET |  |  | 0112/2///61987#ABU836 | 0112/2///61987#ABU807 - IEC61987-11 Name of Assigned flow velocity range0112/2///61987#ABU778 - IEC61987-11 Name of Assigned density range0112/2///61987#ABU769 - IEC61987-11 Name of Assigned concentration range0112/2///61987#ABU770 - IEC61987-11 Name of Assigned volume fraction range0112/2///61987#ABU771 - IEC61987-11 Name of Assigned mass fraction range0112/2///61987#ABU779 - IEC61987-11 Name of Assigned level range0112/2///61987#ABU780 - IEC61987-11 Name of Assigned ullage range0112/2///61987#ABU781 - IEC61987-11 Name of Assigned volume range0112/2///61987#ABU782 - IEC61987-11 Name of Assigned mass range0112/2///61987#ABU783 - IEC61987-11 Name of Assigned degree of filling range0112/2///61987#ABU784 - IEC61987-11 Name of Assigned pressure range0112/2///61987#ABU785 - IEC61987-11 Name of Assigned temperature range0112/2///61987#ABU808 - IEC61987-11 Name of Assigned other variable range |  | 0112/2///61987#ABG089 - Assigned variable [9] | 0112/2///61987#ABA000 |  |  |  | Standard |  | IEC 61987 | IEC | SC65E | - | C00018 | 001-01 (2018-03-28 07:27:22 by BATCH 00000762) standard | 0112-2---61987#ABU945 | https://cdd.iec.ch/cdd/iec61987/iec61987.nsf/PropertiesAllVersions/0112-2---61987%23ABU945
0112/2///61987#ABV211 | 001 | 01 | 0112/2///61987#ABV211#001 | output type [21] |  |  |  |  | polymorphism property allowing selection of an output type for a device |  | Polymorphic control property |  |  |  | ENUM_STRING_TYPE(0112/2///61987#ABV154(RTD/thermocouple probe output)) |  |  |  |  | CONDITION_DET |  |  | 0112/2///61987#ABV154 | 0112/2///61987#ABV129 - IEC61987-11 Name of RTD/thermocouple probe output |  | 0112/2///61987#ABG151 - Type of output [21] | 0112/2///61987#ABA000 |  |  |  | Standard |  | IEC 61987 | IEC | SC65E | - | C00019 | 001-01 (2018-03-28 07:27:24 by BATCH 00000762) standard | 0112-2---61987#ABV211 | https://cdd.iec.ch/cdd/iec61987/iec61987.nsf/PropertiesAllVersions/0112-2---61987%23ABV211
0112/2///61987#ABB782 | 001 | 04 | 0112/2///61987#ABB782#001 | accuracy of density measuring instrument |  |  |  |  | quality which characterizes the ability of a density measuring instrument to provide an indicated value close to a true value of the measurand under reference conditions | the accuracy is based on a statistical sample of test devices |  | kg/m³ |  |  | REAL_MEASURE_TYPE |  |  | IEV 311-06-08 (modified) |  | NON_DEPENDENT_P_DET | [5 empty] | 0112/2///61987#ABC058 - Absolute performance for density0112/2///61987#ABC070 - Accuracy for a subrange of density0112/2///61987#ABG318 - Absolute performance for density [2] | 0112/2///61987#ABA000 | 0112/2///62720#UAA619 - kilogram per metre cubed |  | 0112/2///61987#ABT573 - Density | Standard |  |  |  | SC65E – IEC 61987 | - | C00004 |  | 0112-2---61987#ABB782 | https://cdd.iec.ch/cdd/iec61987/iec61987.nsf/PropertiesAllVersions/0112-2---61987%23ABB782
0112/2///61987#ABB979 | 001 | 04 | 0112/2///61987#ABB979#001 | height of display element |  |  |  |  | vertical distance between the top and bottom of a display character |  |  | mm |  |  | REAL_MEASURE_TYPE |  |  |  |  | NON_DEPENDENT_P_DET | [5 empty] | 0112/2///61987#ABC206 - Display element | 0112/2///61987#ABA000 | 0112/2///62720#UAA862 - millimetre |  | 0112/2///61987#ABT548 - Length short | Standard |  |  |  | SC65E – IEC 61987 | - | C00004 |  | 0112-2---61987#ABB979 | https://cdd.iec.ch/cdd/iec61987/iec61987.nsf/PropertiesAllVersions/0112-2---61987%23ABB979
0112/2///61987#ABE835 | 001 | 02 | 0112/2///61987#ABE835#001 | set upper range end-value of interval of level |  |  |  |  | value defining the end of a subrange for level |  |  | m |  |  | REAL_MEASURE_TYPE |  |  |  |  | NON_DEPENDENT_P_DET | [5 empty] | 0112/2///61987#ABE833 - Accuracy for a subrange of level | 0112/2///61987#ABA000 | 0112/2///62720#UAA726 - metre |  | 0112/2///61987#ABT548 - Length short | Standard |  | IEC 61987 | IEC | IEC/SC 65E | - | C00128 |  | 0112-2---61987#ABE835 | https://cdd.iec.ch/cdd/iec61987/iec61987.nsf/PropertiesAllVersions/0112-2---61987%23ABE835
0112/2///61987#ABB925 | 004 | 01 | 0112/2///61987#ABB925#004 | maximum permissible voltage |  |  |  |  | highest voltage that is allowed to be applied to a device circuit |  |  | V |  |  | REAL_MEASURE_TYPE |  |  |  |  | NON_DEPENDENT_P_DET | [5 empty] | 0112/2///61987#ABC581 - Restricted electrical parameters | 0112/2///61987#ABA000 | 0112/2///62720#UAA296 - volt |  | 0112/2///61987#ABT506 - Voltage | Standard |  |  |  | SC65E – IEC 61987 | - | C00004 |  | 0112-2---61987#ABB925 | https://cdd.iec.ch/cdd/iec61987/iec61987.nsf/PropertiesAllVersions/0112-2---61987%23ABB925
0112/2///61987#ABU175 | 001 | 03 | 0112/2///61987#ABU175#001 | reference to Pulse output |  |  |  |  | reference to block ABC553 |  | Id specified in IEC61987-12/-13: ABD183 |  |  |  | CLASS_REFERENCE_TYPE(0112/2///61987#ABC553) 0112/2///61987#ABC553 - Pulse output |  |  |  |  | DEPENDENT_P_DET | [5 empty] | 0112/2///61987#ABC665 - Type of output [2] | 0112/2///61987#ABA000 |  |  |  | Standard |  |  |  | SC65E – IEC 61987 | 0112/2///61987#ABU166 - output type [2] | C00004 |  | 0112-2---61987#ABU175 | https://cdd.iec.ch/cdd/iec61987/iec61987.nsf/PropertiesAllVersions/0112-2---61987%23ABU175
0112/2///61987#ABG877 | 001 | 01 | 0112/2///61987#ABG877#001 | reference to Dynamic behaviour [5] |  |  |  |  | reference to block ABG317 | [5 empty] | CLASS_REFERENCE_TYPE(0112/2///61987#ABG317) 0112/2///61987#ABG317 - Dynamic behaviour [5] |  |  |  |  | NON_DEPENDENT_P_DET | [5 empty] | 0112/2///61987#ABG319 - Absolute performance for temperature [3] | 0112/2///61987#ABA000 |  |  |  | Standard |  | IEC 61987 | IEC | SC65E | - | C00019 | 001-01 (2018-03-28 07:27:11 by BATCH 00000762) standard | 0112-2---61987#ABG877 | https://cdd.iec.ch/cdd/iec61987/iec61987.nsf/PropertiesAllVersions/0112-2---61987%23ABG877
0112/2///61987#ABJ397 | 001 | 01 | 0112/2///61987#ABJ397#001 | reference to HIGH_HIGH_ALARM |  |  |  |  | reference to block ABI759 | [5 empty] | CLASS_REFERENCE_TYPE(0112/2///61987#ABI759) 0112/2///61987#ABI759 - HIGH_HIGH_ALARM |  |  |  |  | NON_DEPENDENT_P_DET | [5 empty] | 0112/2///61987#ABH876 - Analog input function block0112/2///61987#ABH885 - Control function block | 0112/2///61987#ABA000 |  |  |  | Standard |  |  |  | SC65E – IEC 61987 | - | C00018 | 001-01 (2019-03-08 15:35:33 by BATCH 00000766) standard | 0112-2---61987#ABJ397 | https://cdd.iec.ch/cdd/iec61987/iec61987.nsf/PropertiesAllVersions/0112-2---61987%23ABJ397
0112/2///61987#ABB284 | 002 | 01 | 0112/2///61987#ABB284#002 | base liquid density |  |  |  |  | liquid density used to calculate variables to reference conditions |  |  | kg/m³ |  |  | REAL_MEASURE_TYPE |  |  |  |  | NON_DEPENDENT_P_DET | [5 empty] | 0112/2///61987#ABC136 - Base conditions | 0112/2///61987#ABA000 | 0112/2///62720#UAA619 - kilogram per metre cubed |  | 0112/2///61987#ABT573 - Density | Standard |  |  |  | SC65E – IEC 61987 | - | C00004 |  | 0112-2---61987#ABB284 | https://cdd.iec.ch/cdd/iec61987/iec61987.nsf/PropertiesAllVersions/0112-2---61987%23ABB284
0112/2///61987#ABB913 | 003 | 01 | 0112/2///61987#ABB913#003 | pressure signal level "1" |  |  |  |  | for a binary pneumatic or hydraulic output, the value of the binary output signal for the logic state "1" |  |  | bar |  |  | REAL_MEASURE_TYPE |  |  |  |  | NON_DEPENDENT_P_DET | [5 empty] | 0112/2///61987#ABC146 - Binary pneumatic/hydraulic output | 0112/2///61987#ABA000 | 0112/2///62720#UAA323 - bar |  | 0112/2///61987#ABT524 - Pressure | Standard |  |  |  | SC65E – IEC 61987 | - | C00004 |  | 0112-2---61987#ABB913 | https://cdd.iec.ch/cdd/iec61987/iec61987.nsf/PropertiesAllVersions/0112-2---61987%23ABB913
0112/2///61987#ABB406 | 002 | 01 | 0112/2///61987#ABB406#002 | type of drive of displacement flowmeter |  |  |  |  | classification of drive of a positive displacement flowmeter according to the mechanical transmission function | [5 empty] | ENUM_CODE_TYPE(0112/2///61987#ABL428) |  |  |  |  | DEPENDENT_P_DET |  |  | 0112/2///61987#ABL428 | 0112/2///61987#ABM408 - gear train0112/2///61987#ABM409 - magnetic transmission0112/2///61987#ABI407 - others |  | 0112/2///61987#ABC627 - Structural design of a helix flow transmitter or gauge0112/2///61987#ABC632 - Structural design of a piston flow transmitter or gauge0112/2///61987#ABC640 - Structural design of an (oval) gear flow transmitter or gauge | 0112/2///61987#ABA000 |  |  |  | Standard |  |  |  | SC65E – IEC 61987 | 0112/2///61987#ABI406 - empty_property | C00091 |  | 0112-2---61987#ABB406 | https://cdd.iec.ch/cdd/iec61987/iec61987.nsf/PropertiesAllVersions/0112-2---61987%23ABB406
0112/2///61987#ABF306 | 002 | 01 | 0112/2///61987#ABF306#002 | reference measuring time |  |  |  |  | value of the measuring time with which the performance of a device was tested |  |  | s |  |  | LEVEL(MIN,NOM,MAX) OF REAL_MEASURE_TYPE |  |  |  |  | NON_DEPENDENT_P_DET | [5 empty] | 0112/2///61987#ABG241 - Reference device conditions [2]0112/2///61987#ABG245 - Reference device conditions [6]0112/2///61987#ABU697 - Reference device conditions [7]0112/2///61987#ABU698 - Reference device conditions [3] | 0112/2///61987#ABA000 | 0112/2///62720#UAA972 - second |  | 0112/2///61987#ABT510 - Time/time duration short | Standard |  | IEC 61987 | IEC | SC65E | - | C00019 |  | 0112-2---61987#ABF306 | https://cdd.iec.ch/cdd/iec61987/iec61987.nsf/PropertiesAllVersions/0112-2---61987%23ABF306
0112/2///61987#ABU903 | 001 | 01 | 0112/2///61987#ABU903#001 | output type [12] |  |  |  |  | polymorphism property allowing selection of an output type for a device |  | Polymorphic control property |  |  |  | ENUM_STRING_TYPE(0112/2///61987#ABU822(Analog current output [8],Analog voltage output [8],Frequency output [8],Binary output IEC 60947-5-6 (NAMUR),0112/2///61987#Binary current output,0112/2///61987#Binary isolated output,0112/2///61987#Binary electronic output,0112/2///61987#Manufacturer-specific output [8])) |  |  |  |  | CONDITION_DET |  |  | 0112/2///61987#ABU822 | 0112/2///61987#ABU727 - IEC61987-11 Name of Analog current output [8]0112/2///61987#ABU728 - IEC61987-11 Name of Analog voltage output [8]0112/2///61987#ABU729 - IEC61987-11 Name of Frequency output [8]0112/2///61987#ABU793 - IEC61987-11 Name of Binary output IEC 60947-5-6 (NAMUR)0112/2///61987#ABU794 - IEC61987-11 Name of Binary current output0112/2///61987#ABU795 - IEC61987-11 Name of Binary isolated output0112/2///61987#ABU796 - IEC61987-11 Name of Binary electronic output0112/2///61987#ABU730 - IEC61987-11 Name of Manufacturer-specific output [8] |  | 0112/2///61987#ABG142 - Type of output [12] | 0112/2///61987#ABA000 |  |  |  | Standard |  | IEC 61987 | IEC | SC65E | - | C00018 | 001-01 (2018-03-28 07:27:22 by BATCH 00000762) standard | 0112-2---61987#ABU903 | https://cdd.iec.ch/cdd/iec61987/iec61987.nsf/PropertiesAllVersions/0112-2---61987%23ABU903
0112/2///61987#ABH001 | 001 | 01 | 0112/2///61987#ABH001#001 | reference to Structural design [density transmitter?] |  |  |  |  | reference to block ABG441 | [5 empty] | CLASS_REFERENCE_TYPE(0112/2///61987#ABG441) 0112/2///61987#ABG441 - Structural design [density transmitter] |  |  |  |  | NON_DEPENDENT_P_DET | [5 empty] | 0112/2///61987#ABG396 - Mechanical and electrical construction [density transmitter] | 0112/2///61987#ABA000 |  |  |  | Standard |  | IEC 61987 | IEC | SC65E | - | C00017 | 001-01 (2018-03-28 07:27:12 by BATCH 00000762) standard | 0112-2---61987#ABH001 | https://cdd.iec.ch/cdd/iec61987/iec61987.nsf/PropertiesAllVersions/0112-2---61987%23ABH001
0112/2///61987#ABJ352 | 001 | 01 | 0112/2///61987#ABJ352#001 | reference to MODE_BLOCK |  |  |  |  | reference to block ABI714 | [5 empty] | CLASS_REFERENCE_TYPE(0112/2///61987#ABI714) 0112/2///61987#ABI714 - MODE_BLOCK |  |  |  |  | NON_DEPENDENT_P_DET | [5 empty] | 0112/2///61987#ABI711 - Standard parameters | 0112/2///61987#ABA000 |  |  |  | Standard |  |  |  | SC65E – IEC 61987 | - | C00018 | 001-01 (2019-03-08 15:35:33 by BATCH 00000766) standard | 0112-2---61987#ABJ352 | https://cdd.iec.ch/cdd/iec61987/iec61987.nsf/PropertiesAllVersions/0112-2---61987%23ABJ352
0112/2///61987#ABF234 | 002 | 01 | 0112/2///61987#ABF234#002 | response time of a radiation thermometer |  |  |  |  | time interval between the instant of an abrupt change in the value of the input parameter (object temperature or object radiation) and the instant from which the measured value of the radiation thermometer (output parameter) remains within specified limits of its final value |  |  | s |  |  | REAL_MEASURE_TYPE |  |  | IEC 62492-2 |  | NON_DEPENDENT_P_DET | [5 empty] | 0112/2///61987#ABF003 - Performance of non-contact temperature transmitter/radiation temperature transmitter | 0112/2///61987#ABA000 | 0112/2///62720#UAA972 - second |  | 0112/2///61987#ABT510 - Time/time duration short | Standard |  | IEC 61987 | IEC | IEC/SC 65E | - | C00112 |  | 0112-2---61987#ABF234 | https://cdd.iec.ch/cdd/iec61987/iec61987.nsf/PropertiesAllVersions/0112-2---61987%23ABF234
0112/2///61987#ABF818 | 001 | 01 | 0112/2///61987#ABF818#001 | reference to Nuclear detector |  |  |  |  | reference to block ABF466 | [5 empty] | CLASS_REFERENCE_TYPE(0112/2///61987#ABF466) 0112/2///61987#ABF466 - Nuclear detector |  |  |  |  | NON_DEPENDENT_P_DET | [5 empty] | 0112/2///61987#ABF343 - Structural design of a nuclear level transmitter/switch0112/2///61987#ABF634 - Structural design of a radiometric density transmitter | 0112/2///61987#ABA000 |  |  |  | Standard |  | IEC 61987 | IEC | SC65E | - | C00018 | 001-01 (2018-03-28 07:27:09 by BATCH 00000762) standard | 0112-2---61987#ABF818 | https://cdd.iec.ch/cdd/iec61987/iec61987.nsf/PropertiesAllVersions/0112-2---61987%23ABF818
0112/2///61987#ABG536 | 001 | 02 | 0112/2///61987#ABG536#001 | reference to Measured variable [40] |  |  |  |  | reference to block ABF976 | [5 empty] | CLASS_REFERENCE_TYPE(0112/2///61987#ABF976) 0112/2///61987#ABF976 - Measured variable [40] |  |  |  |  | DEPENDENT_P_DET | [5 empty] | 0112/2///61987#ABF932 - Input [25] | 0112/2///61987#ABA000 |  |  |  | Standard |  | IEC 61987 | IEC | IEC SC65E | 0112/2///61987#ABB065 - number of measured variables | C00112 |  | 0112-2---61987#ABG536 | https://cdd.iec.ch/cdd/iec61987/iec61987.nsf/PropertiesAllVersions/0112-2---61987%23ABG536
0112/2///61987#ABE965 | 001 | 01 | 0112/2///61987#ABE965#001 | maximum influence of ambient temperature on volume |  |  |  |  | change in output of a volume measuring device caused by a change in ambient temperature with respect to reference conditions, expressed as the maximum error across the specified ambient temperature range |  |  | m³/K |  |  | REAL_MEASURE_TYPE |  |  |  |  | NON_DEPENDENT_P_DET | [5 empty] | 0112/2///61987#ABE963 - Influence of external quantities expressed for volume | 0112/2///61987#ABA000 | 0112/2///62720#UAA758 - metre cubed per kelvin |  | 0112/2///61987#ABT500 - Volume per temperature | Standard |  | IEC 61987 | IEC | SC65E | - | C00018 | 001-01 (2018-03-28 07:27:03 by BATCH 00000762) standard | 0112-2---61987#ABE965 | https://cdd.iec.ch/cdd/iec61987/iec61987.nsf/PropertiesAllVersions/0112-2---61987%23ABE965
0112/2///61987#ABH380 | 001 | 01 | 0112/2///61987#ABH380#001 | alignment of sheath |  |  |  |  | classification of a sheath according to its angle of installation | [5 empty] | STRING_TYPE |  |  |  |  | NON_DEPENDENT_P_DET | [5 empty] | 0112/2///61987#ABF405 - Structural design of an insert/element | 0112/2///61987#ABA000 |  |  |  | Standard |  |  |  | SC65E – IEC 61987 | - | C0018 | 001-01 (2018-03-28 07:27:15 by BATCH 00000762) standard | 0112-2---61987#ABH380 | https://cdd.iec.ch/cdd/iec61987/iec61987.nsf/PropertiesAllVersions/0112-2---61987%23ABH380
0112/2///61987#ABA523 | 002 | 01 | 0112/2///61987#ABA523#002 | type of trimmer |  |  |  |  | classification of a trimmer according to its mode of operation | [5 empty] | ENUM_CODE_TYPE(0112/2///61987#ABL612) |  |  |  |  | DEPENDENT_P_DET |  |  | 0112/2///61987#ABL612 | 0112/2///61987#ABN076 - screw potentiometer0112/2///61987#ABN077 - control knob0112/2///61987#ABN078 - tip button0112/2///61987#ABI407 - others |  | 0112/2///61987#ABC050 - Trimmer | 0112/2///61987#ABA000 |  |  |  | Standard |  |  |  | SC65E – IEC 61987 | 0112/2///61987#ABI406 - empty_property | C00091 |  | 0112-2---61987#ABA523 | https://cdd.iec.ch/cdd/iec61987/iec61987.nsf/PropertiesAllVersions/0112-2---61987%23ABA523
0112/2///61987#ABA618 | 001 | 04 | 0112/2///61987#ABA618#001 | operating temperature |  |  |  |  | temperature of the process medium at which the ambient temperature range is valid |  |  | °C |  |  | REAL_MEASURE_TYPE |  |  |  |  | NON_DEPENDENT_P_DET | [5 empty] | 0112/2///61987#ABC082 - Ambient temperature0112/2///61987#ABH448 - Relation of minimum process pressure | 0112/2///61987#ABA000 | 0112/2///62720#UAA033 - degree Celsius |  | 0112/2///61987#ABT514 - Temperature | Standard |  |  |  | SC65E – IEC 61987 | - | C00004 |  | 0112-2---61987#ABA618 | https://cdd.iec.ch/cdd/iec61987/iec61987.nsf/PropertiesAllVersions/0112-2---61987%23ABA618
0112/2///61987#ABU377 | 001 | 03 | 0112/2///61987#ABU377#001 | reference to Assigned normalized volume pulse value |  |  |  |  | reference to block ABC112 |  | Id specified in IEC61987-12/-13: ABC742 |  |  |  | CLASS_REFERENCE_TYPE(0112/2///61987#ABC112) 0112/2///61987#ABC112 - Assigned normalized volume pulse value |  |  |  |  | DEPENDENT_P_DET | [5 empty] | 0112/2///61987#ABC118 - Assigned variable [1] | 0112/2///61987#ABA000 |  |  |  | Standard |  |  |  | SC65E – IEC 61987 | 0112/2///61987#ABU349 - assigned variable type [1] | C00004 |  | 0112-2---61987#ABU377 | https://cdd.iec.ch/cdd/iec61987/iec61987.nsf/PropertiesAllVersions/0112-2---61987%23ABU377
0112/2///61987#ABA214 | 002 | 01 | 0112/2///61987#ABA214#002 | set pointer adjustment |  |  |  |  | facilities provided for adjusting a set pointer | [5 empty] | ENUM_CODE_TYPE(0112/2///61987#ABJ801) |  |  |  |  | DEPENDENT_P_DET |  |  | 0112/2///61987#ABJ801 | 0112/2///61987#ABL240 - screw0112/2///61987#ABL241 - micrometer screw0112/2///61987#ABL242 - key0112/2///61987#ABI407 - others |  | 0112/2///61987#ABC591 - Set pointer | 0112/2///61987#ABA000 |  |  |  | Standard |  |  |  | SC65E – IEC 61987 | 0112/2///61987#ABI406 - empty_property | C00091 |  | 0112-2---61987#ABA214 | https://cdd.iec.ch/cdd/iec61987/iec61987.nsf/PropertiesAllVersions/0112-2---61987%23ABA214
0112/2///61987#ABI048 | 001 | 01 | 0112/2///61987#ABI048#001 | SV unit of measure |  |  |  |  | unit of measure assigned to the secondary variable of a CPF 9 device | CPF 9 is the IEC 61784 acronym for HART. |  |  |  |  | INT_TYPE |  |  |  |  | NON_DEPENDENT_P_DET | [5 empty] | 0112/2///61987#ABH917 - HART common practice parameters | 0112/2///61987#ABA000 |  |  |  | Standard |  |  |  | SC65E – IEC 61987 | - | C00019 | 001-01 (2018-03-28 07:27:16 by BATCH 00000762) standard | 0112-2---61987#ABI048 | https://cdd.iec.ch/cdd/iec61987/iec61987.nsf/PropertiesAllVersions/0112-2---61987%23ABI048
0112/2///61987#ABB654 | 002 | 01 | 0112/2///61987#ABB654#002 | reference base for inaccuracy |  |  |  |  | basis for stating an inaccuracy | [5 empty] | ENUM_CODE_TYPE(0112/2///61987#ABJ764) |  |  |  |  | DEPENDENT_P_DET |  |  | 0112/2///61987#ABJ764 | 0112/2///61987#ABL009 - relative to calibrated span0112/2///61987#ABL010 - relative to full scale0112/2///61987#ABL011 - relative to measured value0112/2///61987#ABL012 - relative to measuring upper range-limit0112/2///61987#ABL013 - relative to span0112/2///61987#ABI407 - others |  | 0112/2///61987#ABC077 - Accuracy for a subrange of span0112/2///61987#ABC067 - Accuracy expressed as a percentage [1]0112/2///61987#ABC068 - Accuracy expressed as a percentage [2]0112/2///61987#ABE365 - Accuracy expressed as a percentage [3]0112/2///61987#ABE702 - Accuracy expressed as a percentage [4]0112/2///61987#ABG353 - Accuracy expressed as a percentage [5]0112/2///61987#ABJ595 - Accuracy expressed as a percentage [6]0112/2///61987#ABG352 - Accuracy expressed as a percentage [7] | 0112/2///61987#ABA000 |  |  |  | Standard |  |  |  | SC65E – IEC 61987 | 0112/2///61987#ABI406 - empty_property | C00091 |  | 0112-2---61987#ABB654 | https://cdd.iec.ch/cdd/iec61987/iec61987.nsf/PropertiesAllVersions/0112-2---61987%23ABB654
0112/2///61987#ABI460 | 003 | 01 | 0112/2///61987#ABI460#003 | brand name of material |  |  |  |  | designation of material in common industrial use given by a manufacturer | [5 empty] | STRING_TYPE |  |  |  |  | NON_DEPENDENT_P_DET | [5 empty] | 0112/2///61987#ABC338 - Material of additional inner part0112/2///61987#ABC340 - Material of ball valve0112/2///61987#ABC341 - Material of ball/needle0112/2///61987#ABC342 - Material of bearing0112/2///61987#ABC343 - Material of bearing axle0112/2///61987#ABC344 - Material of bearing bush0112/2///61987#ABC345 - Material of bluff body0112/2///61987#ABC346 - Material of body0112/2///61987#ABC347 - Material of body/lower housing0112/2///61987#ABC348 - Material of body/upper housing0112/2///61987#ABC349 - Material of bolting0112/2///61987#ABC350 - Material of bonnet0112/2///61987#ABC351 - Material of centering or dowel pins0112/2///61987#ABC352 - Material of clamp0112/2///61987#ABC353 - Material of construction0112/2///61987#ABC354 - Material of diaphragm0112/2///61987#ABC355 - Material of displacement element0112/2///61987#ABC356 - Material of electrodes0112/2///61987#ABC357 - Material of extension0112/2///61987#ABC358 - Material of external coating0112/2///61987#ABC359 - Material of fastening0112/2///61987#ABC360 - Material of flange adapter0112/2///61987#ABC361 - Material of flange or fitting0112/2///61987#ABC362 - Material of float element0112/2///61987#ABC363 - Material of flow nozzle0112/2///61987#ABC364 - Material of flow straightener0112/2///61987#ABC365 - Material of flow tube probe seal0112/2///61987#ABC366 - Material of grounding electrode0112/2///61987#ABC367 - Material of holder0112/2///61987#ABC368 - Material of hot tap lower tube section0112/2///61987#ABC369 - Material of hot tap seal0112/2///61987#ABC370 - Material of hot tap upper tube section0112/2///61987#ABC371 - Material of insertion probe seal0112/2///61987#ABC372 - Material of jack screw0112/2///61987#ABC373 - Material of manifold block0112/2///61987#ABC374 - Material of measuring tube0112/2///61987#ABC375 - Material of mounting assembly0112/2///61987#ABC376 - Material of mounting bracket0112/2///61987#ABC377 - Material of mounting kit0112/2///61987#ABC378 - Material of orifice plate0112/2///61987#ABC379 - Material of oval adapter0112/2///61987#ABC380 - Material of pipeline0112/2///61987#ABC381 - Material of pressure bearing bolting0112/2///61987#ABC382 - Material of pressure gauge stem0112/2///61987#ABC383 - Material of probe head0112/2///61987#ABC384 - Material of probe rod0112/2///61987#ABC385 - Material of protective tube0112/2///61987#ABC386 - Material of ring0112/2///61987#ABC387 - Material of sealing bellow0112/2///61987#ABC388 - Material of seat0112/2///61987#ABC389 - Material of sensing element0112/2///61987#ABC390 - Material of sensor0112/2///61987#ABC391 - Material of sensor head housing0112/2///61987#ABC392 - Material of sensor holder0112/2///61987#ABC393 - Material of separating/measuring diaphragm0112/2///61987#ABC394 - Material of shaft0112/2///61987#ABC395 - Material of siphon0112/2///61987#ABC396 - Material of stem0112/2///61987#ABC397 - Material of trim0112/2///61987#ABC398 - Material of turbine rotor0112/2///61987#ABC399 - Material of turbine rotor shaft0112/2///61987#ABC400 - Material of ultrasonic flow sensor head0112/2///61987#ABC401 - Material of vent/drain0112/2///61987#ABC413 - Material of measuring chamber0112/2///61987#ABC549 - Process side material of remote seal0112/2///61987#ABC684 - Wetted material of measuring cell0112/2///61987#ABD391 - Material of case0112/2///61987#ABD900 - Material of ball0112/2///61987#ABD901 - Material of bellow0112/2///61987#ABD902 - Material of bonnet [2]0112/2///61987#ABD903 - Material of bushing0112/2///61987#ABD904 - Material of cage0112/2///61987#ABD906 - Material of disc0112/2///61987#ABD907 - Material of disc sealing edge0112/2///61987#ABD908 - Material of gasket0112/2///61987#ABD909 - Material of lower shaft bearing0112/2///61987#ABD910 - Material of measures for noise-reduction0112/2///61987#ABD911 - Material of plug0112/2///61987#ABD912 - Material of plug sealing edge0112/2///61987#ABD913 - Material of restrictor0112/2///61987#ABD914 - Material of sealing strip0112/2///61987#ABD915 - Material of seat0112/2///61987#ABD916 - Material of seat retainer0112/2///61987#ABD917 - Material of seat sealing edge0112/2///61987#ABD918 - Material of seat spring0112/2///61987#ABD919 - Material of shaft0112/2///61987#ABD920 - Material of steam jacket0112/2///61987#ABD921 - Material of stem/shaft0112/2///61987#ABD922 - Material of taper0112/2///61987#ABD923 - Material of taper sealing edge0112/2///61987#ABD924 - Material of taper-bar0112/2///61987#ABD925 - Material of trunnion shaft0112/2///61987#ABD926 - Material of upper shaft bearing0112/2///61987#ABD927 - Material of wedge0112/2///61987#ABD928 - Material of wedge sealing edge0112/2///61987#ABE009 - material of seat ring0112/2///61987#ABE387 - Material of guide bushing0112/2///61987#ABE389 - Material of guide0112/2///61987#ABE413 - Material of closure member0112/2///61987#ABE415 - Material of surface coating | 0112/2///61987#ABA000 |  |  |  | Standard |  |  |  | SC65E – IEC 61987 | - | C00019 |  | 0112-2---61987#ABI460 | https://cdd.iec.ch/cdd/iec61987/iec61987.nsf/PropertiesAllVersions/0112-2---61987%23ABI460
0112/2///61987#ABC000 | 001 | 04 | 0112/2///61987#ABC000#001 | vertical distance of process connections |  |  |  |  | vertical distance between two process connections |  |  | mm |  |  | REAL_MEASURE_TYPE |  |  |  |  | NON_DEPENDENT_P_DET | [5 empty] | 0112/2///61987#ABC411 - Pressure measurement instrument installation | 0112/2///61987#ABA000 | 0112/2///62720#UAA862 - millimetre |  | 0112/2///61987#ABT548 - Length short | Standard |  |  |  | SC65E – IEC 61987 | - | C00004 |  | 0112-2---61987#ABC000 | https://cdd.iec.ch/cdd/iec61987/iec61987.nsf/PropertiesAllVersions/0112-2---61987%23ABC000
0112/2///61987#ABB644 | 004 | 01 | 0112/2///61987#ABB644#004 | reference relative permittivity | reference dielectric constant |  |  |  | relative permittivity of the process material with which the performance of a device was tested |  |  | 1 |  |  | LEVEL(MIN,NOM,MAX) OF REAL_MEASURE_TYPE |  |  |  |  | NON_DEPENDENT_P_DET | [5 empty] | 0112/2///61987#ABC574 - Reference process conditions0112/2///61987#ABG246 - Reference process conditions [2] | 0112/2///61987#ABA000 | 0112/2///62720#UAA915 - quantity of dimension one |  |  | Standard |  | IEC 61987 | IEC | IEC SC65E | - | C00112 |  | 0112-2---61987#ABB644 | https://cdd.iec.ch/cdd/iec61987/iec61987.nsf/PropertiesAllVersions/0112-2---61987%23ABB644
0112/2///61987#ABE272 | 001 | 02 | 0112/2///61987#ABE272#001 | reference to Structural design [diaphragm valve] |  |  |  |  | reference to block ABE016 | [5 empty] | CLASS_REFERENCE_TYPE(0112/2///61987#ABE016) 0112/2///61987#ABE016 - Structural design [diaphragm/pinch valve] |  |  |  |  | NON_DEPENDENT_P_DET | [5 empty] | 0112/2///61987#ABD936 - Mechanical and electrical construction [diaphragm/pinch valve] | 0112/2///61987#ABA000 |  |  |  | Standard |  |  |  |  | - | C00004 |  | 0112-2---61987#ABE272 | https://cdd.iec.ch/cdd/iec61987/iec61987.nsf/PropertiesAllVersions/0112-2---61987%23ABE272
0112/2///61987#ABE165 | 001 | 02 | 0112/2///61987#ABE165#001 | reference to Material of lower shaft bearing |  |  |  |  | reference to block ABD909 | [5 empty] | CLASS_REFERENCE_TYPE(0112/2///61987#ABD909) 0112/2///61987#ABD909 - Material of lower shaft bearing |  |  |  |  | NON_DEPENDENT_P_DET | [5 empty] | 0112/2///61987#ABE026 - Structural design of a ball valve0112/2///61987#ABE027 - Structural design of a butterfly valve0112/2///61987#ABE036 - Structural design of an eccentric plug valve | 0112/2///61987#ABA000 |  |  |  | Standard |  |  |  |  | - | C00004 |  | 0112-2---61987#ABE165 | https://cdd.iec.ch/cdd/iec61987/iec61987.nsf/PropertiesAllVersions/0112-2---61987%23ABE165
0112/2///61987#ABF566 | 001 | 01 | 0112/2///61987#ABF566#001 | minimum span for concentration |  |  |  |  | lowest span to which an angle measurement instrument can be adjusted |  |  | mg/m³ |  |  | REAL_MEASURE_TYPE |  |  |  |  | NON_DEPENDENT_P_DET | [5 empty] | 0112/2///61987#ABE785 - Measuring range for concentration | 0112/2///61987#ABA000 | 0112/2///62720#UAA830 - milligram per metre cubed |  | 0112/2///61987#ABT575 - Mass concentration (mass per volume) | Standard |  | IEC 61987 | IEC | SC65E | - | C00018 | 001-01 (2018-03-28 07:27:07 by BATCH 00000762) standard | 0112-2---61987#ABF566 | https://cdd.iec.ch/cdd/iec61987/iec61987.nsf/PropertiesAllVersions/0112-2---61987%23ABF566
0112/2///61987#ABP158 | 001 | 01 | 0112/2///61987#ABP158#001 | non-repeatability of apparent power |  |  |  |  | for a device, absolute degree of deviation between the results of successive measurements of apparent power, carried out under the same conditions of measurement |  |  | V·A |  |  | REAL_MEASURE_TYPE |  |  |  |  | NON_DEPENDENT_P_DET | [5 empty] | 0112/2///61987#ABP005 - Absolute performance for apparent power [I/O module] | 0112/2///61987#ABA000 | 0112/2///62720#UAA298 - volt ampere |  |  | Standard |  | IEC 61987 | IEC | IEC/SC 65E | - | C00128 | 001-01 (2023-01-23 14:53:52 by BATCH 00000807) standard | 0112-2---61987#ABP158 | https://cdd.iec.ch/cdd/iec61987/iec61987.nsf/PropertiesAllVersions/0112-2---61987%23ABP158
0112/2///61987#ABE220 | 001 | 02 | 0112/2///61987#ABE220#001 | reference to Parameters of valve body assembly [4] |  |  |  |  | reference to block ABD964 | [5 empty] | CLASS_REFERENCE_TYPE(0112/2///61987#ABD964) 0112/2///61987#ABD964 - Parameters of valve body assembly [4] |  |  |  |  | NON_DEPENDENT_P_DET | [5 empty] | 0112/2///61987#ABE318 - Device LOP for pressure reducing regulator or back pressure/excess pressure regulator | 0112/2///61987#ABA000 |  |  |  | Standard |  |  |  |  | - | C00004 |  | 0112-2---61987#ABE220 | https://cdd.iec.ch/cdd/iec61987/iec61987.nsf/PropertiesAllVersions/0112-2---61987%23ABE220
0112/2///61987#ABB815 | 001 | 04 | 0112/2///61987#ABB815#001 | average influence of process temperature on mass flow |  |  |  |  | change in output of a mass flow measuring device caused by a change in process temperature with respect to reference conditions, expressed as the average error across the specified process temperature range |  |  | "(kg/h)/K" |  |  | REAL_MEASURE_TYPE |  |  |  |  | NON_DEPENDENT_P_DET | [5 empty] | 0112/2///61987#ABC279 - Influence of external quantities expressed for mass flow | 0112/2///61987#ABA000 | 0112/2///62720#UAA608 - kilogram per hour kelvin |  | 0112/2///61987#ABT543 - Mass flow rate per temperature | Standard |  |  |  | SC65E – IEC 61987 | - | C00018 |  | 0112-2---61987#ABB815 | https://cdd.iec.ch/cdd/iec61987/iec61987.nsf/PropertiesAllVersions/0112-2---61987%23ABB815
0112/2///61987#ABD393 | 005 | 01 | 0112/2///61987#ABD393#005 | intended type of device |  |  |  |  | classification of a device to be used, according to its main kind of usage | [5 empty] | STRING_TYPE |  |  |  |  | NON_DEPENDENT_P_DET | [5 empty] | 0112/2///61987#ABC460 - Operating conditions for device design [pressure]0112/2///61987#ABG467 - Operating conditions for device design [level]0112/2///61987#ABG468 - Operating conditions for device design [temperature]0112/2///61987#ABG469 - Operating conditions for device design [density]0112/2///61987#ABC459 - Operating conditions for device design0112/2///61987#ABD950 - Operating conditions for device design [2]0112/2///61987#ABD949 - Operating conditions for device design [3]0112/2///61987#ABD951 - Operating conditions for device design [4]0112/2///61987#ABP291 - Operating conditions for device design [infrastructure device] | 0112/2///61987#ABA000 |  |  |  | Standard |  |  |  | SC65E – IEC 61987 | - | C00004 |  | 0112-2---61987#ABD393 | https://cdd.iec.ch/cdd/iec61987/iec61987.nsf/PropertiesAllVersions/0112-2---61987%23ABD393
0112/2///61987#ABU271 | 001 | 03 | 0112/2///61987#ABU271#001 | reference to Clamp-on ultrasonic flowmeter |  |  |  |  | reference to block ABC157 |  | Id specified in IEC61987-12/-13: ABC787 |  |  |  | CLASS_REFERENCE_TYPE(0112/2///61987#ABC157) 0112/2///61987#ABC157 - Clamp-on ultrasonic flowmeter |  |  |  |  | DEPENDENT_P_DET | [5 empty] | 0112/2///61987#ABC644 - Structural design of an ultrasonic flow transmitter | 0112/2///61987#ABA000 |  |  |  | Standard |  |  |  | SC65E – IEC 61987 | 0112/2///61987#ABU267 - ultrasonic flowmeter type | C00004 |  | 0112-2---61987#ABU271 | https://cdd.iec.ch/cdd/iec61987/iec61987.nsf/PropertiesAllVersions/0112-2---61987%23ABU271
0112/2///61987#ABE822 | 001 | 01 | 0112/2///61987#ABE822#001 | upper range-limit of mass |  |  |  |  | highest value of mass that a device can be adjusted to measure within its specified accuracy limits |  |  | kg |  |  | REAL_MEASURE_TYPE |  |  |  |  | NON_DEPENDENT_P_DET | [5 empty] | 0112/2///61987#ABF002 - Measuring range for mass | 0112/2///61987#ABA000 | 0112/2///62720#UAA594 - kilogram |  | 0112/2///61987#ABT546 - Mass | Standard |  | IEC 61987 | IEC | SC65E | - | C00018 | 001-01 (2018-03-28 07:27:02 by BATCH 00000762) standard | 0112-2---61987#ABE822 | https://cdd.iec.ch/cdd/iec61987/iec61987.nsf/PropertiesAllVersions/0112-2---61987%23ABE822
0112/2///61987#ABF301 | 002 | 01 | 0112/2///61987#ABF301#002 | core cross-section AWG |  |  |  |  | cross section of the electrical conductor of a lead expressed in AWG | [5 empty] | ENUM_CODE_TYPE(0112/2///61987#ABN524) |  |  |  |  | DEPENDENT_P_DET |  |  | 0112/2///61987#ABN524 | 0112/2///61987#ABN525 - 4/0 AWG0112/2///61987#ABN526 - 3/0 AWG0112/2///61987#ABN527 - 2/0 AWG0112/2///61987#ABN528 - 1/0 AWG0112/2///61987#ABN529 - 1 AWG0112/2///61987#ABN530 - 2 AWG0112/2///61987#ABN531 - 3 AWG0112/2///61987#ABN532 - 4 AWG0112/2///61987#ABN533 - 5 AWG0112/2///61987#ABN534 - 6 AWG0112/2///61987#ABN535 - 7 AWG0112/2///61987#ABN536 - 8 AWG0112/2///61987#ABN537 - 9 AWG0112/2///61987#ABN538 - 10 AWG0112/2///61987#ABN539 - 11 AWG0112/2///61987#ABN540 - 12 AWG0112/2///61987#ABN541 - 13 AWG0112/2///61987#ABN542 - 14 AWG0112/2///61987#ABN543 - 15 AWG0112/2///61987#ABN544 - 16 AWG0112/2///61987#ABN545 - 17 AWG0112/2///61987#ABN546 - 18 AWG0112/2///61987#ABN547 - 19 AWG0112/2///61987#ABN548 - 20 AWG0112/2///61987#ABN549 - 21 AWG0112/2///61987#ABN550 - 22 AWG0112/2///61987#ABN551 - 23 AWG0112/2///61987#ABN552 - 24 AWG0112/2///61987#ABN553 - 25 AWG0112/2///61987#ABN554 - 26 AWG0112/2///61987#ABN555 - 27 AWG0112/2///61987#ABN556 - 28 AWG0112/2///61987#ABN557 - 29 AWG0112/2///61987#ABN558 - 30 AWG0112/2///61987#ABN559 - 31 AWG0112/2///61987#ABN560 - 32 AWG0112/2///61987#ABN561 - 33 AWG0112/2///61987#ABN562 - 34 AWG0112/2///61987#ABN563 - 35 AWG0112/2///61987#ABN564 - 36 AWG0112/2///61987#ABN565 - 37 AWG0112/2///61987#ABN566 - 38 AWG0112/2///61987#ABN567 - 39 AWG0112/2///61987#ABN568 - 40 AWG0112/2///61987#ABN569 - 41 AWG0112/2///61987#ABN570 - 42 AWG0112/2///61987#ABN571 - 43 AWG0112/2///61987#ABN572 - 44 AWG0112/2///61987#ABN573 - 45 AWG0112/2///61987#ABN574 - 46 AWG0112/2///61987#ABN575 - 47 AWG0112/2///61987#ABN576 - 48 AWG0112/2///61987#ABN577 - 49 AWG0112/2///61987#ABN578 - 50 AWG0112/2///61987#ABN579 - 51 AWG0112/2///61987#ABN580 - 52 AWG0112/2///61987#ABN581 - 53 AWG0112/2///61987#ABN582 - 54 AWG0112/2///61987#ABN583 - 55 AWG0112/2///61987#ABN584 - 56 AWG0112/2///61987#ABI407 - others |  | 0112/2///61987#ABF294 - Flying lead0112/2///61987#ABF335 - Connected cable0112/2///61987#ABF419 - Thermocouple | 0112/2///61987#ABA000 |  |  |  | Standard |  | IEC 61987 | IEC | SC65E – IEC 61987 | 0112/2///61987#ABI406 - empty_property | C00091 |  | 0112-2---61987#ABF301 | https://cdd.iec.ch/cdd/iec61987/iec61987.nsf/PropertiesAllVersions/0112-2---61987%23ABF301
0112/2///61987#ABB989 | 006 | 01 | 0112/2///61987#ABB989#006 | country or territorial area of validity of approval |  |  |  |  | legal and geographical validity for the countries or areas of trading and/or countries or areas of operation with regard to the certificate of the device | [5 empty] | ENUM_CODE_TYPE(0112/2///61360_4#ASA328) |  | 0112/2///61360_4#ASA328 |  |  | NON_DEPENDENT_P_DET |  |  | 0112/2///61360_4#ASA328 | 0112/2///61360_4#AUA74F - ANDORRA0112/2///61360_4#AUA750 - UNITED ARAB EMIRATES0112/2///61360_4#AUA751 - AFGANISTAN, ISLAMIC REPUBLIC OF0112/2///61360_4#AUA752 - ANTIGUA AND BARBUDA0112/2///61360_4#AUA753 - ANGUILLA0112/2///61360_4#AUA754 - ALBANIA0112/2///61360_4#AUA755 - ARMENIA0112/2///61360_4#AUA757 - ANGOLA0112/2///61360_4#AUA758 - ANTARCTICA0112/2///61360_4#AUA759 - ARGENTINA0112/2///61360_4#AUA75A - AMERICAN SAMOA0112/2///61360_4#AUA75B - AUSTRIA0112/2///61360_4#AUA75C - AUSTRALIA0112/2///61360_4#AUA75D - ARUBA0112/2///61360_4#AUA75E - ALAND ISLANDS0112/2///61360_4#AUA75F - AZERBAIJAN0112/2///61360_4#AUA760 - BOSNIA AND HERZOGEVINA0112/2///61360_4#AUA761 - BARBADOS0112/2///61360_4#AUA762 - BANGLADESH0112/2///61360_4#AUA763 - BELGIUM0112/2///61360_4#AUA764 - BURKINA FASO0112/2///61360_4#AUA765 - BULGARIA0112/2///61360_4#AUA766 - BAHREIN0112/2///61360_4#AUA767 - BURUNDI0112/2///61360_4#AUA768 - BENIN0112/2///61360_4#AUA900 - SAINT BARTHELEMY0112/2///61360_4#AUA769 - BERMUDA0112/2///61360_4#AUA76A - BRUNEI DARUSSALAM0112/2///61360_4#AUA76B - BOLIVIA0112/2///61360_4#AUA901 - BONAIRE, SINT EUSTATIUS AND SABA0112/2///61360_4#AUA76C - BRASIL0112/2///61360_4#AUA76D - BAHAMAS0112/2///61360_4#AUA76E - BHUTAN0112/2///61360_4#AUA76F - BOUVET ISLAND0112/2///61360_4#AUA770 - BOTSWANA0112/2///61360_4#AUA771 - BELARUS0112/2///61360_4#AUA772 - BELIZE0112/2///61360_4#AUA773 - CANADA0112/2///61360_4#AUA774 - COCOS (KEELING) ISLANDS0112/2///61360_4#AUA775 - CONGO, DEMOCRATIC REPUBLIC OF THE0112/2///61360_4#AUA776 - CENTRAL AFRICAN REPUBLIC0112/2///61360_4#AUA777 - CONGO0112/2///61360_4#AUA778 - SWITZERLAND0112/2///61360_4#AUA779 - COTE D'IVOIRE0112/2///61360_4#AUA77A - COOK ISLANDS0112/2///61360_4#AUA77B - CHILE0112/2///61360_4#AUA77C - CAMEROON0112/2///61360_4#AUA77D - CHINA0112/2///61360_4#AUA77E - COLOMBIA0112/2///61360_4#AUA77F - COSTA RICA0112/2///61360_4#AUA780 - CUBA0112/2///61360_4#AUA781 - CAPE VERDE0112/2///61360_4#AUA902 - CURACAO0112/2///61360_4#AUA782 - CHRISTMAS ISLANDS0112/2///61360_4#AUA783 - CYPRUS0112/2///61360_4#AUA784 - CZECHIA0112/2///61360_4#AUA785 - GERMANY0112/2///61360_4#AUA786 - DJIBOUTI0112/2///61360_4#AUA787 - DENMARK0112/2///61360_4#AUA788 - DOMINICA0112/2///61360_4#AUA789 - DOMINICAN REPUBLIC0112/2///61360_4#AUA78A - ALGERIA0112/2///61360_4#AUA78B - ECUADOR0112/2///61360_4#AUA78C - ESTONIA0112/2///61360_4#AUA78D - EGYPT0112/2///61360_4#AUA78E - WESTERN SAHARA0112/2///61360_4#AUA78F - ERITREA0112/2///61360_4#AUA790 - SPAIN0112/2///61360_4#AUA791 - ETHIOPIA0112/2///61360_4#AUA903 - EUROPEAN UNION0112/2///61360_4#AUA904 - EUROZONE0112/2///61360_4#AUA792 - FINLAND0112/2///61360_4#AUA793 - FIJI0112/2///61360_4#AUA794 - FALKLAND ISLANDS (MALVINAS)0112/2///61360_4#AUA795 - MICRONESIA, FEDERATED STATES OF0112/2///61360_4#AUA796 - FAROE ISLANDS0112/2///61360_4#AUA797 - FRANCE0112/2///61360_4#AUA798 - GABON0112/2///61360_4#AUA799 - UNITED KINGDOM OF GREAT BRITAIN AND NORTHERN IRELAND0112/2///61360_4#AUA79A - GRENADA0112/2///61360_4#AUA79B - GEORGIA0112/2///61360_4#AUA79C - FRENCH GUIANA0112/2///61360_4#AUA79D - GUERNSEY0112/2///61360_4#AUA79E - GHANA0112/2///61360_4#AUA79F - GIBRALTAR0112/2///61360_4#AUA7A0 - GREENLAND0112/2///61360_4#AUA7A1 - GAMBIA0112/2///61360_4#AUA7A2 - GUINEA0112/2///61360_4#AUA7A3 - GUADELOUPE0112/2///61360_4#AUA7A4 - EQUATORIAL GUINEA0112/2///61360_4#AUA7A5 - GREECE0112/2///61360_4#AUA7A6 - SOUTH GEORGIA AND THE SOUTH SANDWICH ISLANDS0112/2///61360_4#AUA7A7 - GUATEMALA0112/2///61360_4#AUA7A8 - GUAM0112/2///61360_4#AUA7A9 - GUINEA-BISSAU0112/2///61360_4#AUA7AA - GUYANA0112/2///61360_4#AUA7AB - HONG KONG0112/2///61360_4#AUA7AC - HEARD ISLAND AND MCDONALD ISLANDS0112/2///61360_4#AUA7AD - HONDURAS0112/2///61360_4#AUA7AE - CROATIA0112/2///61360_4#AUA7AF - HAITI0112/2///61360_4#AUA7B0 - HUNGARY0112/2///61360_4#AUA7B1 - INDONESIA0112/2///61360_4#AUA7B2 - IRELAND0112/2///61360_4#AUA7B3 - ISRAEL0112/2///61360_4#AUA7B4 - ISLE OF MAN0112/2///61360_4#AUA7B5 - INDIA0112/2///61360_4#AUA7B6 - BRITISH INDIAN OCEAN TERRITORY0112/2///61360_4#AUA7B7 - IRAQ0112/2///61360_4#AUA7B8 - IRAN, ISLAMIC REPUBLIC OF0112/2///61360_4#AUA7B9 - ICELAND0112/2///61360_4#AUA7BA - ITALY0112/2///61360_4#AUA7BB - JERSEY0112/2///61360_4#AUA7BC - JAMAICA0112/2///61360_4#AUA7BD - JORDAN0112/2///61360_4#AUA7BE - JAPAN0112/2///61360_4#AUA7BF - KENYA0112/2///61360_4#AUA7C0 - KYRGYZSTAN0112/2///61360_4#AUA7C1 - CAMBODIA0112/2///61360_4#AUA7C2 - KIRIBATI0112/2///61360_4#AUA7C3 - COMOROS0112/2///61360_4#AUA7C4 - SAINT KITTS AND NEVIS0112/2///61360_4#AUA7C5 - KOREA, DEMOCRATIC PEOPLE'S REPUBLIC OF0112/2///61360_4#AUA7C6 - KOREA, REPUBLIC OF0112/2///61360_4#AUA7C7 - KUWAIT0112/2///61360_4#AUA7C8 - CAYMAN ISLANDS0112/2///61360_4#AUA7C9 - KAZAKHSTAN0112/2///61360_4#AUA7CA - LAO PEOPLE'S DEMOCRATIC REPUBLIC0112/2///61360_4#AUA7CB - LEBANON0112/2///61360_4#AUA7CC - SAINT LUCIA0112/2///61360_4#AUA7CD - LIECHTENSTEIN0112/2///61360_4#AUA7CE - SRI LANKA0112/2///61360_4#AUA7CF - LIBERIA0112/2///61360_4#AUA7D0 - LESOTHO0112/2///61360_4#AUA7D1 - LITHUANIA0112/2///61360_4#AUA7D2 - LUXEMBOURG0112/2///61360_4#AUA7D3 - LATVIA0112/2///61360_4#AUA7D4 - LIBYA0112/2///61360_4#AUA7D5 - MOROCCO0112/2///61360_4#AUA7D6 - MONACO0112/2///61360_4#AUA7D7 - MOLOVA, REPUBLIC OF0112/2///61360_4#AUA7D8 - MONTENEGRO0112/2///61360_4#AUA908 - SAINT MARTIN (FRENCH PART)0112/2///61360_4#AUA7D9 - MADAGASCAR0112/2///61360_4#AUA7DA - MARSHALL ISLANDS0112/2///61360_4#AUA7DB - NORTH MACEDONIA0112/2///61360_4#AUA7DC - MALI0112/2///61360_4#AUA7DD - MYANMAR0112/2///61360_4#AUA7DE - MONGOLIA0112/2///61360_4#AUA7DF - MACAO0112/2///61360_4#AUA7E0 - NORTHERN MARIANA ISLANDS0112/2///61360_4#AUA7E1 - MARTINIQUE0112/2///61360_4#AUA7E2 - MAURITANIA0112/2///61360_4#AUA7E3 - MONTSERRAT0112/2///61360_4#AUA7E4 - MALTA0112/2///61360_4#AUA7E5 - MAURITIUS0112/2///61360_4#AUA7E6 - MALDIVES0112/2///61360_4#AUA7E7 - MALAWI0112/2///61360_4#AUA7E8 - MEXICO0112/2///61360_4#AUA7E9 - MALAYSIA0112/2///61360_4#AUA7EA - MOZAMBIQUE0112/2///61360_4#AUA7EB - NAMIBIA0112/2///61360_4#AUA7EC - NEW CALEDONIA0112/2///61360_4#AUA7ED - NIGER0112/2///61360_4#AUA7EE - NORFOLK ISLANDS0112/2///61360_4#AUA7EF - NIGERIA0112/2///61360_4#AUA7F0 - NICARAGUA0112/2///61360_4#AUA7F1 - NETHERLANDS0112/2///61360_4#AUA7F2 - NORWAY0112/2///61360_4#AUA7F3 - NEPAL0112/2///61360_4#AUA7F4 - NAURU0112/2///61360_4#AUA7F5 - NIUE0112/2///61360_4#AUA7F6 - NEW ZEALAND0112/2///61360_4#AUA7F7 - OMAN0112/2///61360_4#AUA7F8 - PANAMA0112/2///61360_4#AUA7F9 - PERU0112/2///61360_4#AUA7FA - FRENCH POLYNESIA0112/2///61360_4#AUA7FB - PAPUA NEW GUINEA0112/2///61360_4#AUA7FC - PHILIPPINES0112/2///61360_4#AUA7FD - PAKISTAN0112/2///61360_4#AUA7FE - POLAND0112/2///61360_4#AUA7FF - SAINT PIERRE AND MIQUELON0112/2///61360_4#AUA800 - PITCAIRN0112/2///61360_4#AUA801 - PUERTO RICO0112/2///61360_4#AUA802 - PALESTINE, STATE OF0112/2///61360_4#AUA803 - PORTUGAL0112/2///61360_4#AUA804 - PALAU0112/2///61360_4#AUA805 - PARAGUAY0112/2///61360_4#AUA806 - QUATAR0112/2///61360_4#AUA807 - RUNION0112/2///61360_4#AUA808 - ROMANIA0112/2///61360_4#AUA809 - SERBIA0112/2///61360_4#AUA80A - RUSSIAN FEDERATION0112/2///61360_4#AUA80B - RWANDA0112/2///61360_4#AUA80C - SAUDI ARABIA0112/2///61360_4#AUA80D - SOLOMON ISLANDS0112/2///61360_4#AUA80E - SEYCHELLES0112/2///61360_4#AUA80F - SUDAN0112/2///61360_4#AUA810 - SWEDEN0112/2///61360_4#AUA811 - SINGAPORE0112/2///61360_4#AUA812 - SAINT HELENA, ASCENSION AND TRISTAN DA CUNHA0112/2///61360_4#AUA813 - SLOVENIA0112/2///61360_4#AUA814 - SVALBARD AND JAN MAYEN0112/2///61360_4#AUA815 - SLOVAKIA0112/2///61360_4#AUA816 - SIERRA LEONE0112/2///61360_4#AUA817 - SAN MARINO0112/2///61360_4#AUA818 - SENEGAL0112/2///61360_4#AUA819 - SOMALIA0112/2///61360_4#AUA81A - SURINAME0112/2///61360_4#AUA905 - SOUTH SUDAN0112/2///61360_4#AUA81B - SAO THOME AND PRINCIPE0112/2///61360_4#AUA81C - EL SALVADOR0112/2///61360_4#AUA906 - SINT MAARTEN (DUTCH PART)0112/2///61360_4#AUA81D - SYRIAN ARAB REPUBLIC0112/2///61360_4#AUA81E - ESWATINI0112/2///61360_4#AUA81F - TURKS AND CAICOS ISLANDS0112/2///61360_4#AUA820 - CHAD0112/2///61360_4#AUA821 - FRENCH SOUTHERN TERRITORIES0112/2///61360_4#AUA822 - TOGO0112/2///61360_4#AUA823 - THAILAND0112/2///61360_4#AUA824 - TAJIKISTAN0112/2///61360_4#AUA825 - TOKELAU0112/2///61360_4#AUA826 - TIMOR-LESTE0112/2///61360_4#AUA827 - TURKMENISTAN0112/2///61360_4#AUA828 - TUNISIA0112/2///61360_4#AUA829 - TONGA0112/2///61360_4#AUA82A - TURKEY0112/2///61360_4#AUA82B - TRINIDAD AND TOBAGO0112/2///61360_4#AUA82C - TUVALU0112/2///61360_4#AUA82D - TAIWAN, PROVINCE OF CHINA0112/2///61360_4#AUA82E - TANZANIA, UNITED REPUBLIC OF0112/2///61360_4#AUA82F - UKRAINE0112/2///61360_4#AUA830 - UGANDA0112/2///61360_4#AUA831 - UNITED STATES MINOR OUTLYING ISLANDS0112/2///61360_4#AUA907 - UNITED NATIONS0112/2///61360_4#AUA832 - UNITED STATES OF AMERICA0112/2///61360_4#AUA833 - URUGUAY0112/2///61360_4#AUA834 - UZBEKISTAN0112/2///61360_4#AUA835 - HOLY SEE0112/2///61360_4#AUA836 - SAINT VINCENT AND THE GRENADINES0112/2///61360_4#AUA837 - VENEZUELA, BOLIVARIAN REPUBLIC OF0112/2///61360_4#AUA838 - VIRGIN ISLANDS, BRITISH0112/2///61360_4#AUA839 - VIRGIN ISLANDS, U.S0112/2///61360_4#AUA83A - VIET NAM0112/2///61360_4#AUA83B - VANUATU0112/2///61360_4#AUA83C - WALLIS AND FUTUNA0112/2///61360_4#AUA83D - SAMOA0112/2///61360_4#AUA83E - YEMEN0112/2///61360_4#AUA83F - MAYOTTE0112/2///61360_4#AUA840 - SOUTH AFRICA0112/2///61360_4#AUA841 - ZAMBIA0112/2///61360_4#AUA842 - ZIMBABWE |  | 0112/2///61987#ABC265 - Hazardous area approval0112/2///61987#ABH515 - Certificate or approval | 0112/2///61987#ABA000 |  |  |  | Standard |  | IEC 61987 | IEC | IEC SC65E | - | C00112 |  | 0112-2---61987#ABB989 | https://cdd.iec.ch/cdd/iec61987/iec61987.nsf/PropertiesAllVersions/0112-2---61987%23ABB989
0112/2///61987#ABB460 | 001 | 03 | 0112/2///61987#ABB460#001 | number of sensing elements of an electromagnetic flow transmitter |  |  |  |  | @number of sensing elements of an electromagnetic flow transmitter |  | cardinality property |  |  |  | INT_TYPE |  |  |  |  | CONDITION_DET | [5 empty] | 0112/2///61987#ABC642 - Structural design of an electromagnetic flow transmitter0112/2///61987#ABC643 - Structural design of an electromagnetic insertion flow transmitter | 0112/2///61987#ABA000 |  |  |  | Standard |  |  |  | SC65E – IEC 61987 | - | C00004 |  | 0112-2---61987#ABB460 | https://cdd.iec.ch/cdd/iec61987/iec61987.nsf/PropertiesAllVersions/0112-2---61987%23ABB460
0112/2///61987#ABU468 | 001 | 03 | 0112/2///61987#ABU468#001 | reference to Flow velocity measurement |  |  |  |  | reference to block ABD488 | [5 empty] | CLASS_REFERENCE_TYPE(0112/2///61987#ABD488) 0112/2///61987#ABD488 - Flow velocity measurement |  |  |  |  | DEPENDENT_P_DET | [5 empty] | 0112/2///61987#ABC660 - Type of measured variable [1] | 0112/2///61987#ABA000 |  |  |  | Standard |  |  |  | SC65E – IEC 61987 | 0112/2///61987#ABU143 - measured variable type [1] | C00004 |  | 0112-2---61987#ABU468 | https://cdd.iec.ch/cdd/iec61987/iec61987.nsf/PropertiesAllVersions/0112-2---61987%23ABU468
0112/2///61987#ABD126 | 001 | 02 | 0112/2///61987#ABD126#001 | reference to Performance [6] |  |  |  |  | reference to block ABC496 | [5 empty] | CLASS_REFERENCE_TYPE(0112/2///61987#ABC496) 0112/2///61987#ABC496 - Performance [6] |  |  |  |  | NON_DEPENDENT_P_DET | [5 empty] | 0112/2///61987#ABA029 - Device LOP for absolute/gauge pressure transmitter | 0112/2///61987#ABA000 |  |  |  | Standard |  |  |  | SC65E – IEC 61987 | - | C00004 |  | 0112-2---61987#ABD126 | https://cdd.iec.ch/cdd/iec61987/iec61987.nsf/PropertiesAllVersions/0112-2---61987%23ABD126
0112/2///61987#ABC945 | 004 | 01 | 0112/2///61987#ABC945#004 | reference to Limiting environmental conditions |  |  |  |  | reference to block ABC315 | [5 empty] | CLASS_REFERENCE_TYPE(0112/2///61987#ABC315) 0112/2///61987#ABC315 - Limiting environmental conditions |  |  |  |  | NON_DEPENDENT_P_DET | [5 empty] | 0112/2///61987#ABC229 - Environmental design ratings0112/2///61987#ABD511 - Environmental design ratings [1]0112/2///61987#ABE369 - Environmental design ratings [4]0112/2///61987#ABG357 - Environmental design ratings [7] | 0112/2///61987#ABA000 |  |  |  | Standard |  |  |  | SC65E – IEC 61987 | - | C00004 |  | 0112-2---61987#ABC945 | https://cdd.iec.ch/cdd/iec61987/iec61987.nsf/PropertiesAllVersions/0112-2---61987%23ABC945
0112/2///61987#ABU694 | 001 | 01 | 0112/2///61987#ABU694#001 | reference to Assigned other variable range |  |  |  |  | reference to block ABC114 | [5 empty] | CLASS_REFERENCE_TYPE(0112/2///61987#ABC114) 0112/2///61987#ABC114 - Assigned other variable range |  |  |  |  | DEPENDENT_P_DET | [5 empty] | 0112/2///61987#ABG096 - Assigned variable [16] | 0112/2///61987#ABA000 |  |  |  | Standard |  | IEC 61987 | IEC | SC65E | 0112/2///61987#ABU656 - assigned variable type [16] | C00017 | 001-01 (2018-03-28 07:27:21 by BATCH 00000762) standard | 0112-2---61987#ABU694 | https://cdd.iec.ch/cdd/iec61987/iec61987.nsf/PropertiesAllVersions/0112-2---61987%23ABU694
0112/2///61987#ABA138 | 004 | 01 | 0112/2///61987#ABA138#004 | minimum design derating gauge pressure |  |  |  |  | lowest gauge pressure that equipment will withstand at the specified design derating temperature |  |  | bar |  |  | REAL_MEASURE_TYPE |  |  | ISO 13628-6, 3.4 MOD |  | NON_DEPENDENT_P_DET | [5 empty] | 0112/2///61987#ABC188 - Design deratings | 0112/2///61987#ABA000 | 0112/2///62720#UAA323 - bar |  | 0112/2///61987#ABT524 - Pressure | Standard |  |  |  | SC65E – IEC 61987 | - | C00004 |  | 0112-2---61987#ABA138 | https://cdd.iec.ch/cdd/iec61987/iec61987.nsf/PropertiesAllVersions/0112-2---61987%23ABA138
0112/2///61987#ABE110 | 002 | 01 | 0112/2///61987#ABE110#002 | reference to Environmental design conditions [2] |  |  |  |  | reference to block ABD866 | [5 empty] | CLASS_REFERENCE_TYPE(0112/2///61987#ABD866) 0112/2///61987#ABD866 - Environmental design conditions [2] |  |  |  |  | NON_DEPENDENT_P_DET | [5 empty] | 0112/2///61987#ABD950 - Operating conditions for device design [2] | 0112/2///61987#ABA000 |  |  |  | Standard |  |  |  |  | - | C00004 |  | 0112-2---61987#ABE110 | https://cdd.iec.ch/cdd/iec61987/iec61987.nsf/PropertiesAllVersions/0112-2---61987%23ABE110
0112/2///61987#ABE941 | 001 | 01 | 0112/2///61987#ABE941#001 | measured error of ullage |  |  |  |  | largest positive or negative value of error of the average upscale or downscale value at each point of ullage measurement expressed as an absolute value |  |  | m |  |  | REAL_MEASURE_TYPE |  |  | IEC 61298 and IEC 60770-2 |  | NON_DEPENDENT_P_DET | [5 empty] | 0112/2///61987#ABE939 - Absolute performance for ullage0112/2///61987#ABE946 - Accuracy for a subrange of ullage | 0112/2///61987#ABA000 | 0112/2///62720#UAA726 - metre |  | 0112/2///61987#ABT548 - Length short | Standard |  | IEC 61987 | IEC | SC65E | - | C00018 | 001-01 (2018-03-28 07:27:03 by BATCH 00000762) standard | 0112-2---61987#ABE941 | https://cdd.iec.ch/cdd/iec61987/iec61987.nsf/PropertiesAllVersions/0112-2---61987%23ABE941
0112/2///61987#ABF388 | 002 | 01 | 0112/2///61987#ABF388#002 | style of head-mounted transmitter mounting |  |  |  |  | classification of a head-mounted transmitter according to the mounting location | [5 empty] | ENUM_CODE_TYPE(0112/2///61987#ABL527) |  |  |  |  | DEPENDENT_P_DET |  |  | 0112/2///61987#ABL527 | 0112/2///61987#ABM731 - mounted in cap0112/2///61987#ABM732 - mounted on insert0112/2///61987#ABI407 - others |  | 0112/2///61987#ABF380 - Structural design of a connection head | 0112/2///61987#ABA000 |  |  |  | Standard |  | IEC 61987 | IEC | SC65E | 0112/2///61987#ABI406 - empty_property | C00091 |  | 0112-2---61987#ABF388 | https://cdd.iec.ch/cdd/iec61987/iec61987.nsf/PropertiesAllVersions/0112-2---61987%23ABF388
0112/2///61987#ABU680 | 001 | 01 | 0112/2///61987#ABU680#001 | reference to Percentage performance [5] |  |  |  |  | reference to block ABG311 | [5 empty] | CLASS_REFERENCE_TYPE(0112/2///61987#ABG311) 0112/2///61987#ABG311 - Percentage performance [5] |  |  |  |  | DEPENDENT_P_DET | [5 empty] | 0112/2///61987#ABG285 - Type of performance variable [19] | 0112/2///61987#ABA000 |  |  |  | Standard |  | IEC 61987 | IEC | SC65E | 0112/2///61987#ABU655 - performance variable type [19] | C00017 | 001-01 (2018-03-28 07:27:21 by BATCH 00000762) standard | 0112-2---61987#ABU680 | https://cdd.iec.ch/cdd/iec61987/iec61987.nsf/PropertiesAllVersions/0112-2---61987%23ABU680
0112/2///61987#ABA564 | 001 | 04 | 0112/2///61987#ABA564#001 | particle size |  |  |  |  | characteristic diameter of granular particles or the maximum diameter of a class of particles where the minimum diameter is half of the maximum diameter |  |  | mm |  |  | REAL_MEASURE_TYPE |  |  |  |  | NON_DEPENDENT_P_DET | [5 empty] | 0112/2///61987#ABC597 - Solid/particle phase [pressure]0112/2///61987#ABC598 - Solid/particle phase [flow]0112/2///61987#ABG465 - Solid/particle phase [level]0112/2///61987#ABG466 - Solid/particle phase [density] | 0112/2///61987#ABA000 | 0112/2///62720#UAA862 - millimetre |  | 0112/2///61987#ABT548 - Length short | Standard |  |  |  | SC65E – IEC 61987 | - | C00004 |  | 0112-2---61987#ABA564 | https://cdd.iec.ch/cdd/iec61987/iec61987.nsf/PropertiesAllVersions/0112-2---61987%23ABA564
0112/2///61987#ABH419 | 001 | 01 | 0112/2///61987#ABH419#001 | type of float |  |  |  |  | classification of a float according to its mechanical construction | [5 empty] | STRING_TYPE |  |  |  |  | NON_DEPENDENT_P_DET | [5 empty] | 0112/2///61987#ABF029 - Float | 0112/2///61987#ABA000 |  |  |  | Standard |  |  |  | SC65E – IEC 61987 | - | C00018 | 001-01 (2018-03-28 07:27:15 by BATCH 00000762) standard | 0112-2---61987#ABH419 | https://cdd.iec.ch/cdd/iec61987/iec61987.nsf/PropertiesAllVersions/0112-2---61987%23ABH419
0112/2///61987#ABB237 | 005 | 01 | 0112/2///61987#ABB237#005 | type of device profile |  |  |  |  | classification of the device profile according to the function for which it is designed | [5 empty] | ENUM_CODE_TYPE(0112/2///61987#ABL582) |  |  |  |  | DEPENDENT_P_DET |  |  | 0112/2///61987#ABL582 | 0112/2///61987#ABM665 - pressure0112/2///61987#ABM666 - temperature0112/2///61987#ABM911 - flow0112/2///61987#ABM659 - level0112/2///61987#ABI407 - others |  | 0112/2///61987#ABC162 - Communication protocol | 0112/2///61987#ABA000 |  |  |  | Standard |  |  |  | SC65E – IEC 61987 | 0112/2///61987#ABI406 - empty_property | C00091 |  | 0112-2---61987#ABB237 | https://cdd.iec.ch/cdd/iec61987/iec61987.nsf/PropertiesAllVersions/0112-2---61987%23ABB237
0112/2///61987#ABI525 | 001 | 01 | 0112/2///61987#ABI525#001 | designation of document |  |  |  |  | alphanumeric character sequence identifying a document | [5 empty] | STRING_TYPE |  |  |  |  | NON_DEPENDENT_P_DET | [5 empty] | 0112/2///61987#ABI477 - Document | 0112/2///61987#ABA000 |  |  |  | Standard |  |  |  | SC65E – IEC 61987 | - | C00018 | 001-01 (2019-03-08 15:35:32 by BATCH 00000766) standard | 0112-2---61987#ABI525 | https://cdd.iec.ch/cdd/iec61987/iec61987.nsf/PropertiesAllVersions/0112-2---61987%23ABI525
0112/2///61987#ABB570 | 002 | 02 | 0112/2///61987#ABB570#002 | set span for pressure |  |  |  |  | difference between the upper and lower range value of pressure to which a pressure measurement instrument is adjusted |  |  | bar |  |  | REAL_MEASURE_TYPE |  |  |  |  | NON_DEPENDENT_P_DET | [5 empty] | 0112/2///61987#ABC115 - Assigned pressure range | 0112/2///61987#ABA000 | 0112/2///62720#UAA323 - bar |  | 0112/2///61987#ABT524 - Pressure | Standard |  | IEC 61987 | IEC | IEC SC65E | - | C00112 |  | 0112-2---61987#ABB570 | https://cdd.iec.ch/cdd/iec61987/iec61987.nsf/PropertiesAllVersions/0112-2---61987%23ABB570
0112/2///61987#ABB130 | 002 | 01 | 0112/2///61987#ABB130#002 | style of beam |  |  |  |  | classification of a sensor assembly of an ultrasonic flowmeter according to the number of beams in use | [5 empty] | ENUM_CODE_TYPE(0112/2///61987#ABL624) |  |  |  |  | DEPENDENT_P_DET |  |  | 0112/2///61987#ABL624 | 0112/2///61987#ABN113 - single path0112/2///61987#ABN114 - double path0112/2///61987#ABN115 - multiple path0112/2///61987#ABI407 - others |  | 0112/2///61987#ABC157 - Clamp-on ultrasonic flowmeter0112/2///61987#ABC289 - Inline ultrasonic flowmeter0112/2///61987#ABC302 - Insertion ultrasonic flowmeter0112/2///61987#ABF640 - Inline ultrasonic density transmitter0112/2///61987#ABF642 - Insertion ultrasonic density transmitter | 0112/2///61987#ABA000 |  |  |  | Standard |  |  |  | SC65E – IEC 61987 | 0112/2///61987#ABI406 - empty_property | C00091 |  | 0112-2---61987#ABB130 | https://cdd.iec.ch/cdd/iec61987/iec61987.nsf/PropertiesAllVersions/0112-2---61987%23ABB130
0112/2///61987#ABU544 | 001 | 03 | 0112/2///61987#ABU544#001 | reference to Analog current input [3] |  |  |  |  | reference to block ABD799 |  | Id specified in IEC61987-22: ABE055 |  |  |  | CLASS_REFERENCE_TYPE(0112/2///61987#ABD799) 0112/2///61987#ABD799 - Analog current input [3] |  |  |  |  | DEPENDENT_P_DET | [5 empty] | 0112/2///61987#ABE326 - Type of control input | 0112/2///61987#ABA000 |  |  |  | Standard |  |  |  |  | 0112/2///61987#ABU530 - control input type | C00004 |  | 0112-2---61987#ABU544 | https://cdd.iec.ch/cdd/iec61987/iec61987.nsf/PropertiesAllVersions/0112-2---61987%23ABU544
0112/2///61987#ABF013 | 001 | 01 | 0112/2///61987#ABF013#001 | maximum influence of dynamic viscosity on point level |  |  |  |  | change in output of a point level measuring device caused by a change in the process dynamic viscosity with respect to reference conditions, expressed as the maximum error across the specified process dynamic viscosity range |  |  | mm |  |  | REAL_MEASURE_TYPE |  |  |  |  | NON_DEPENDENT_P_DET | [5 empty] | 0112/2///61987#ABE984 - Influence of external quantities expressed for point level | 0112/2///61987#ABA000 | 0112/2///62720#UAA862 - millimetre |  | 0112/2///61987#ABT548 - Length short | Standard |  | IEC 61987 | IEC | SC65E | - | C00018 | 001-01 (2018-03-28 07:27:03 by BATCH 00000762) standard | 0112-2---61987#ABF013 | https://cdd.iec.ch/cdd/iec61987/iec61987.nsf/PropertiesAllVersions/0112-2---61987%23ABF013
0112/2///61987#ABH817 | 001 | 01 | 0112/2///61987#ABH817#001 | hazard class code |  |  |  |  | codes used for designating hazard statements with respect to physical, health and environmental hazards emanating from the substance according to the type of risk involved | 1 The hazard class of a substance cannot be derived from its UN number and needs to be looked up in UNECE Regulations on the transport of dangerous goods. , 2 Hazard class codes are associated with pictograms for marking package of goods during transport and storage. |  |  |  |  | STRING_TYPE |  |  | UNECE Regulations on the transport of dangerous goods, 18th Ed. 2013, Part 3 |  | NON_DEPENDENT_P_DET | [5 empty] | 0112/2///61987#ABH813 - Hazardous goods | 0112/2///61987#ABA000 |  |  |  | Standard |  |  |  | SC65E – IEC 61987 | - | C0018 | 001-01 (2019-03-08 15:35:30 by BATCH 00000766) standard | 0112-2---61987#ABH817 | https://cdd.iec.ch/cdd/iec61987/iec61987.nsf/PropertiesAllVersions/0112-2---61987%23ABH817
0112/2///61987#ABU319 | 001 | 03 | 0112/2///61987#ABU319#001 | reference to Frequency input [2] |  |  |  |  | reference to block ABC248 |  | Id specified in IEC61987-12/-13: ABC878 |  |  |  | CLASS_REFERENCE_TYPE(0112/2///61987#ABC248) 0112/2///61987#ABC248 - Frequency input [2] |  |  |  |  | DEPENDENT_P_DET | [5 empty] | 0112/2///61987#ABC657 - Type of auxiliary input [7] | 0112/2///61987#ABA000 |  |  |  | Standard |  |  |  | SC65E – IEC 61987 | 0112/2///61987#ABU294 - auxiliary input type [7] | C00004 |  | 0112-2---61987#ABU319 | https://cdd.iec.ch/cdd/iec61987/iec61987.nsf/PropertiesAllVersions/0112-2---61987%23ABU319
0112/2///61987#ABU543 | 003 | 01 | 0112/2///61987#ABU543#003 | reference to Binary pneumatic/hydraulic output |  |  |  |  | reference to block ABC146 | [5 empty] | CLASS_REFERENCE_TYPE(0112/2///61987#ABC146) 0112/2///61987#ABC146 - Binary pneumatic/hydraulic output |  |  |  |  | DEPENDENT_P_DET | [5 empty] | 0112/2///61987#ABE042 - Type of output [8]0112/2///61987#ABE573 - Type of output [9]0112/2///61987#ABE579 - Type of output [11] | 0112/2///61987#ABA000 |  |  |  | Standard |  | IEC 61987 | IEC | SC65E | 0112/2///61987#ABU574 - output type [11] | C00016 |  | 0112-2---61987#ABU543 | https://cdd.iec.ch/cdd/iec61987/iec61987.nsf/PropertiesAllVersions/0112-2---61987%23ABU543
0112/2///61987#ABG813 | 001 | 02 | 0112/2///61987#ABG813#001 | reference to Performance variable [13] |  |  |  |  | reference to block ABG253 | [5 empty] | CLASS_REFERENCE_TYPE(0112/2///61987#ABG253) 0112/2///61987#ABG253 - Performance variable [13] |  |  |  |  | DEPENDENT_P_DET | [5 empty] | 0112/2///61987#ABG225 - Performance [22]0112/2///61987#ABH348 - Performance [32] | 0112/2///61987#ABA000 |  |  |  | Standard |  | IEC 61987 | IEC | IEC SC65E | 0112/2///61987#ABB636 - number of performance variables | C00112 |  | 0112-2---61987#ABG813 | https://cdd.iec.ch/cdd/iec61987/iec61987.nsf/PropertiesAllVersions/0112-2---61987%23ABG813
0112/2///61987#ABG816 | 002 | 05 | 0112/2///61987#ABG816#002 | reference to Performance variable [16] |  |  |  |  | reference to block ABG256 | [5 empty] | CLASS_REFERENCE_TYPE(0112/2///61987#ABG256) 0112/2///61987#ABG256 - Performance variable [16] |  |  |  |  | DEPENDENT_P_DET | [5 empty] | 0112/2///61987#ABG227 - Performance [24] | 0112/2///61987#ABA000 |  |  |  | Standard |  | IEC 61987 | IEC | IEC SC65E | 0112/2///61987#ABB636 - number of performance variables | C00112 |  | 0112-2---61987#ABG816 | https://cdd.iec.ch/cdd/iec61987/iec61987.nsf/PropertiesAllVersions/0112-2---61987%23ABG816
0112/2///61987#ABI298 | 001 | 01 | 0112/2///61987#ABI298#001 | designation of other block parameter |  |  |  |  | alphanumeric representation of other block parameter as it appears in the function block | [5 empty] | STRING_TYPE |  |  |  |  | NON_DEPENDENT_P_DET | [5 empty] | 0112/2///61987#ABH914 - Other block parameter | 0112/2///61987#ABA000 |  |  |  | Standard |  |  |  | SC65E – IEC 61987 | - | C00018 | 001-01 (2019-03-08 15:35:31 by BATCH 00000766) standard | 0112-2---61987#ABI298 | https://cdd.iec.ch/cdd/iec61987/iec61987.nsf/PropertiesAllVersions/0112-2---61987%23ABI298
0112/2///61987#ABB291 | 005 | 02 | 0112/2///61987#ABB291#005 | actual volume flow rate |  |  |  | Volume flow rate | actual volume of fluid that passes a given point per unit time |  | also used by Process Automation - Device Information Model (PA-DIM) | m³/h |  |  | REAL_MEASURE_TYPE |  |  |  |  | NON_DEPENDENT_P_DET | [5 empty] | 0112/2///61987#ABC103 - Aqueous phase0112/2///61987#ABC447 - Non-aqueous liquid phase0112/2///61987#ABC654 - Total fluid [flow]0112/2///61987#ABC680 - Gas/vapor phase [flow]0112/2///61987#ABD988 - Process conditions at the inlet0112/2///61987#ABD989 - Process conditions at the outlet0112/2///61987#ABE562 - Parameters of restriction orifice/diffuser0112/2///61987#ABG455 - Total fluid [temperature]0112/2///61987#ABG456 - Total fluid [density]0112/2///61987#ABG460 - Aqueous phase [density]0112/2///61987#ABG462 - Non-aqueous liquid phase [density]0112/2///61987#ABG464 - Gas/vapor phase [density]0112/2///61987#ABN684 - Specific flow rate measurement variables | 0112/2///61987#ABA000 | 0112/2///62720#UAA763 - metre cubed per hour |  | 0112/2///61987#ABT504 - Volume flow rate | Standard |  | IEC 61987 | IEC | IEC SC65E | - | C00112 |  | 0112-2---61987#ABB291 | https://cdd.iec.ch/cdd/iec61987/iec61987.nsf/PropertiesAllVersions/0112-2---61987%23ABB291
0112/2///61987#ABB490 | 001 | 04 | 0112/2///61987#ABB490#001 | external diameter of sensor holder |  |  |  |  | distance between two diametrically opposed outer walls of a sensor holder |  |  | mm |  |  | REAL_MEASURE_TYPE |  |  |  |  | NON_DEPENDENT_P_DET | [5 empty] | 0112/2///61987#ABC302 - Insertion ultrasonic flowmeter0112/2///61987#ABF642 - Insertion ultrasonic density transmitter | 0112/2///61987#ABA000 | 0112/2///62720#UAA862 - millimetre |  | 0112/2///61987#ABT548 - Length short | Standard |  |  |  | SC65E – IEC 61987 | - | C00004 |  | 0112-2---61987#ABB490 | https://cdd.iec.ch/cdd/iec61987/iec61987.nsf/PropertiesAllVersions/0112-2---61987%23ABB490
0112/2///61987#ABA542 | 001 | 02 | 0112/2///61987#ABA542#001 | function of other operating element |  |  |  |  | purpose for which another operating element is provided | [5 empty] | STRING_TYPE |  |  |  |  | NON_DEPENDENT_P_DET | [5 empty] | 0112/2///61987#ABC470 - Other operating element | 0112/2///61987#ABA000 |  |  |  | Standard |  |  |  | SC65E – IEC 61987 | - | C00004 |  | 0112-2---61987#ABA542 | https://cdd.iec.ch/cdd/iec61987/iec61987.nsf/PropertiesAllVersions/0112-2---61987%23ABA542
0112/2///61987#ABV176 | 001 | 02 | 0112/2///61987#ABV176#001 | reference to Frequency output [14] |  |  |  |  | reference to block ABG196 | [5 empty] | CLASS_REFERENCE_TYPE(0112/2///61987#ABG196) 0112/2///61987#ABG196 - Frequency output [14] |  |  |  |  | DEPENDENT_P_DET | [5 empty] | 0112/2///61987#ABG149 - Type of output [19] | 0112/2///61987#ABA000 |  |  |  | Standard |  | IEC 61987 | IEC | SC65E | 0112/2///61987#ABV166 - output type [19] | C00019 |  | 0112-2---61987#ABV176 | https://cdd.iec.ch/cdd/iec61987/iec61987.nsf/PropertiesAllVersions/0112-2---61987%23ABV176
0112/2///61987#ABU341 | 001 | 03 | 0112/2///61987#ABU341#001 | reference to Assigned pressure range |  |  |  |  | reference to block ABC115 |  | Id specified in IEC61987-12/-13: ABC745 |  |  |  | CLASS_REFERENCE_TYPE(0112/2///61987#ABC115) 0112/2///61987#ABC115 - Assigned pressure range |  |  |  |  | DEPENDENT_P_DET | [5 empty] | 0112/2///61987#ABC121 - Assigned variable [4] | 0112/2///61987#ABA000 |  |  |  | Standard |  |  |  | SC65E – IEC 61987 | 0112/2///61987#ABU297 - assigned variable type [4] | C00004 |  | 0112-2---61987#ABU341 | https://cdd.iec.ch/cdd/iec61987/iec61987.nsf/PropertiesAllVersions/0112-2---61987%23ABU341
0112/2///61987#ABV231 | 001 | 01 | 0112/2///61987#ABV231#001 | reference to Temperature gauge input |  |  |  |  | reference to block ABF630 | [5 empty] | CLASS_REFERENCE_TYPE(0112/2///61987#ABF630) 0112/2///61987#ABF630 - Temperature gauge input |  |  |  |  | DEPENDENT_P_DET | [5 empty] | 0112/2///61987#ABG356 - Temperature measurement [2] | 0112/2///61987#ABA000 |  |  |  | Standard |  | IEC 61987 | IEC | SC65E | 0112/2///61987#ABV217 - measured variable type [17] | C00019 | 001-01 (2018-03-28 07:27:24 by BATCH 00000762) standard | 0112-2---61987#ABV231 | https://cdd.iec.ch/cdd/iec61987/iec61987.nsf/PropertiesAllVersions/0112-2---61987%23ABV231
0112/2///61987#ABE462 | 001 | 01 | 0112/2///61987#ABE462#001 | reference to Parameters of filter regulator |  |  |  |  | reference to block ABE560 | [5 empty] | CLASS_REFERENCE_TYPE(0112/2///61987#ABE560) 0112/2///61987#ABE560 - Parameters of filter regulator |  |  |  |  | NON_DEPENDENT_P_DET | [5 empty] | 0112/2///61987#ABE632 - Device LOP for filter regulator | 0112/2///61987#ABA000 |  |  |  | Standard |  | IEC 61987 | IEC | SC65E | - | C00016 | 001-01 (2018-03-28 07:27:00 by BATCH 00000762) standard | 0112-2---61987#ABE462 | https://cdd.iec.ch/cdd/iec61987/iec61987.nsf/PropertiesAllVersions/0112-2---61987%23ABE462
0112/2///61987#ABB067 | 001 | 04 | 0112/2///61987#ABB067#001 | dynamic viscosity |  |  |  |  | measure for the friction forces of fluids | The kinematic viscosity is obtained from the dynamic viscosity through division by the fluid density |  | mPa·s |  |  | REAL_MEASURE_TYPE |  |  |  |  | NON_DEPENDENT_P_DET | [5 empty] | 0112/2///61987#ABC103 - Aqueous phase0112/2///61987#ABC323 - Liquid phase0112/2///61987#ABC447 - Non-aqueous liquid phase0112/2///61987#ABC577 - Remote seal fill fluid0112/2///61987#ABC679 - Gas/vapor phase [pressure]0112/2///61987#ABC680 - Gas/vapor phase [flow]0112/2///61987#ABD833 - Liquid phase [valves]0112/2///61987#ABD881 - Gas phase [valves]0112/2///61987#ABE045 - Vapor phase [valves]0112/2///61987#ABG459 - Aqueous phase [level]0112/2///61987#ABG460 - Aqueous phase [density]0112/2///61987#ABG461 - Non-aqueous liquid phase [level]0112/2///61987#ABG462 - Non-aqueous liquid phase [density]0112/2///61987#ABG463 - Gas/vapor phase [level]0112/2///61987#ABG464 - Gas/vapor phase [density]0112/2///61987#ABH067 - Intermediate phase [level]0112/2///61987#ABH190 - Foam phase [level]0112/2///61987#ABN682 - Continuous measurement variables | 0112/2///61987#ABA000 | 0112/2///62720#UAA797 - millipascal second |  | 0112/2///61987#ABT571 - Dynamic viscosity | Standard |  |  |  | SC65E – IEC 61987 | - | C00018 |  | 0112-2---61987#ABB067 | https://cdd.iec.ch/cdd/iec61987/iec61987.nsf/PropertiesAllVersions/0112-2---61987%23ABB067
0112/2///61987#ABE872 | 004 | 01 | 0112/2///61987#ABE872#004 | style of compensation |  |  |  |  | technical method by which the compensation is achieved | [5 empty] | ENUM_CODE_TYPE(0112/2///61987#ABL678) |  |  |  |  | DEPENDENT_P_DET |  |  | 0112/2///61987#ABL678 | 0112/2///61987#ABN318 - upstream temperature compensation0112/2///61987#ABN319 - average temperature compensation0112/2///61987#ABN320 - upstream pressure compensation0112/2///61987#ABN321 - upstream temperature and pressure compensation0112/2///61987#ABN322 - compressibility compensation0112/2///61987#ABN323 - upstream density compensation0112/2///61987#ABN324 - concentration compensation0112/2///61987#ABN325 - data table0112/2///61987#ABI407 - others |  | 0112/2///61987#ABF341 - Structural design of a hydrostatic pressure level transmitter0112/2///61987#ABF467 - Detector0112/2///61987#ABF513 - Structural design of temperature gauge0112/2///61987#ABH534 - Compensation | 0112/2///61987#ABA000 |  |  |  | Standard |  | IEC 61987 | IEC | SC65E | 0112/2///61987#ABI406 - empty_property | C00091 |  | 0112-2---61987#ABE872 | https://cdd.iec.ch/cdd/iec61987/iec61987.nsf/PropertiesAllVersions/0112-2---61987%23ABE872
0112/2///61987#ABH537 | 002 | 01 | 0112/2///61987#ABH537#002 | designation of compensation variable |  |  |  |  | alphanumeric character sequence identifying a variable used for compensation of a measurement | [5 empty] | ENUM_CODE_TYPE(0112/2///61987#ABL581) |  |  |  |  | DEPENDENT_P_DET |  |  | 0112/2///61987#ABL581 | 0112/2///61987#ABM665 - pressure0112/2///61987#ABM666 - temperature0112/2///61987#ABM908 - concentration0112/2///61987#ABI407 - others |  | 0112/2///61987#ABH536 - Compensation variable | 0112/2///61987#ABA000 |  |  |  | Standard |  | IEC 61987 |  | SC65E – IEC 61987 | 0112/2///61987#ABI406 - empty_property | C00091 |  | 0112-2---61987#ABH537 | https://cdd.iec.ch/cdd/iec61987/iec61987.nsf/PropertiesAllVersions/0112-2---61987%23ABH537
0112/2///61987#ABC812 | 001 | 02 | 0112/2///61987#ABC812#001 | reference to Deployment conditions [1] |  |  |  |  | reference to block ABC182 | [5 empty] | CLASS_REFERENCE_TYPE(0112/2///61987#ABC182) 0112/2///61987#ABC182 - Deployment conditions [1] |  |  |  |  | NON_DEPENDENT_P_DET | [5 empty] | 0112/2///61987#ABC303 - Installation conditions [1] | 0112/2///61987#ABA000 |  |  |  | Standard |  |  |  | SC65E – IEC 61987 | - | C00004 |  | 0112-2---61987#ABC812 | https://cdd.iec.ch/cdd/iec61987/iec61987.nsf/PropertiesAllVersions/0112-2---61987%23ABC812
0112/2///61987#ABA941 | 004 | 02 | 0112/2///61987#ABA941#004 | minimum signal voltage level for signal "1" |  |  |  |  | minimum value of an input or output voltage signal for the logical state "1" |  |  | V |  |  | REAL_MEASURE_TYPE |  |  |  |  | NON_DEPENDENT_P_DET | [5 empty] | 0112/2///61987#ABC142 - Binary input0112/2///61987#ABE570 - Solenoid valve binary input0112/2///61987#ABC141 - Binary transistor/triac output0112/2///61987#ABP022 - Binary output characteristic0112/2///61987#ABP074 - Signal levels | 0112/2///61987#ABA000 | 0112/2///62720#UAA296 - volt |  | 0112/2///61987#ABT506 - Voltage | Standard |  | IEC 61987 | IEC | IEC/SC 65E | - | C00128 |  | 0112-2---61987#ABA941 | https://cdd.iec.ch/cdd/iec61987/iec61987.nsf/PropertiesAllVersions/0112-2---61987%23ABA941
0112/2///61987#ABB923 | 001 | 04 | 0112/2///61987#ABB923#001 | minimum tube diameter |  |  |  |  | smallest tube diameter for pneumatic or hydraulic fluids that still guarantees correct use for the purpose foreseen |  |  | mm |  |  | REAL_MEASURE_TYPE |  |  |  |  | NON_DEPENDENT_P_DET | [5 empty] | 0112/2///61987#ABC149 - Cable/conduit entry | 0112/2///61987#ABA000 | 0112/2///62720#UAA862 - millimetre |  | 0112/2///61987#ABT548 - Length short | Standard |  |  |  | SC65E – IEC 61987 | - | C00004 |  | 0112-2---61987#ABB923 | https://cdd.iec.ch/cdd/iec61987/iec61987.nsf/PropertiesAllVersions/0112-2---61987%23ABB923
0112/2///61987#ABD161 | 005 | 02 | 0112/2///61987#ABD161#005 | reference to Pressure test approval |  |  |  |  | reference to block ABC531 | [5 empty] | CLASS_REFERENCE_TYPE(0112/2///61987#ABC531) 0112/2///61987#ABC531 - Pressure test approval |  |  |  |  | DEPENDENT_P_DET | [5 empty] | 0112/2///61987#ABC156 - Certificates and approvals0112/2///61987#ABD817 - Certificates and approvals [2]0112/2///61987#ABD818 - Certificates and approvals [3]0112/2///61987#ABE720 - Certificates and approvals [5] | 0112/2///61987#ABA000 |  |  |  | Standard |  | IEC 61987 | IEC | IEC SC65E | 0112/2///61987#ABA266 - number of pressure test approvals | C00112 |  | 0112-2---61987#ABD161 | https://cdd.iec.ch/cdd/iec61987/iec61987.nsf/PropertiesAllVersions/0112-2---61987%23ABD161
0112/2///61987#ABC996 | 001 | 02 | 0112/2///61987#ABC996#001 | reference to Material of grounding electrode |  |  |  |  | reference to block ABC366 | [5 empty] | CLASS_REFERENCE_TYPE(0112/2///61987#ABC366) 0112/2///61987#ABC366 - Material of grounding electrode |  |  |  |  | NON_DEPENDENT_P_DET | [5 empty] | 0112/2///61987#ABC262 - Grounding electrode | 0112/2///61987#ABA000 |  |  |  | Standard |  |  |  | SC65E – IEC 61987 | - | C00004 |  | 0112-2---61987#ABC996 | https://cdd.iec.ch/cdd/iec61987/iec61987.nsf/PropertiesAllVersions/0112-2---61987%23ABC996
0112/2///61987#ABF912 | 001 | 01 | 0112/2///61987#ABF912#001 | reference to Device LOP for refractive index density transmitter |  |  |  |  | reference to block ABF859 | [5 empty] | CLASS_REFERENCE_TYPE(0112/2///61987#ABF859) 0112/2///61987#ABF859 - Device LOP for refractive index density transmitter |  |  |  |  | NON_DEPENDENT_P_DET | [5 empty] | 0112/2///61987#ABA756 - Refractive index density transmitter | 0112/2///61987#ABA000 |  |  |  | Standard |  | IEC 61987 | IEC | SC65E | - | C00017 | 001-01 (2018-03-28 07:27:10 by BATCH 00000762) standard | 0112-2---61987#ABF912 | https://cdd.iec.ch/cdd/iec61987/iec61987.nsf/PropertiesAllVersions/0112-2---61987%23ABF912
0112/2///61987#ABI556 | 001 | 02 | 0112/2///61987#ABI556#001 | reference to Document |  |  |  |  | reference to block ABI477 | [5 empty] | CLASS_REFERENCE_TYPE(0112/2///61987#ABI477) 0112/2///61987#ABI477 - Document |  |  |  |  | DEPENDENT_P_DET | [5 empty] | 0112/2///61987#ABI468 - Installation0112/2///61987#ABI469 - Commissioning0112/2///61987#ABI479 - Regular maintenance/service0112/2///61987#ABI482 - Regular inspection0112/2///61987#ABI484 - Event triggered inspection0112/2///61987#ABI485 - Event triggered maintenance/service0112/2///61987#ABI569 - Decommissioning and disposal | 0112/2///61987#ABA000 |  |  |  | Standard |  | IEC 61987 | IEC | IEC SC65E | 0112/2///61987#ABI495 - number of documents | C00112 |  | 0112-2---61987#ABI556 | https://cdd.iec.ch/cdd/iec61987/iec61987.nsf/PropertiesAllVersions/0112-2---61987%23ABI556
0112/2///61987#ABG939 | 001 | 01 | 0112/2///61987#ABG939#001 | reference to Mechanical and electrical construction [ultrasonic level switch] |  |  |  |  | reference to block ABG379 | [5 empty] | CLASS_REFERENCE_TYPE(0112/2///61987#ABG379) 0112/2///61987#ABG379 - Mechanical and electrical construction [ultrasonic level switch] |  |  |  |  | NON_DEPENDENT_P_DET | [5 empty] | 0112/2///61987#ABE745 - Device LOP for ultrasonic level switch | 0112/2///61987#ABA000 |  |  |  | Standard |  | IEC 61987 | IEC | SC65E | - | C00018 | 001-01 (2018-03-28 07:27:12 by BATCH 00000762) standard | 0112-2---61987#ABG939 | https://cdd.iec.ch/cdd/iec61987/iec61987.nsf/PropertiesAllVersions/0112-2---61987%23ABG939
0112/2///61987#ABA913 | 003 | 01 | 0112/2///61987#ABA913#003 | heating medium |  |  |  |  | heat carrier used to compensate for heat losses | [5 empty] | STRING_TYPE |  |  |  |  | NON_DEPENDENT_P_DET | [5 empty] | 0112/2///61987#ABC042 - Trace heating system0112/2///61987#ABE039 - Trace heating system [2]0112/2///61987#ABC040 - Totalizer indicator [2] | 0112/2///61987#ABA000 |  |  |  | Standard |  |  |  | SC65E – IEC 61987 | - | C00004 |  | 0112-2---61987#ABA913 | https://cdd.iec.ch/cdd/iec61987/iec61987.nsf/PropertiesAllVersions/0112-2---61987%23ABA913
0112/2///61987#ABE534 | 001 | 01 | 0112/2///61987#ABE534#001 | reference to Body of solenoid valve |  |  |  |  | reference to block ABE605 | [5 empty] | CLASS_REFERENCE_TYPE(0112/2///61987#ABE605) 0112/2///61987#ABE605 - Body of solenoid valve |  |  |  |  | NON_DEPENDENT_P_DET | [5 empty] | 0112/2///61987#ABE604 - Structural design [solenoid valve] | 0112/2///61987#ABA000 |  |  |  | Standard |  | IEC 61987 | IEC | SC65E | - | C00016 | 001-01 (2018-03-28 07:27:01 by BATCH 00000762) standard | 0112-2---61987#ABE534 | https://cdd.iec.ch/cdd/iec61987/iec61987.nsf/PropertiesAllVersions/0112-2---61987%23ABE534
0112/2///61987#ABF806 | 001 | 01 | 0112/2///61987#ABF806#001 | reference to Thermocouple |  |  |  |  | reference to block ABF419 | [5 empty] | CLASS_REFERENCE_TYPE(0112/2///61987#ABF419) 0112/2///61987#ABF419 - Thermocouple |  |  |  |  | NON_DEPENDENT_P_DET | [5 empty] | 0112/2///61987#ABF417 - Temperature sensor | 0112/2///61987#ABA000 |  |  |  | Standard |  | IEC 61987 | IEC | SC65E | - | C00019 | 001-01 (2018-03-28 07:27:09 by BATCH 00000762) standard | 0112-2---61987#ABF806 | https://cdd.iec.ch/cdd/iec61987/iec61987.nsf/PropertiesAllVersions/0112-2---61987%23ABF806
0112/2///61987#ABH169 | 001 | 01 | 0112/2///61987#ABH169#001 | capillary length of low pressure side |  |  |  |  | length of a liquid filled capillary that has or should have a remote sealed pressure transmitter at the low pressure side |  |  | mm |  |  | REAL_MEASURE_TYPE |  |  |  |  | NON_DEPENDENT_P_DET | [5 empty] | 0112/2///61987#ABH168 - Parameters of differential pressure level measurement | 0112/2///61987#ABA000 | 0112/2///62720#UAA862 - millimetre |  | 0112/2///61987#ABT548 - Length short | Standard |  | IEC 61987 | IEC | SC65E | - | C00018 | 001-01 (2018-03-28 07:27:14 by BATCH 00000762) standard | 0112-2---61987#ABH169 | https://cdd.iec.ch/cdd/iec61987/iec61987.nsf/PropertiesAllVersions/0112-2---61987%23ABH169
0112/2///61987#ABD169 | 001 | 02 | 0112/2///61987#ABD169#001 | reference to Process design conditions [pressure] |  |  |  |  | reference to block ABC539 | [5 empty] | CLASS_REFERENCE_TYPE(0112/2///61987#ABC539) 0112/2///61987#ABC539 - Process design conditions [pressure] |  |  |  |  | NON_DEPENDENT_P_DET | [5 empty] | 0112/2///61987#ABC267 - High/single pressure side operating conditions for device design0112/2///61987#ABC326 - Low pressure side operating conditions for device design | 0112/2///61987#ABA000 |  |  |  | Standard |  |  |  | SC65E – IEC 61987 | - | C00004 |  | 0112-2---61987#ABD169 | https://cdd.iec.ch/cdd/iec61987/iec61987.nsf/PropertiesAllVersions/0112-2---61987%23ABD169
0112/2///61987#ABE550 | 001 | 01 | 0112/2///61987#ABE550#001 | reference pipe diameter |  |  |  |  | value of the inner pipe diameter on which a calculation is based |  |  | mm |  |  | REAL_MEASURE_TYPE |  |  |  |  | NON_DEPENDENT_P_DET | [5 empty] | 0112/2///61987#ABE614 - Structural design of a restriction orifice/diffuser | 0112/2///61987#ABA000 | 0112/2///62720#UAA862 - millimetre |  | 0112/2///61987#ABT548 - Length short | Standard |  | IEC 61987 | IEC | SC65E | - | C00018 | 001-01 (2018-03-28 07:27:01 by BATCH 00000762) standard | 0112-2---61987#ABE550 | https://cdd.iec.ch/cdd/iec61987/iec61987.nsf/PropertiesAllVersions/0112-2---61987%23ABE550
0112/2///61987#ABG509 | 002 | 05 | 0112/2///61987#ABG509#002 | reference to Measured variable [13] |  |  |  |  | reference to block ABF949 | [5 empty] | CLASS_REFERENCE_TYPE(0112/2///61987#ABF949) 0112/2///61987#ABF949 - Measured variable [13] |  |  |  |  | DEPENDENT_P_DET | [5 empty] | 0112/2///61987#ABF941 - Input [34] | 0112/2///61987#ABA000 |  |  |  | Standard |  | IEC 61987 | IEC | IEC SC65E | 0112/2///61987#ABB065 - number of measured variables | C00112 |  | 0112-2---61987#ABG509 | https://cdd.iec.ch/cdd/iec61987/iec61987.nsf/PropertiesAllVersions/0112-2---61987%23ABG509
0112/2///61987#ABN668 | 001 | 02 | 0112/2///61987#ABN668#001 | vibration amplitude at the sidebands of the gear meshing frequency |  |  |  |  | root mean square of the oscillation signal within defined frequency ranges, which include the side bands of the mesh frequency above and below the mesh frequency, expressed as acceleration | Note 1: The oscillation amplitude normally results from a Fourier analysis of the vibration spectrum at the considered frequency or the considered frequencies. Note 2: The method used defining the frequency band and amplitude calculation within the frequency band is regularly defined by the user. |  | m/s² |  |  | REAL_MEASURE_TYPE |  |  |  |  | NON_DEPENDENT_P_DET | [5 empty] | 0112/2///61987#ABN694 - Specific machine vibration measurement variables | 0112/2///61987#ABA000 | 0112/2///62720#UAA736 - metre per second squared |  | 0112/2///61987#ABT587 - Acceleration | Standard |  | IEC 61987 | IEC | IEC SC65E | - | C00112 |  | 0112-2---61987#ABN668 | https://cdd.iec.ch/cdd/iec61987/iec61987.nsf/PropertiesAllVersions/0112-2---61987%23ABN668
0112/2///61987#ABD589 | 003 | 01 | 0112/2///61987#ABD589#003 | flow direction of valve |  |  |  |  | direction of process material flow through the valve body | [5 empty] | ENUM_CODE_TYPE(0112/2///61987#ABN764) |  |  |  |  | DEPENDENT_P_DET |  |  | 0112/2///61987#ABN764 | 0112/2///61987#ABN791 - flow-to-open0112/2///61987#ABN792 - flow-to-close0112/2///61987#ABN793 - manufacturer standard0112/2///61987#ABN794 - flow divider0112/2///61987#ABN795 - flow mixer0112/2///61987#ABI407 - others |  | 0112/2///61987#ABD812 - Body of valve [2]0112/2///61987#ABD813 - Body of valve [3]0112/2///61987#ABD814 - Body of valve [1]0112/2///61987#ABE605 - Body of solenoid valve | 0112/2///61987#ABA000 |  |  |  | Standard |  |  |  |  | 0112/2///61987#ABI406 - empty_property | C00092 |  | 0112-2---61987#ABD589 | https://cdd.iec.ch/cdd/iec61987/iec61987.nsf/PropertiesAllVersions/0112-2---61987%23ABD589
0112/2///61987#ABE475 | 001 | 01 | 0112/2///61987#ABE475#001 | minimum span for linear travel |  |  |  |  | lowest span to which a linear travel measurement instrument can be adjusted |  |  | mm |  |  | REAL_MEASURE_TYPE |  |  |  |  | NON_DEPENDENT_P_DET | [5 empty] | 0112/2///61987#ABE567 - Measuring range for travel | 0112/2///61987#ABA000 | 0112/2///62720#UAA862 - millimetre |  | 0112/2///61987#ABT548 - Length short | Standard |  | IEC 61987 | IEC | SC65E | - | C00016 | 001-01 (2018-03-28 07:27:00 by BATCH 00000762) standard | 0112-2---61987#ABE475 | https://cdd.iec.ch/cdd/iec61987/iec61987.nsf/PropertiesAllVersions/0112-2---61987%23ABE475
0112/2///61987#ABF237 | 002 | 01 | 0112/2///61987#ABF237#002 | style of radiation thermometer |  |  |  |  | classification of a radiation thermometer according to its fixation | [5 empty] | ENUM_CODE_TYPE(0112/2///61987#ABL571) |  |  |  |  | DEPENDENT_P_DET |  |  | 0112/2///61987#ABL571 | 0112/2///61987#ABM883 - portable0112/2///61987#ABM884 - installed0112/2///61987#ABI407 - others |  | 0112/2///61987#ABF226 - Structural design of a radiation thermometer | 0112/2///61987#ABA000 |  |  |  | Standard |  | IEC 61987 | IEC | SC65E | 0112/2///61987#ABI406 - empty_property | C00091 |  | 0112-2---61987#ABF237 | https://cdd.iec.ch/cdd/iec61987/iec61987.nsf/PropertiesAllVersions/0112-2---61987%23ABF237
0112/2///61987#ABF409 | 002 | 01 | 0112/2///61987#ABF409#002 | shape of tip |  |  |  |  | geometrical form of tip | [5 empty] | ENUM_CODE_TYPE(0112/2///61987#ABL648) |  |  |  |  | DEPENDENT_P_DET |  |  | 0112/2///61987#ABL648 | 0112/2///61987#ABN194 - straight0112/2///61987#ABN207 - reduced0112/2///61987#ABN195 - tapered0112/2///61987#ABI407 - others |  | 0112/2///61987#ABF405 - Structural design of an insert/element | 0112/2///61987#ABA000 |  |  |  | Standard |  | IEC 61987 | IEC | SC65E | 0112/2///61987#ABI406 - empty_property | C00091 |  | 0112-2---61987#ABF409 | https://cdd.iec.ch/cdd/iec61987/iec61987.nsf/PropertiesAllVersions/0112-2---61987%23ABF409
0112/2///61987#ABA929 | 001 | 04 | 0112/2///61987#ABA929#001 | current for lower signal on alarm |  |  |  |  | value of a current signal on alarm when the signal on alarm function is configured to the lower signal level |  |  | mA |  |  | REAL_MEASURE_TYPE |  |  |  |  | NON_DEPENDENT_P_DET | [5 empty] | 0112/2///61987#ABC176 - Current signal on alarm | 0112/2///61987#ABA000 | 0112/2///62720#UAA775 - milliampere |  | 0112/2///61987#ABT567 - Electrical current | Standard |  |  |  | SC65E – IEC 61987 | - | C00004 |  | 0112-2---61987#ABA929 | https://cdd.iec.ch/cdd/iec61987/iec61987.nsf/PropertiesAllVersions/0112-2---61987%23ABA929
0112/2///61987#ABC768 | 004 | 02 | 0112/2///61987#ABC768#004 | reference to Battery |  |  |  |  | reference to block ABC138 | [5 empty] | CLASS_REFERENCE_TYPE(0112/2///61987#ABC138) 0112/2///61987#ABC138 - Battery |  |  |  |  | DEPENDENT_P_DET | [5 empty] | 0112/2///61987#ABC218 - Electrical power input circuit | 0112/2///61987#ABA000 |  |  |  | Standard |  | IEC 61987 | IEC | IEC SC65E | 0112/2///61987#ABB442 - number of batteries | C00112 |  | 0112-2---61987#ABC768 | https://cdd.iec.ch/cdd/iec61987/iec61987.nsf/PropertiesAllVersions/0112-2---61987%23ABC768
0112/2///61987#ABA539 | 004 | 01 | 0112/2///61987#ABA539#004 | number of other operating elements |  |  |  |  | @number of other operating elements |  | cardinality property |  |  |  | INT_TYPE |  |  |  |  | CONDITION_DET | [5 empty] | 0112/2///61987#ABC329 - Manual controls | 0112/2///61987#ABA000 |  |  |  | Standard |  |  |  | SC65E – IEC 61987 | - | C00004 |  | 0112-2---61987#ABA539 | https://cdd.iec.ch/cdd/iec61987/iec61987.nsf/PropertiesAllVersions/0112-2---61987%23ABA539
0112/2///61987#ABH107 | 001 | 01 | 0112/2///61987#ABH107#001 | function of insulation |  |  |  |  | purpose for which the insulation of an object is provided | [5 empty] | STRING_TYPE |  |  |  |  | NON_DEPENDENT_P_DET | [5 empty] | 0112/2///61987#ABH106 - Insulation and trace heating of process equipment0112/2///61987#ABH135 - Insulation and trace heating | 0112/2///61987#ABA000 |  |  |  | Standard |  | IEC 61987 | IEC | SC65E | - | C00018 | 001-01 (2018-03-28 07:27:13 by BATCH 00000762) standard | 0112-2---61987#ABH107 | https://cdd.iec.ch/cdd/iec61987/iec61987.nsf/PropertiesAllVersions/0112-2---61987%23ABH107
0112/2///61987#ABI128 | 001 | 01 | 0112/2///61987#ABI128#001 | LOWER_RANGE_VALUE |  |  |  |  | parameter setting the lower range end-value of an associated block parameter in engineering units | [5 empty] | REAL_TYPE |  |  |  |  | NON_DEPENDENT_P_DET | [5 empty] | 0112/2///61987#ABH877 - OUT_SCALE0112/2///61987#ABH889 - IN_SCALE0112/2///61987#ABJ623 - TRACK_IN_SCALE | 0112/2///61987#ABA000 |  |  |  | Standard |  |  |  | SC65E – IEC 61987 | - | C00018 | 001-01 (2019-03-08 15:35:31 by BATCH 00000766) standard | 0112-2---61987#ABI128 | https://cdd.iec.ch/cdd/iec61987/iec61987.nsf/PropertiesAllVersions/0112-2---61987%23ABI128
0112/2///61987#ABI209 | 001 | 01 | 0112/2///61987#ABI209#001 | PV damping value |  |  |  |  | damping applied to the output channel of the primary variable of a CPF 9 device | CPF 9 is the IEC 61784 acronym for HART. |  |  |  |  | REAL_TYPE |  |  |  |  | NON_DEPENDENT_P_DET | [5 empty] | 0112/2///61987#ABH917 - HART common practice parameters | 0112/2///61987#ABA000 |  |  |  | Standard |  |  |  | SC65E – IEC 61987 | - | C00019 | 001-01 (2018-03-28 07:27:16 by BATCH 00000762) standard | 0112-2---61987#ABI209 | https://cdd.iec.ch/cdd/iec61987/iec61987.nsf/PropertiesAllVersions/0112-2---61987%23ABI209
0112/2///61987#ABN749 | 002 | 01 | 0112/2///61987#ABN749#002 | reference to Specific electrical measurement variables |  |  |  |  | reference to block ABN691 | [5 empty] | CLASS_REFERENCE_TYPE(0112/2///61987#ABN691) 0112/2///61987#ABN691 - Specific electrical measurement variables |  |  |  |  | NON_DEPENDENT_P_DET | [5 empty] | 0112/2///61987#ABN682 - Continuous measurement variables | 0112/2///61987#ABA000 |  |  |  | Standard |  | IEC 61987 | IEC | IEC/SC 65E | - | C00112 |  | 0112-2---61987#ABN749 | https://cdd.iec.ch/cdd/iec61987/iec61987.nsf/PropertiesAllVersions/0112-2---61987%23ABN749
0112/2///61987#ABH143 | 001 | 01 | 0112/2///61987#ABH143#001 | designation of stilling well |  |  |  |  | name of a stilling well | [5 empty] | STRING_TYPE |  |  |  |  | NON_DEPENDENT_P_DET | [5 empty] | 0112/2///61987#ABH141 - Stilling well | 0112/2///61987#ABA000 |  |  |  | Standard |  | IEC 61987 | IEC | SC65E | - | C00018 | 001-01 (2018-03-28 07:27:13 by BATCH 00000762) standard | 0112-2---61987#ABH143 | https://cdd.iec.ch/cdd/iec61987/iec61987.nsf/PropertiesAllVersions/0112-2---61987%23ABH143
0112/2///61987#ABB235 | 004 | 01 | 0112/2///61987#ABB235#004 | protocol version |  |  |  |  | version of the protocol supported by a device | [5 empty] | STRING_TYPE |  |  |  |  | NON_DEPENDENT_P_DET | [5 empty] | 0112/2///61987#ABC162 - Communication protocol | 0112/2///61987#ABA000 |  |  |  | Standard |  |  |  | SC65E – IEC 61987 | - | C00004 |  | 0112-2---61987#ABB235 | https://cdd.iec.ch/cdd/iec61987/iec61987.nsf/PropertiesAllVersions/0112-2---61987%23ABB235
0112/2///61987#ABB840 | 001 | 03 | 0112/2///61987#ABB840#001 | maximum influence of process temperature on other variable |  |  |  |  | change in output of a dynamic viscosity measuring device caused by a change in process temperature with respect to reference conditions, expressed as the maximum error across the specified process temperature range |  |  | 1 |  |  | REAL_MEASURE_TYPE |  |  |  |  | NON_DEPENDENT_P_DET | [5 empty] | 0112/2///61987#ABC283 - Influence of external quantities expressed for other variable | 0112/2///61987#ABA000 | 0112/2///62720#UAA915 - quantity of dimension one |  |  | Standard |  |  |  | SC65E – IEC 61987 | - | C00019 |  | 0112-2---61987#ABB840 | https://cdd.iec.ch/cdd/iec61987/iec61987.nsf/PropertiesAllVersions/0112-2---61987%23ABB840
0112/2///61987#ABB464 | 001 | 03 | 0112/2///61987#ABB464#001 | number of grounding electrodes |  |  |  |  | @number of grounding electrodes |  | cardinality property |  |  |  | INT_TYPE |  |  |  |  | CONDITION_DET | [5 empty] | 0112/2///61987#ABC642 - Structural design of an electromagnetic flow transmitter0112/2///61987#ABC643 - Structural design of an electromagnetic insertion flow transmitter | 0112/2///61987#ABA000 |  |  |  | Standard |  |  |  | SC65E – IEC 61987 | - | C00004 |  | 0112-2---61987#ABB464 | https://cdd.iec.ch/cdd/iec61987/iec61987.nsf/PropertiesAllVersions/0112-2---61987%23ABB464
0112/2///61987#ABF245 | 003 | 01 | 0112/2///61987#ABF245#003 | type of target marking |  |  |  |  | classification of an optical sighting mechanism according to the means of sight | [5 empty] | ENUM_CODE_TYPE(0112/2///61987#ABL484) |  |  |  |  | DEPENDENT_P_DET |  |  | 0112/2///61987#ABL484 | 0112/2///61987#ABM209 - laser0112/2///61987#ABM580 - LED0112/2///61987#ABM581 - light0112/2///61987#ABI407 - others |  | 0112/2///61987#ABF226 - Structural design of a radiation thermometer0112/2///61987#ABF518 - Structural design of a laser level transmitter | 0112/2///61987#ABA000 |  |  |  | Standard |  | IEC 61987 | IEC | SC65E | 0112/2///61987#ABI406 - empty_property | C00091 |  | 0112-2---61987#ABF245 | https://cdd.iec.ch/cdd/iec61987/iec61987.nsf/PropertiesAllVersions/0112-2---61987%23ABF245
0112/2///61987#ABB693 | 002 | 01 | 0112/2///61987#ABB693#002 | reference base for maximum influence of vibration on zero or lower range value |  |  |  |  | basis for stating a maximum percentage influence of vibration on zero or lower range value | [5 empty] | ENUM_CODE_TYPE(0112/2///61987#ABJ764) |  |  |  |  | DEPENDENT_P_DET |  |  | 0112/2///61987#ABJ764 | 0112/2///61987#ABL009 - relative to calibrated span0112/2///61987#ABL010 - relative to full scale0112/2///61987#ABL011 - relative to measured value0112/2///61987#ABL012 - relative to measuring upper range-limit0112/2///61987#ABL013 - relative to span0112/2///61987#ABI407 - others |  | 0112/2///61987#ABC277 - Influence of external quantities expressed as a percentage for pressure0112/2///61987#ABJ593 - Influence of external quantities expressed as a percentage [5]0112/2///61987#ABC276 - Influence of external quantities expressed as a percentage0112/2///61987#ABD890 - Influence of external quantities expressed as a percentage [2]0112/2///61987#ABG313 - Influence of external quantities expressed as a percentage [3]0112/2///61987#ABG314 - Influence of external quantities expressed as a percentage [4] | 0112/2///61987#ABA000 |  |  |  | Standard |  |  |  | SC65E – IEC 61987 | 0112/2///61987#ABI406 - empty_property | C00091 |  | 0112-2---61987#ABB693 | https://cdd.iec.ch/cdd/iec61987/iec61987.nsf/PropertiesAllVersions/0112-2---61987%23ABB693
0112/2///61987#ABB749 | 001 | 04 | 0112/2///61987#ABB749#001 | inaccuracy of temperature |  |  |  |  | for a temperature measurement, maximum positive and negative deviation from the specified characteristic curve observed in testing a device under specified conditions and by a specified procedure |  |  | °C |  |  | REAL_MEASURE_TYPE |  |  | IEC 61298-1, Ed. 2.0, 3.5 |  | NON_DEPENDENT_P_DET | [5 empty] | 0112/2///61987#ABC065 - Absolute performance for temperature0112/2///61987#ABC078 - Accuracy for a subrange of temperature0112/2///61987#ABF109 - Absolute performance for temperature [2]0112/2///61987#ABG319 - Absolute performance for temperature [3]0112/2///61987#ABP011 - Absolute performance for temperature [I/O module] | 0112/2///61987#ABA000 | 0112/2///62720#UAA033 - degree Celsius |  | 0112/2///61987#ABT514 - Temperature | Standard |  |  |  | SC65E – IEC 61987 | - | C00004 |  | 0112-2---61987#ABB749 | https://cdd.iec.ch/cdd/iec61987/iec61987.nsf/PropertiesAllVersions/0112-2---61987%23ABB749
0112/2///61987#ABC984 | 001 | 02 | 0112/2///61987#ABC984#001 | reference to Material of diaphragm |  |  |  |  | reference to block ABC354 | [5 empty] | CLASS_REFERENCE_TYPE(0112/2///61987#ABC354) 0112/2///61987#ABC354 - Material of diaphragm |  |  |  |  | NON_DEPENDENT_P_DET | [5 empty] | 0112/2///61987#ABC197 - Diaphragm element | 0112/2///61987#ABA000 |  |  |  | Standard |  |  |  | SC65E – IEC 61987 | - | C00004 |  | 0112-2---61987#ABC984 | https://cdd.iec.ch/cdd/iec61987/iec61987.nsf/PropertiesAllVersions/0112-2---61987%23ABC984
0112/2///61987#ABA976 | 001 | 04 | 0112/2///61987#ABA976#001 | maximum conductor cross-section for internal equipotential bonding |  |  |  |  | largest cross-sectional area or gauge of a conductor that can be connected to the equipotential bonding terminal on the inside the device |  |  | mm² |  |  | REAL_MEASURE_TYPE |  |  |  |  | NON_DEPENDENT_P_DET | [5 empty] | 0112/2///61987#ABC231 - Equipotential bonding connection0112/2///61987#ABU555 - Manual override | 0112/2///61987#ABA000 | 0112/2///62720#UAA871 - millimetre squared |  | 0112/2///61987#ABT578 - Area small | Standard |  |  |  | SC65E – IEC 61987 | - | C00004 |  | 0112-2---61987#ABA976 | https://cdd.iec.ch/cdd/iec61987/iec61987.nsf/PropertiesAllVersions/0112-2---61987%23ABA976
0112/2///61987#ABA360 | 001 | 04 | 0112/2///61987#ABA360#001 | lower range-value of dynamic viscosity | lower range-value |  |  |  | dynamic viscosity value assigned to the lower range end-value of the input or output signal |  |  | mPa·s |  |  | REAL_MEASURE_TYPE |  |  |  |  | NON_DEPENDENT_P_DET | [5 empty] | 0112/2///61987#ABC108 - Assigned dynamic viscosity range | 0112/2///61987#ABA000 | 0112/2///62720#UAA797 - millipascal second |  | 0112/2///61987#ABT571 - Dynamic viscosity | Standard |  |  |  | SC65E – IEC 61987 | - | C00018 |  | 0112-2---61987#ABA360 | https://cdd.iec.ch/cdd/iec61987/iec61987.nsf/PropertiesAllVersions/0112-2---61987%23ABA360
0112/2///61987#ABH726 | 001 | 01 | 0112/2///61987#ABH726#001 | reference to Calibration of density |  |  |  |  | reference to block ABH614 | [5 empty] | CLASS_REFERENCE_TYPE(0112/2///61987#ABH614) 0112/2///61987#ABH614 - Calibration of density |  |  |  |  | DEPENDENT_P_DET | [5 empty] | 0112/2///61987#ABH561 - Calibration | 0112/2///61987#ABA000 |  |  |  | Standard |  | IEC 61987 |  | SC65E – IEC 61987 | 0112/2///61987#ABH562 - calibration variable type | C00018 | 001-01 (2019-03-08 15:35:30 by BATCH 00000766) standard | 0112-2---61987#ABH726 | https://cdd.iec.ch/cdd/iec61987/iec61987.nsf/PropertiesAllVersions/0112-2---61987%23ABH726
0112/2///61987#ABE244 | 002 | 02 | 0112/2///61987#ABE244#002 | reference to Process conditions at the inlet |  |  |  |  | reference to block ABD988 | [5 empty] | CLASS_REFERENCE_TYPE(0112/2///61987#ABD988) 0112/2///61987#ABD988 - Process conditions at the inlet |  |  |  |  | DEPENDENT_P_DET | [5 empty] | 0112/2///61987#ABD990 - Process conditions for final control elements0112/2///61987#ABE660 - Process conditions for flow modification accessories | 0112/2///61987#ABA000 |  |  |  | Standard |  | IEC 61987 | IEC | IEC SC65E | 0112/2///61987#ABD672 - number of process conditions at the inlet | C00112 |  | 0112-2---61987#ABE244 | https://cdd.iec.ch/cdd/iec61987/iec61987.nsf/PropertiesAllVersions/0112-2---61987%23ABE244
0112/2///61987#ABE533 | 001 | 01 | 0112/2///61987#ABE533#001 | reference to Structural design [solenoid valve] |  |  |  |  | reference to block ABE604 | [5 empty] | CLASS_REFERENCE_TYPE(0112/2///61987#ABE604) 0112/2///61987#ABE604 - Structural design [solenoid valve] |  |  |  |  | NON_DEPENDENT_P_DET | [5 empty] | 0112/2///61987#ABE603 - Mechanical and electrical construction [solenoid valve] | 0112/2///61987#ABA000 |  |  |  | Standard |  | IEC 61987 | IEC | SC65E | - | C00016 | 001-01 (2018-03-28 07:27:01 by BATCH 00000762) standard | 0112-2---61987#ABE533 | https://cdd.iec.ch/cdd/iec61987/iec61987.nsf/PropertiesAllVersions/0112-2---61987%23ABE533
0112/2///61987#ABE868 | 001 | 01 | 0112/2///61987#ABE868#001 | measured error of point level |  |  |  |  | largest positive or negative value of error of the average upscale or downscale value at each point of limit signal expressed as an absolute value |  |  | mm |  |  | REAL_MEASURE_TYPE |  |  | IEC 61298 and IEC 60770-2 |  | NON_DEPENDENT_P_DET | [5 empty] | 0112/2///61987#ABE866 - Absolute performance for point level | 0112/2///61987#ABA000 | 0112/2///62720#UAA862 - millimetre |  | 0112/2///61987#ABT548 - Length short | Standard |  | IEC 61987 | IEC | SC65E | - | C00018 | 001-01 (2018-03-28 07:27:02 by BATCH 00000762) standard | 0112-2---61987#ABE868 | https://cdd.iec.ch/cdd/iec61987/iec61987.nsf/PropertiesAllVersions/0112-2---61987%23ABE868
0112/2///61987#ABH122 | 001 | 01 | 0112/2///61987#ABH122#001 | minimum outside diameter of cone |  |  |  |  | smallest external diameter of any flattened or open part of a conical head |  |  | mm |  |  | REAL_MEASURE_TYPE |  |  |  |  | NON_DEPENDENT_P_DET | [5 empty] | 0112/2///61987#ABH113 - Head | 0112/2///61987#ABA000 | 0112/2///62720#UAA862 - millimetre |  | 0112/2///61987#ABT548 - Length short | Standard |  | IEC 61987 | IEC | SC65E | - | C00018 | 001-01 (2018-03-28 07:27:13 by BATCH 00000762) standard | 0112-2---61987#ABH122 | https://cdd.iec.ch/cdd/iec61987/iec61987.nsf/PropertiesAllVersions/0112-2---61987%23ABH122
0112/2///61987#ABG953 | 001 | 01 | 0112/2///61987#ABG953#001 | reference to Mechanical and electrical construction [thermowell extension] |  |  |  |  | reference to block ABG393 | [5 empty] | CLASS_REFERENCE_TYPE(0112/2///61987#ABG393) 0112/2///61987#ABG393 - Mechanical and electrical construction [thermowell extension] |  |  |  |  | NON_DEPENDENT_P_DET | [5 empty] | 0112/2///61987#ABE766 - Device LOP for thermowell extension | 0112/2///61987#ABA000 |  |  |  | Standard |  | IEC 61987 | IEC | SC65E | - | C00019 | 001-01 (2018-03-28 07:27:12 by BATCH 00000762) standard | 0112-2---61987#ABG953 | https://cdd.iec.ch/cdd/iec61987/iec61987.nsf/PropertiesAllVersions/0112-2---61987%23ABG953
0112/2///61987#ABD284 | 003 | 01 | 0112/2///61987#ABD284#003 | reference to Trace heating system |  |  |  |  | reference to block ABC042 | [5 empty] | CLASS_REFERENCE_TYPE(0112/2///61987#ABC042) 0112/2///61987#ABC042 - Trace heating system |  |  |  |  | NON_DEPENDENT_P_DET | [5 empty] | 0112/2///61987#ABC270 - Impulse line0112/2///61987#ABC603 - Structural design [flow transmitter]0112/2///61987#ABC604 - Structural design [coriolis mass flow transmitter]0112/2///61987#ABC605 - Structural design [swirl flow transmitter]0112/2///61987#ABC606 - Structural design [electromagnetic flow transmitter]0112/2///61987#ABC607 - Structural design [electromagnetic insertion flow transmitter]0112/2///61987#ABC608 - Structural design [orifice/differential pressure flow transmitter]0112/2///61987#ABC609 - Structural design [(oval) gear flow transmitter/gauge]0112/2///61987#ABC610 - Structural design [piston flow transmitter/gauge]0112/2///61987#ABC611 - Structural design [thermal mass flow transmitter]0112/2///61987#ABC612 - Structural design [rotating element flow transmitter/gauge]0112/2///61987#ABC613 - Structural design [ultrasonic flow transmitter]0112/2///61987#ABC614 - Structural design [variable area flow transmitter/gauge]0112/2///61987#ABC615 - Structural design [vortex flow transmitter]0112/2///61987#ABC616 - Structural design [positive displacement flow transmitter/gauge]0112/2///61987#ABC617 - Structural design [helix flow transmitter/gauge]0112/2///61987#ABC619 - Structural design [absolute/gauge pressure transmitter]0112/2///61987#ABC620 - Structural design [differential pressure transmitter]0112/2///61987#ABC623 - Structural design [remote seal]0112/2///61987#ABG405 - Structural design [level transmitter]0112/2///61987#ABG406 - Structural design [level switch]0112/2///61987#ABG407 - Structural design [hydrostatic pressure level transmitter]0112/2///61987#ABG408 - Structural design [displacer level transmitter/switch]0112/2///61987#ABG409 - Structural design [guided-wave radar level transmitter/switch]0112/2///61987#ABG410 - Structural design [float level transmitter/switch]0112/2///61987#ABG411 - Structural design [capacitance level transmitter/switch]0112/2///61987#ABG412 - Structural design [conductance level transmitter/switch]0112/2///61987#ABG413 - Structural design [magnetic level gauge]0112/2///61987#ABG414 - Structural design [nuclear level transmitter/switch]0112/2///61987#ABG415 - Structural design [free-space radar level transmitter]0112/2///61987#ABG416 - Structural design [plumb bob level transmitter]0112/2///61987#ABG417 - Structural design [ultrasonic level transmitter]0112/2///61987#ABG418 - Structural design [laser level transmitter]0112/2///61987#ABG419 - Structural design [servo level transmitter ]0112/2///61987#ABG421 - Structural design [optical level switch]0112/2///61987#ABG422 - Structural design [rotary paddle switch]0112/2///61987#ABG423 - Structural design [vibrating level switch]0112/2///61987#ABG424 - Structural design [ultrasonic level switch]0112/2///61987#ABG425 - Structural design [microwave level switch]0112/2///61987#ABG426 - Structural design [thermal level switch]0112/2///61987#ABG427 - Structural design [sight level indicator]0112/2///61987#ABG428 - Structural design [sight level gauge]0112/2///61987#ABG434 - Structural design [radiation thermometer]0112/2///61987#ABG441 - Structural design [density transmitter]0112/2///61987#ABG442 - Structural design [buoyancy density transmitter]0112/2///61987#ABG443 - Structural design [refractive index density transmitter]0112/2///61987#ABG444 - Structural design [vibrating tube density transmitter]0112/2///61987#ABG445 - Structural design [radiometric density transmitter]0112/2///61987#ABG446 - Structural design [vibrating fork/rod density transmitter]0112/2///61987#ABG447 - Structural design [ultrasonic density transmitter]0112/2///61987#ABG448 - Structural design [microwave density transmitter] | 0112/2///61987#ABA000 |  |  |  | Standard |  |  |  | SC65E – IEC 61987 | - | C00004 |  | 0112-2---61987#ABD284 | https://cdd.iec.ch/cdd/iec61987/iec61987.nsf/PropertiesAllVersions/0112-2---61987%23ABD284
0112/2///61987#ABU140 | 001 | 03 | 0112/2///61987#ABU140#001 | reference to Solid/particle phase [pressure] |  |  |  |  | reference to block ABC597 |  | Id specified in IEC61987-12/-13: ABD223 |  |  |  | CLASS_REFERENCE_TYPE(0112/2///61987#ABC597) 0112/2///61987#ABC597 - Solid/particle phase [pressure] |  |  |  |  | DEPENDENT_P_DET | [5 empty] | 0112/2///61987#ABC509 - Phase [pressure] | 0112/2///61987#ABA000 |  |  |  | Standard |  |  |  | SC65E – IEC 61987 | 0112/2///61987#ABU136 - phase type | C00004 |  | 0112-2---61987#ABU140 | https://cdd.iec.ch/cdd/iec61987/iec61987.nsf/PropertiesAllVersions/0112-2---61987%23ABU140
0112/2///61987#ABN657 | 001 | 02 | 0112/2///61987#ABN657#001 | vibration amplitude at the rotation frequency (1X) |  |  |  |  | oscillation amplitude at the rotation frequency of the object under consideration, expressed as velocity | Note 1: The oscillation amplitude normally results from a Fourier analysis of the vibration spectrum at the considered frequency or the considered frequencies. Note 2: The method used defining the frequency band and amplitude calculation within the frequency band is regularly defined by the user. |  | mm/s |  |  | REAL_MEASURE_TYPE |  |  |  |  | NON_DEPENDENT_P_DET | [5 empty] | 0112/2///61987#ABN694 - Specific machine vibration measurement variables | 0112/2///61987#ABA000 | 0112/2///62720#UAA867 - millimetre per second |  | 0112/2///61987#ABT509 - Velocity | Standard |  | IEC 61987 | IEC | IEC SC65E | - | C00112 |  | 0112-2---61987#ABN657 | https://cdd.iec.ch/cdd/iec61987/iec61987.nsf/PropertiesAllVersions/0112-2---61987%23ABN657
0112/2///61987#ABC957 | 001 | 02 | 0112/2///61987#ABC957#001 | reference to Low pressure side process case variables |  |  |  |  | reference to block ABC327 | [5 empty] | CLASS_REFERENCE_TYPE(0112/2///61987#ABC327) 0112/2///61987#ABC327 - Low pressure side process case variables |  |  |  |  | NON_DEPENDENT_P_DET | [5 empty] | 0112/2///61987#ABC535 - Process case [pressure] | 0112/2///61987#ABA000 |  |  |  | Standard |  |  |  | SC65E – IEC 61987 | - | C00004 |  | 0112-2---61987#ABC957 | https://cdd.iec.ch/cdd/iec61987/iec61987.nsf/PropertiesAllVersions/0112-2---61987%23ABC957
0112/2///61987#ABD723 | 002 | 01 | 0112/2///61987#ABD723#002 | style of opening time limitation |  |  |  |  | classification of the opening time limitation according to its method of implementation | [5 empty] | ENUM_CODE_TYPE(0112/2///61987#ABL518) |  |  |  |  | DEPENDENT_P_DET |  |  | 0112/2///61987#ABL518 | 0112/2///61987#ABL189 - mechanical0112/2///61987#ABM702 - software0112/2///61987#ABI407 - others |  | 0112/2///61987#ABD963 - Parameters of positioner | 0112/2///61987#ABA000 |  |  |  | Standard |  |  |  |  | 0112/2///61987#ABI406 - empty_property | C00091 |  | 0112-2---61987#ABD723 | https://cdd.iec.ch/cdd/iec61987/iec61987.nsf/PropertiesAllVersions/0112-2---61987%23ABD723
0112/2///61987#ABU993 | 001 | 01 | 0112/2///61987#ABU993#001 | reference to Assigned degree of filling range |  |  |  |  | reference to block ABE878 | [5 empty] | CLASS_REFERENCE_TYPE(0112/2///61987#ABE878) 0112/2///61987#ABE878 - Assigned degree of filling range |  |  |  |  | DEPENDENT_P_DET | [5 empty] | 0112/2///61987#ABG089 - Assigned variable [9]0112/2///61987#ABG091 - Assigned variable [11]0112/2///61987#ABG097 - Assigned variable [17]0112/2///61987#ABH044 - Assigned variable [22]0112/2///61987#ABV037 - Assigned variable [18]0112/2///61987#ABV039 - Assigned variable [8] | 0112/2///61987#ABA000 |  |  |  | Standard |  | IEC 61987 | IEC | SC65E | 0112/2///61987#ABU948 - assigned variable type [8] | C00018 | 001-01 (2018-03-28 07:27:23 by BATCH 00000762) standard | 0112-2---61987#ABU993 | https://cdd.iec.ch/cdd/iec61987/iec61987.nsf/PropertiesAllVersions/0112-2---61987%23ABU993
0112/2///61987#ABI418 | 001 | 01 | 0112/2///61987#ABI418#001 | number of types of transportation |  |  |  |  | cardinality property for types of transportation | [5 empty] | INT_TYPE |  |  |  |  | CONDITION_DET | [5 empty] | 0112/2///61987#ABI413 - Packaging and transportation | 0112/2///61987#ABA000 |  |  |  | Standard |  |  |  | SC65E – IEC 61987 | - | C00018 | 001-01 (2019-03-08 15:35:31 by BATCH 00000766) standard | 0112-2---61987#ABI418 | https://cdd.iec.ch/cdd/iec61987/iec61987.nsf/PropertiesAllVersions/0112-2---61987%23ABI418
0112/2///61987#ABA312 | 001 | 01 | 0112/2///61987#ABA312#001 | mime version |  |  |  |  | version of Multipurpose Internet Mail Extension used to transmit an attachment | [5 empty] | STRING_TYPE |  |  |  |  | NON_DEPENDENT_P_DET | [5 empty] | 0112/2///61987#ABA396 - Attachment | 0112/2///61987#ABA000 |  |  |  | Standard |  | IEC 61987 |  | SC65E – IEC 61987 | - | C00018 | 001-01 (2019-03-08 15:35:28 by BATCH 00000766) standard | 0112-2---61987#ABA312 | https://cdd.iec.ch/cdd/iec61987/iec61987.nsf/PropertiesAllVersions/0112-2---61987%23ABA312
0112/2///61987#ABB829 | 001 | 04 | 0112/2///61987#ABB829#001 | average influence of process pressure on flow velocity |  |  |  |  | change in output of a velocity measuring device caused by a change in process pressure with respect to reference conditions, expressed as the average error across the specified process pressure range |  |  | "(m/s)/bar" |  |  | REAL_MEASURE_TYPE |  |  |  |  | NON_DEPENDENT_P_DET | [5 empty] | 0112/2///61987#ABC280 - Influence of external quantities expressed for flow velocity | 0112/2///61987#ABA000 | 0112/2///62720#UAB313 - metre per second bar |  | 0112/2///61987#ABT508 - Velocity per pressure | Standard |  |  |  | SC65E – IEC 61987 | - | C00018 |  | 0112-2---61987#ABB829 | https://cdd.iec.ch/cdd/iec61987/iec61987.nsf/PropertiesAllVersions/0112-2---61987%23ABB829
0112/2///61987#ABB997 | 004 | 01 | 0112/2///61987#ABB997#004 | minimum differential pressure |  |  |  |  | lowest differential pressure of a process for which a device is or should be designed to operate within its specified limits |  |  | mbar |  |  | REAL_MEASURE_TYPE |  |  |  |  | NON_DEPENDENT_P_DET | [5 empty] | 0112/2///61987#ABC451 - Normal process conditions [1]0112/2///61987#ABC452 - Normal process conditions [2]0112/2///61987#ABC453 - Normal process conditions [3]0112/2///61987#ABC471 - Other operating pressure instrument design conditions0112/2///61987#ABD947 - Normal process conditions [4]0112/2///61987#ABD948 - Normal process design conditions [3]0112/2///61987#ABH462 - Normal process conditions [11] | 0112/2///61987#ABA000 | 0112/2///62720#UAA810 - millibar |  | 0112/2///61987#ABT524 - Pressure | Standard |  |  |  | SC65E – IEC 61987 | - | C00004 |  | 0112-2---61987#ABB997 | https://cdd.iec.ch/cdd/iec61987/iec61987.nsf/PropertiesAllVersions/0112-2---61987%23ABB997
0112/2///61987#ABU874 | 001 | 01 | 0112/2///61987#ABU874#001 | assigned variable type [17] |  |  |  |  | process variable assigned to an input or output |  | Polymorphic control property |  |  |  | ENUM_STRING_TYPE(0112/2///61987#ABU839(Assigned density range,Assigned level range,Assigned ullage range,Assigned volume range,Assigned mass range,Assigned degree of filling range,Assigned pressure range,Assigned temperature range,Assigned other variable range)) |  |  |  |  | CONDITION_DET |  |  | 0112/2///61987#ABU839 | 0112/2///61987#ABU778 - IEC61987-11 Name of Assigned density range0112/2///61987#ABU779 - IEC61987-11 Name of Assigned level range0112/2///61987#ABU780 - IEC61987-11 Name of Assigned ullage range0112/2///61987#ABU781 - IEC61987-11 Name of Assigned volume range0112/2///61987#ABU782 - IEC61987-11 Name of Assigned mass range0112/2///61987#ABU783 - IEC61987-11 Name of Assigned degree of filling range0112/2///61987#ABU784 - IEC61987-11 Name of Assigned pressure range0112/2///61987#ABU785 - IEC61987-11 Name of Assigned temperature range0112/2///61987#ABU808 - IEC61987-11 Name of Assigned other variable range |  | 0112/2///61987#ABG097 - Assigned variable [17] | 0112/2///61987#ABA000 |  |  |  | Standard |  | IEC 61987 | IEC | SC65E | - | C00018 | 001-01 (2018-03-28 07:27:22 by BATCH 00000762) standard | 0112-2---61987#ABU874 | https://cdd.iec.ch/cdd/iec61987/iec61987.nsf/PropertiesAllVersions/0112-2---61987%23ABU874
0112/2///61987#ABU864 | 001 | 01 | 0112/2///61987#ABU864#001 | reference to Type of performance variable [8] |  |  |  |  | reference to block ABG274 | [5 empty] | CLASS_REFERENCE_TYPE(0112/2///61987#ABG274) 0112/2///61987#ABG274 - Type of performance variable [8] |  |  |  |  | NON_DEPENDENT_P_DET | [5 empty] | 0112/2///61987#ABG249 - Performance variable [9] | 0112/2///61987#ABA000 |  |  |  | Standard |  | IEC 61987 | IEC | SC65E | - | C00018 | 001-01 (2018-03-28 07:27:22 by BATCH 00000762) standard | 0112-2---61987#ABU864 | https://cdd.iec.ch/cdd/iec61987/iec61987.nsf/PropertiesAllVersions/0112-2---61987%23ABU864
0112/2///61987#ABH136 | 001 | 01 | 0112/2///61987#ABH136#001 | number of internal fittings |  |  |  |  | @number of internal fittings |  | Cardinality property |  |  |  | INT_TYPE |  |  |  |  | CONDITION_DET | [5 empty] | 0112/2///61987#ABG478 - Process equipment [level] | 0112/2///61987#ABA000 |  |  |  | Standard |  | IEC 61987 | IEC | SC65E | - | C00018 | 001-01 (2018-03-28 07:27:13 by BATCH 00000762) standard | 0112-2---61987#ABH136 | https://cdd.iec.ch/cdd/iec61987/iec61987.nsf/PropertiesAllVersions/0112-2---61987%23ABH136
0112/2///61987#ABP122 | 001 | 01 | 0112/2///61987#ABP122#001 | maximum closed-contact current | maximum current when contact is ON |  |  |  | maximum current flowing when an external contact is closed |  |  | mA |  |  | REAL_MEASURE_TYPE |  |  |  |  | NON_DEPENDENT_P_DET | [5 empty] | 0112/2///61987#ABP028 - Electrical data for no-voltage contact input | 0112/2///61987#ABA000 | 0112/2///62720#UAA775 - milliampere |  | 0112/2///61987#ABT567 - Electrical current | Standard |  | IEC 61987 | IEC | IEC/SC 65E | - | C00128 | 001-01 (2023-01-23 14:53:52 by BATCH 00000807) standard | 0112-2---61987#ABP122 | https://cdd.iec.ch/cdd/iec61987/iec61987.nsf/PropertiesAllVersions/0112-2---61987%23ABP122
0112/2///61987#ABI105 | 001 | 01 | 0112/2///61987#ABI105#001 | LOW_FLOW_CUT_OFF |  |  |  |  | parameter setting the value at which the output of the flow function is set to zero | Used for suppressing low flow values. |  |  |  |  | REAL_TYPE |  |  |  |  | NON_DEPENDENT_P_DET | [5 empty] | 0112/2///61987#ABJ611 - PRESSURE_MEASUREMENT_TRANSFORMATION0112/2///61987#ABJ612 - FLOW_MEASUREMENT_TRANSFORMATION | 0112/2///61987#ABA000 |  |  |  | Standard |  |  |  | SC65E – IEC 61987 | - | C00019 | 001-01 (2019-03-08 15:35:31 by BATCH 00000766) standard | 0112-2---61987#ABI105 | https://cdd.iec.ch/cdd/iec61987/iec61987.nsf/PropertiesAllVersions/0112-2---61987%23ABI105
0112/2///61987#ABB721 | 001 | 04 | 0112/2///61987#ABB721#001 | measured error of mass flow |  |  |  |  | largest positive or negative value of error of the average upscale or downscale value at each point of mass flow measurement expressed as an absolute value |  |  | kg/h |  |  | REAL_MEASURE_TYPE |  |  | IEC 61298 and IEC 60770-2 |  | NON_DEPENDENT_P_DET | [5 empty] | 0112/2///61987#ABC061 - Absolute performance for mass flow0112/2///61987#ABC073 - Accuracy for a subrange of mass flow | 0112/2///61987#ABA000 | 0112/2///62720#UAA607 - kilogram per hour |  | 0112/2///61987#ABT545 - Mass flow rate | Standard |  |  |  | SC65E – IEC 61987 | - | C00004 |  | 0112-2---61987#ABB721 | https://cdd.iec.ch/cdd/iec61987/iec61987.nsf/PropertiesAllVersions/0112-2---61987%23ABB721
0112/2///61987#ABB575 | 001 | 04 | 0112/2///61987#ABB575#001 | calibrated span for dynamic viscosity |  |  |  |  | difference between the upper and lower range value of dynamic viscosity to which a dynamic viscosity measurement instrument is adjusted and calibrated |  |  | mPa·s |  |  | REAL_MEASURE_TYPE |  |  |  |  | NON_DEPENDENT_P_DET | [5 empty] | 0112/2///61987#ABC108 - Assigned dynamic viscosity range | 0112/2///61987#ABA000 | 0112/2///62720#UAA797 - millipascal second |  | 0112/2///61987#ABT571 - Dynamic viscosity | Standard |  |  |  | SC65E – IEC 61987 | - | C00018 |  | 0112-2---61987#ABB575 | https://cdd.iec.ch/cdd/iec61987/iec61987.nsf/PropertiesAllVersions/0112-2---61987%23ABB575
0112/2///61987#ABB907 | 002 | 01 | 0112/2///61987#ABB907#002 | reference base for span error for bilateral application of static pressure |  |  |  |  | basis for stating the span error for static pressure applied to both sides of a differential pressure transmitter | [5 empty] | ENUM_CODE_TYPE(0112/2///61987#ABJ764) |  |  |  |  | DEPENDENT_P_DET |  |  | 0112/2///61987#ABJ764 | 0112/2///61987#ABL009 - relative to calibrated span0112/2///61987#ABL010 - relative to full scale0112/2///61987#ABL011 - relative to measured value0112/2///61987#ABL012 - relative to measuring upper range-limit0112/2///61987#ABL013 - relative to span0112/2///61987#ABI407 - others |  | 0112/2///61987#ABC500 - Performance of differential pressure transmitter | 0112/2///61987#ABA000 |  |  |  | Standard |  |  |  | SC65E – IEC 61987 | 0112/2///61987#ABI406 - empty_property | C00091 |  | 0112-2---61987#ABB907 | https://cdd.iec.ch/cdd/iec61987/iec61987.nsf/PropertiesAllVersions/0112-2---61987%23ABB907
0112/2///61987#ABI637 | 001 | 01 | 0112/2///61987#ABI637#001 | CONVERT |  |  |  |  | parameter setting a boolean inversion of a primary value | [5 empty] | BINARY_TYPE |  |  |  |  | NON_DEPENDENT_P_DET | [5 empty] | 0112/2///61987#ABH878 - Discrete input function block | 0112/2///61987#ABA000 |  |  |  | Standard |  |  |  | SC65E – IEC 61987 | - | C00018 | 001-01 (2019-03-08 15:35:33 by BATCH 00000766) standard | 0112-2---61987#ABI637 | https://cdd.iec.ch/cdd/iec61987/iec61987.nsf/PropertiesAllVersions/0112-2---61987%23ABI637
0112/2///61987#ABF916 | 001 | 01 | 0112/2///61987#ABF916#001 | reference to Device LOP for ultrasonic density transmitter |  |  |  |  | reference to block ABF863 | [5 empty] | CLASS_REFERENCE_TYPE(0112/2///61987#ABF863) 0112/2///61987#ABF863 - Device LOP for ultrasonic density transmitter |  |  |  |  | NON_DEPENDENT_P_DET | [5 empty] | 0112/2///61987#ABA760 - Ultrasonic density transmitter | 0112/2///61987#ABA000 |  |  |  | Standard |  | IEC 61987 | IEC | SC65E | - | C00017 | 001-01 (2018-03-28 07:27:10 by BATCH 00000762) standard | 0112-2---61987#ABF916 | https://cdd.iec.ch/cdd/iec61987/iec61987.nsf/PropertiesAllVersions/0112-2---61987%23ABF916
0112/2///61987#ABU949 | 001 | 01 | 0112/2///61987#ABU949#001 | reference to Type of output [25] |  |  |  |  | reference to block ABG155 | [5 empty] | CLASS_REFERENCE_TYPE(0112/2///61987#ABG155) 0112/2///61987#ABG155 - Type of output [25] |  |  |  |  | NON_DEPENDENT_P_DET | [5 empty] | 0112/2///61987#ABG140 - Output [25] | 0112/2///61987#ABA000 |  |  |  | Standard |  | IEC 61987 | IEC | SC65E | - | C00018 | 001-01 (2018-03-28 07:27:22 by BATCH 00000762) standard | 0112-2---61987#ABU949 | https://cdd.iec.ch/cdd/iec61987/iec61987.nsf/PropertiesAllVersions/0112-2---61987%23ABU949
0112/2///61987#ABH574 | 001 | 01 | 0112/2///61987#ABH574#001 | value of normalized volume flow indicator/display |  |  |  |  | reading of a value on a display or an indicator representing a normalized volume flow variable |  |  | m³/h |  |  | REAL_MEASURE_TYPE |  |  |  |  | NON_DEPENDENT_P_DET | [5 empty] | 0112/2///61987#ABH648 - Output values of normalized volume flow | 0112/2///61987#ABA000 | 0112/2///62720#UAA763 - metre cubed per hour |  | 0112/2///61987#ABT504 - Volume flow rate | Standard |  | IEC 61987 |  | SC65E – IEC 61987 | - | C00018 | 001-01 (2019-03-08 15:35:29 by BATCH 00000766) standard | 0112-2---61987#ABH574 | https://cdd.iec.ch/cdd/iec61987/iec61987.nsf/PropertiesAllVersions/0112-2---61987%23ABH574
0112/2///61987#ABI396 | 001 | 01 | 0112/2///61987#ABI396#001 | reference to HART universal parameters |  |  |  |  | reference to block ABH916 | [5 empty] | CLASS_REFERENCE_TYPE(0112/2///61987#ABH916) 0112/2///61987#ABH916 - HART universal parameters |  |  |  |  | NON_DEPENDENT_P_DET | [5 empty] | 0112/2///61987#ABH911 - HART configuration parameter | 0112/2///61987#ABA000 |  |  |  | Standard |  |  |  | SC65E – IEC 61987 | - | C00004 | 001-01 (2018-03-28 07:27:17 by BATCH 00000762) standard | 0112-2---61987#ABI396 | https://cdd.iec.ch/cdd/iec61987/iec61987.nsf/PropertiesAllVersions/0112-2---61987%23ABI396
0112/2///61987#ABU372 | 001 | 03 | 0112/2///61987#ABU372#001 | reference to Pneumatic/hydraulic input |  |  |  |  | reference to block ABC514 |  | Id specified in IEC61987-12/-13: ABD144 |  |  |  | CLASS_REFERENCE_TYPE(0112/2///61987#ABC514) 0112/2///61987#ABC514 - Pneumatic/hydraulic input |  |  |  |  | DEPENDENT_P_DET | [5 empty] | 0112/2///61987#ABC053 - Type of auxiliary input [2] | 0112/2///61987#ABA000 |  |  |  | Standard |  |  |  | SC65E – IEC 61987 | 0112/2///61987#ABU347 - auxiliary input type [2] | C00004 |  | 0112-2---61987#ABU372 | https://cdd.iec.ch/cdd/iec61987/iec61987.nsf/PropertiesAllVersions/0112-2---61987%23ABU372
0112/2///61987#ABD630 | 001 | 04 | 0112/2///61987#ABD630#001 | maximum frequency of valve opening/closing |  |  |  |  | highest number of valve openings/closings per unit time that an actuator can support |  |  | 1/min |  |  | REAL_MEASURE_TYPE |  |  |  |  | NON_DEPENDENT_P_DET | [5 empty] | 0112/2///61987#ABD843 - Design conditions for actuators | 0112/2///61987#ABA000 | 0112/2///62720#UAA843 - reciprocal minute |  | 0112/2///61987#ABT560 - Frequency low | Standard |  |  |  |  | - | C00004 |  | 0112-2---61987#ABD630 | https://cdd.iec.ch/cdd/iec61987/iec61987.nsf/PropertiesAllVersions/0112-2---61987%23ABD630
0112/2///61987#ABD783 | 002 | 01 | 0112/2///61987#ABD783#002 | type of positioner mounting/mounting standard |  |  |  |  | classification of a positioner according to the method by which it is mounted on a valve or actuator or a standard describing the mounting method | [5 empty] | ENUM_CODE_TYPE(0112/2///61987#ABL452) |  |  |  |  | DEPENDENT_P_DET |  |  | 0112/2///61987#ABL452 | 0112/2///61987#ABM493 - IEC 60534-6-10112/2///61987#ABM494 - IEC 60534-6-2/VDE 38450112/2///61987#ABM495 - VDE 3847-10112/2///61987#ABM496 - VDE 3847-20112/2///61987#ABI407 - others |  | 0112/2///61987#ABE034 - Structural design of a positioner | 0112/2///61987#ABA000 |  |  |  | Standard |  |  |  |  | 0112/2///61987#ABI406 - empty_property | C00091 |  | 0112-2---61987#ABD783 | https://cdd.iec.ch/cdd/iec61987/iec61987.nsf/PropertiesAllVersions/0112-2---61987%23ABD783
0112/2///61987#ABF644 | 001 | 01 | 0112/2///61987#ABF644#001 | upper-range limit of normal volume flow rate |  |  |  |  | highest value of the volume flow rate that a device can be adjusted to operate within its specified limits |  |  | m³/h |  |  | REAL_MEASURE_TYPE |  |  |  |  | NON_DEPENDENT_P_DET | [5 empty] | 0112/2///61987#ABG346 - Normal process conditions [8] | 0112/2///61987#ABA000 | 0112/2///62720#UAA763 - metre cubed per hour |  | 0112/2///61987#ABT504 - Volume flow rate | Standard |  | IEC 61987 | IEC | SC65E | - | C00017 | 001-01 (2018-03-28 07:27:08 by BATCH 00000762) standard | 0112-2---61987#ABF644 | https://cdd.iec.ch/cdd/iec61987/iec61987.nsf/PropertiesAllVersions/0112-2---61987%23ABF644
0112/2///61987#ABB917 | 001 | 02 | 0112/2///61987#ABB917#001 | zero module |  |  |  |  | classification of a module to generate zero differential pressure at a differential pressure instrument inlet according to its fabrication | a zero module is used to adjust the zero point of a differential pressure instrument |  |  |  |  | STRING_TYPE |  |  |  |  | NON_DEPENDENT_P_DET | [5 empty] | 0112/2///61987#ABC645 - Structural design of the primary element of a differential pressure flow transmitter | 0112/2///61987#ABA000 |  |  |  | Standard |  |  |  | SC65E – IEC 61987 | - | C00004 |  | 0112-2---61987#ABB917 | https://cdd.iec.ch/cdd/iec61987/iec61987.nsf/PropertiesAllVersions/0112-2---61987%23ABB917
0112/2///61987#ABE230 | 001 | 05 | 0112/2///61987#ABE230#001 | reference to Performance variable [7] |  |  |  |  | reference to block ABD974 | [5 empty] | CLASS_REFERENCE_TYPE(0112/2///61987#ABD974) 0112/2///61987#ABD974 - Performance variable [7] |  |  |  |  | DEPENDENT_P_DET | [5 empty] | 0112/2///61987#ABD971 - Performance [12] | 0112/2///61987#ABA000 |  |  |  | Standard |  | IEC 61987 | IEC | IEC SC65E | 0112/2///61987#ABB636 - number of performance variables | C00112 |  | 0112-2---61987#ABE230 | https://cdd.iec.ch/cdd/iec61987/iec61987.nsf/PropertiesAllVersions/0112-2---61987%23ABE230
0112/2///61987#ABI221 | 001 | 01 | 0112/2///61987#ABI221#001 | maximum update time |  |  |  |  | maximum time between notifications that is used if no event change occurs | [5 empty] | REAL_TYPE |  |  |  |  | NON_DEPENDENT_P_DET | [5 empty] | 0112/2///61987#ABH920 - HART event notification parameters | 0112/2///61987#ABA000 |  |  |  | Standard |  |  |  | SC65E – IEC 61987 | - | C00019 | 001-01 (2018-03-28 07:27:16 by BATCH 00000762) standard | 0112-2---61987#ABI221 | https://cdd.iec.ch/cdd/iec61987/iec61987.nsf/PropertiesAllVersions/0112-2---61987%23ABI221
0112/2///61987#ABD046 | 001 | 02 | 0112/2///61987#ABD046#001 | reference to Measuring range for dynamic viscosity |  |  |  |  | reference to block ABC416 | [5 empty] | CLASS_REFERENCE_TYPE(0112/2///61987#ABC416) 0112/2///61987#ABC416 - Measuring range for dynamic viscosity |  |  |  |  | NON_DEPENDENT_P_DET | [5 empty] | 0112/2///61987#ABC211 - Dynamic viscosity measurement | 0112/2///61987#ABA000 |  |  |  | Standard |  |  |  | SC65E – IEC 61987 | - | C00004 |  | 0112-2---61987#ABD046 | https://cdd.iec.ch/cdd/iec61987/iec61987.nsf/PropertiesAllVersions/0112-2---61987%23ABD046
0112/2///61987#ABD004 | 002 | 01 | 0112/2///61987#ABD004#002 | reference to Material of measuring tube |  |  |  |  | reference to block ABC374 | [5 empty] | CLASS_REFERENCE_TYPE(0112/2///61987#ABC374) 0112/2///61987#ABC374 - Material of measuring tube |  |  |  |  | NON_DEPENDENT_P_DET | [5 empty] | 0112/2///61987#ABC246 - Flowtube assembly0112/2///61987#ABC445 - Meter run0112/2///61987#ABC638 - Structural design of a variable area flow transmitter or gauge | 0112/2///61987#ABA000 |  |  |  | Standard |  |  |  | SC65E – IEC 61987 | - | C00004 |  | 0112-2---61987#ABD004 | https://cdd.iec.ch/cdd/iec61987/iec61987.nsf/PropertiesAllVersions/0112-2---61987%23ABD004
0112/2///61987#ABB965 | 002 | 01 | 0112/2///61987#ABB965#002 | minimum step response time T63 |  |  |  |  | minimum time duration from a step change in the input signal to a system for the change in output of the system to reach for the first time 63% of its final steady state value |  |  | s |  |  | REAL_MEASURE_TYPE |  |  |  |  | NON_DEPENDENT_P_DET | [5 empty] | 0112/2///61987#ABC502 - Performance of remote seal | 0112/2///61987#ABA000 | 0112/2///62720#UAA972 - second |  | 0112/2///61987#ABT510 - Time/time duration short | Standard |  |  |  | SC65E – IEC 61987 | - | C00004 |  | 0112-2---61987#ABB965 | https://cdd.iec.ch/cdd/iec61987/iec61987.nsf/PropertiesAllVersions/0112-2---61987%23ABB965
0112/2///61987#ABD198 | 001 | 02 | 0112/2///61987#ABD198#001 | reference to Reference device conditions |  |  |  |  | reference to block ABC572 | [5 empty] | CLASS_REFERENCE_TYPE(0112/2///61987#ABC572) 0112/2///61987#ABC572 - Reference device conditions |  |  |  |  | NON_DEPENDENT_P_DET | [5 empty] | 0112/2///61987#ABC564 - Reference conditions for the performance variable [1]0112/2///61987#ABC569 - Reference conditions for the performance variable [2]0112/2///61987#ABC570 - Reference conditions of the device [1]0112/2///61987#ABC571 - Reference conditions of the device [2]0112/2///61987#ABE001 - Reference conditions for the performance variable [3]0112/2///61987#ABE002 - Reference conditions of the device [4] | 0112/2///61987#ABA000 |  |  |  | Standard |  |  |  | SC65E – IEC 61987 | - | C00004 |  | 0112-2---61987#ABD198 | https://cdd.iec.ch/cdd/iec61987/iec61987.nsf/PropertiesAllVersions/0112-2---61987%23ABD198
0112/2///61987#ABI436 | 001 | 01 | 0112/2///61987#ABI436#001 | designation of transportation |  |  |  |  | plain text characterizing a transportation of a product | [5 empty] | STRING_TYPE |  |  |  |  | NON_DEPENDENT_P_DET | [5 empty] | 0112/2///61987#ABI415 - Type of transportation | 0112/2///61987#ABA000 |  |  |  | Standard |  |  |  | SC65E – IEC 61987 | - | C00018 | 001-01 (2019-03-08 15:35:32 by BATCH 00000766) standard | 0112-2---61987#ABI436 | https://cdd.iec.ch/cdd/iec61987/iec61987.nsf/PropertiesAllVersions/0112-2---61987%23ABI436
0112/2///61987#ABB812 | 001 | 03 | 0112/2///61987#ABB812#001 | maximum influence of process pressure on density |  |  |  |  | change in output of a density measuring device caused by a change in process pressure with respect to reference conditions, expressed as the maximum error within the specified process pressure range |  |  | "(kg/m³)/bar" |  |  | REAL_MEASURE_TYPE |  |  |  |  | NON_DEPENDENT_P_DET | [5 empty] | 0112/2///61987#ABC282 - Influence of external quantities expressed for density0112/2///61987#ABI411 - Influence of external quantities expressed for density [2] | 0112/2///61987#ABA000 | 0112/2///62720#UAA621 - kilogram per metre cubed bar |  | 0112/2///61987#ABT588 - Density per pressure | Standard |  |  |  | SC65E – IEC 61987 | - | C00018 |  | 0112-2---61987#ABB812 | https://cdd.iec.ch/cdd/iec61987/iec61987.nsf/PropertiesAllVersions/0112-2---61987%23ABB812
0112/2///61987#ABP204 | 001 | 01 | 0112/2///61987#ABP204#001 | type of counter comparison |  |  |  |  | classification of a counter comparison according to the function it performs | [5 empty] | ENUM_CODE_TYPE(0112/2///61987#ABP312) |  |  |  |  | DEPENDENT_P_DET |  |  | 0112/2///61987#ABP312 | 0112/2///61987#ABP347 - greater than0112/2///61987#ABP348 - equal0112/2///61987#ABP349 - less than0112/2///61987#ABI407 - others |  | 0112/2///61987#ABC552 - Pulse input/output parameters | 0112/2///61987#ABA000 |  |  |  | Standard |  | IEC 61987 | IEC | IEC/SC 65E | 0112/2///61987#ABI406 - empty_property | C00128 | 001-01 (2023-01-23 14:53:53 by BATCH 00000807) standard | 0112-2---61987#ABP204 | https://cdd.iec.ch/cdd/iec61987/iec61987.nsf/PropertiesAllVersions/0112-2---61987%23ABP204
0112/2///61987#ABF428 | 001 | 01 | 0112/2///61987#ABF428#001 | standardized type of insert/element |  |  |  |  | classification of an insert/element according to its constructional design defined in a standard | [5 empty] | STRING_TYPE |  |  |  |  | NON_DEPENDENT_P_DET | [5 empty] | 0112/2///61987#ABF405 - Structural design of an insert/element | 0112/2///61987#ABA000 |  |  |  | Standard |  | IEC 61987 | IEC | SC65E | - | C00019 | 001-01 (2018-03-28 07:27:06 by BATCH 00000762) standard | 0112-2---61987#ABF428 | https://cdd.iec.ch/cdd/iec61987/iec61987.nsf/PropertiesAllVersions/0112-2---61987%23ABF428
0112/2///61987#ABP233 | 001 | 01 | 0112/2///61987#ABP233#001 | reference to Environmental design ratings [infrastructure device] |  |  |  |  | reference to block ABP029 | [5 empty] | CLASS_REFERENCE_TYPE(0112/2///61987#ABP029) 0112/2///61987#ABP029 - Environmental design ratings [infrastructure device] |  |  |  |  | NON_DEPENDENT_P_DET | [5 empty] | 0112/2///61987#ABP063 - Rated Operating Conditions [infrastructure device] | 0112/2///61987#ABA000 |  |  |  | Standard |  | IEC 61987 | IEC | IEC/SC 65E | - | C00128 | 001-01 (2023-01-23 14:53:53 by BATCH 00000807) standard | 0112-2---61987#ABP233 | https://cdd.iec.ch/cdd/iec61987/iec61987.nsf/PropertiesAllVersions/0112-2---61987%23ABP233
0112/2///61987#ABA402 | 002 | 01 | 0112/2///61987#ABA402#002 | type of voltage input |  |  |  |  | classification of a voltage input according to the range end-values of the information parameter and power supply | [5 empty] | ENUM_CODE_TYPE(0112/2///61987#ABJ808) |  |  |  |  | DEPENDENT_P_DET |  |  | 0112/2///61987#ABJ808 | 0112/2///61987#ABL749 - 0-10 V0112/2///61987#ABL750 - 2-10 V0112/2///61987#ABL751 - 0-5 V0112/2///61987#ABL752 - 1-5 V0112/2///61987#ABL753 - -5 - +5V0112/2///61987#ABL754 - -10 - +10V0112/2///61987#ABI407 - others |  | 0112/2///61987#ABC094 - Analog voltage input parameters0112/2///61987#ABP019 - Analog voltage input parameters [I/O module] | 0112/2///61987#ABA000 |  |  |  | Standard |  |  |  | SC65E – IEC 61987 | 0112/2///61987#ABI406 - empty_property | C00091 |  | 0112-2---61987#ABA402 | https://cdd.iec.ch/cdd/iec61987/iec61987.nsf/PropertiesAllVersions/0112-2---61987%23ABA402
0112/2///61987#ABB533 | 002 | 01 | 0112/2///61987#ABB533#002 | style of flow nozzle |  |  |  |  | classification of a flow nozzle according to the design of the throat | [5 empty] | ENUM_CODE_TYPE(0112/2///61987#ABL479) |  |  |  |  | DEPENDENT_P_DET |  |  | 0112/2///61987#ABL479 | 0112/2///61987#ABL143 - ISO 51670112/2///61987#ABM566 - ISA 19320112/2///61987#ABM567 - long radius0112/2///61987#ABM568 - ASME low beta0112/2///61987#ABM569 - ASME high beta0112/2///61987#ABM570 - ASME throat tap0112/2///61987#ABI407 - others |  | 0112/2///61987#ABC244 - Flow nozzle | 0112/2///61987#ABA000 |  |  |  | Standard |  |  |  | SC65E – IEC 61987 | 0112/2///61987#ABI406 - empty_property | C00091 |  | 0112-2---61987#ABB533 | https://cdd.iec.ch/cdd/iec61987/iec61987.nsf/PropertiesAllVersions/0112-2---61987%23ABB533
0112/2///61987#ABA511 | 001 | 02 | 0112/2///61987#ABA511#001 | designation of handheld |  |  |  |  | alphanumeric character sequence identifying a handheld | [5 empty] | STRING_TYPE |  |  |  |  | NON_DEPENDENT_P_DET | [5 empty] | 0112/2///61987#ABC263 - Handheld | 0112/2///61987#ABA000 |  |  |  | Standard |  |  |  | SC65E – IEC 61987 | - | C00004 |  | 0112-2---61987#ABA511 | https://cdd.iec.ch/cdd/iec61987/iec61987.nsf/PropertiesAllVersions/0112-2---61987%23ABA511
0112/2///61987#ABB819 | 001 | 04 | 0112/2///61987#ABB819#001 | average influence of ambient temperature on volume flow |  |  |  |  | change in output of a volume flow measuring device caused by a change in ambient temperature with respect to reference conditions, expressed as the average error across the specified ambient temperature range |  |  | "(m³/h)/K" |  |  | REAL_MEASURE_TYPE |  |  |  |  | NON_DEPENDENT_P_DET | [5 empty] | 0112/2///61987#ABC281 - Influence of external quantities expressed for volume flow | 0112/2///61987#ABA000 | 0112/2///62720#UAA764 - metre cubed per hour kelvin |  | 0112/2///61987#ABT502 - Volume flow rate per temperature | Standard |  |  |  | SC65E – IEC 61987 | - | C00018 |  | 0112-2---61987#ABB819 | https://cdd.iec.ch/cdd/iec61987/iec61987.nsf/PropertiesAllVersions/0112-2---61987%23ABB819
0112/2///61987#ABA467 | 005 | 01 | 0112/2///61987#ABA467#005 | equipment/device category |  |  |  |  | specific measures applied to the electrical apparatus to avoid ignition of a surrounding explosive atmosphere by such apparatus, where the category for intrinsic safety output is put in brackets | [5 empty] | ENUM_CODE_TYPE(0112/2///61987#ABJ745) |  |  | from EN 1999/92/EG Anex II 2.9 |  | DEPENDENT_P_DET |  |  | 0112/2///61987#ABJ745 | 0112/2///61987#ABK577 - (1)2D0112/2///61987#ABK578 - (1)2G0112/2///61987#ABK579 - (1)3D0112/2///61987#ABK580 - (1)3G0112/2///61987#ABK581 - (1)D0112/2///61987#ABK582 - (1)G0112/2///61987#ABK583 - (2)2D0112/2///61987#ABK584 - (2)2G0112/2///61987#ABK585 - (2)3D0112/2///61987#ABK586 - (2)3G0112/2///61987#ABK587 - (2)D0112/2///61987#ABK588 - (2)G0112/2///61987#ABK589 - (3)3D0112/2///61987#ABK590 - (3)3G0112/2///61987#ABK591 - (3)D0112/2///61987#ABK592 - (3)G0112/2///61987#ABK593 - 1/2D0112/2///61987#ABK594 - 1/2G0112/2///61987#ABK595 - 1/3D0112/2///61987#ABK596 - 1/3G0112/2///61987#ABK597 - 1D0112/2///61987#ABK598 - 1G0112/2///61987#ABK599 - 2/3D0112/2///61987#ABK600 - 2D0112/2///61987#ABK601 - 2G0112/2///61987#ABK602 - 3D0112/2///61987#ABK603 - 3G0112/2///61987#ABK604 - M10112/2///61987#ABK605 - M20112/2///61987#ABI407 - others |  | 0112/2///61987#ABC190 - Device group and category | 0112/2///61987#ABA000 |  |  |  | Standard |  |  |  | SC65E – IEC 61987 | 0112/2///61987#ABI406 - empty_property | C00091 |  | 0112-2---61987#ABA467 | https://cdd.iec.ch/cdd/iec61987/iec61987.nsf/PropertiesAllVersions/0112-2---61987%23ABA467
0112/2///61987#ABD331 | 004 | 01 | 0112/2///61987#ABD331#004 | minimum allowable absolute pressure |  |  |  |  | minimum absolute pressure for which the equipment is designed, as specified by the manufacturer |  |  | bar |  |  | REAL_MEASURE_TYPE |  |  | ISO 4126 MOD |  | NON_DEPENDENT_P_DET | [5 empty] | 0112/2///61987#ABC532 - Pressure-temperature design conditions0112/2///61987#ABC533 - Pressure-temperature design ratings0112/2///61987#ABE585 - Pressure-temperature design ratings [3]0112/2///61987#ABG477 - Pressure-temperature design conditions [temperature] | 0112/2///61987#ABA000 | 0112/2///62720#UAA323 - bar |  | 0112/2///61987#ABT524 - Pressure | Standard |  |  |  | SC65E – IEC 61987 | - | C00004 |  | 0112-2---61987#ABD331 | https://cdd.iec.ch/cdd/iec61987/iec61987.nsf/PropertiesAllVersions/0112-2---61987%23ABD331
0112/2///61987#ABF663 | 001 | 02 | 0112/2///61987#ABF663#001 | reference to Accuracy for a subrange of volume |  |  |  |  | reference to block ABE843 | [5 empty] | CLASS_REFERENCE_TYPE(0112/2///61987#ABE843) 0112/2///61987#ABE843 - Accuracy for a subrange of volume |  |  |  |  | DEPENDENT_P_DET | [5 empty] | 0112/2///61987#ABE836 - Absolute performance for volume | 0112/2///61987#ABA000 |  |  |  | Standard |  | IEC 61987 | IEC | IEC SC65E | 0112/2///61987#ABE842 - number of accuracies for a subrange of volume | C00112 |  | 0112-2---61987#ABF663 | https://cdd.iec.ch/cdd/iec61987/iec61987.nsf/PropertiesAllVersions/0112-2---61987%23ABF663
0112/2///61987#ABU361 | 001 | 03 | 0112/2///61987#ABU361#001 | reference to Pneumatic/hydraulic output [2] |  |  |  |  | reference to block ABC517 |  | Id specified in IEC61987-12/-13: ABD147 |  |  |  | CLASS_REFERENCE_TYPE(0112/2///61987#ABC517) 0112/2///61987#ABC517 - Pneumatic/hydraulic output [2] |  |  |  |  | DEPENDENT_P_DET | [5 empty] | 0112/2///61987#ABC668 - Type of output [5] | 0112/2///61987#ABA000 |  |  |  | Standard |  |  |  | SC65E – IEC 61987 | 0112/2///61987#ABU346 - output type [5] | C00004 |  | 0112-2---61987#ABU361 | https://cdd.iec.ch/cdd/iec61987/iec61987.nsf/PropertiesAllVersions/0112-2---61987%23ABU361
0112/2///61987#ABE063 | 001 | 02 | 0112/2///61987#ABE063#001 | reference to Available power supply [2] |  |  |  |  | reference to block ABD807 | [5 empty] | CLASS_REFERENCE_TYPE(0112/2///61987#ABD807) 0112/2///61987#ABD807 - Available power supply [2] |  |  |  |  | NON_DEPENDENT_P_DET | [5 empty] | 0112/2///61987#ABD977 - Physical location [3] | 0112/2///61987#ABA000 |  |  |  | Standard |  |  |  |  | - | C00004 |  | 0112-2---61987#ABE063 | https://cdd.iec.ch/cdd/iec61987/iec61987.nsf/PropertiesAllVersions/0112-2---61987%23ABE063
0112/2///61987#ABA216 | 002 | 01 | 0112/2///61987#ABA216#002 | style of electrical contact |  |  |  |  | classification of an electrical contact according to the number of outputs | [5 empty] | ENUM_CODE_TYPE(0112/2///61987#ABL631) |  |  |  |  | DEPENDENT_P_DET |  |  | 0112/2///61987#ABL631 | 0112/2///61987#ABN135 - single0112/2///61987#ABN136 - double0112/2///61987#ABN139 - triple0112/2///61987#ABN140 - quadruple0112/2///61987#ABI407 - others |  | 0112/2///61987#ABC223 - Electromechanical contact parameters | 0112/2///61987#ABA000 |  |  |  | Standard |  |  |  | SC65E – IEC 61987 | 0112/2///61987#ABI406 - empty_property | C00091 |  | 0112-2---61987#ABA216 | https://cdd.iec.ch/cdd/iec61987/iec61987.nsf/PropertiesAllVersions/0112-2---61987%23ABA216
0112/2///61987#ABD244 | 001 | 02 | 0112/2///61987#ABD244#001 | reference to Structural design [remote/separate transmitter] |  |  |  |  | reference to block ABC618 | [5 empty] | CLASS_REFERENCE_TYPE(0112/2///61987#ABC618) 0112/2///61987#ABC618 - Structural design [remote/separate transmitter] |  |  |  |  | NON_DEPENDENT_P_DET | [5 empty] | 0112/2///61987#ABC437 - Mechanical and electrical construction [remote/separate transmitter] | 0112/2///61987#ABA000 |  |  |  | Standard |  |  |  | SC65E – IEC 61987 | - | C00004 |  | 0112-2---61987#ABD244 | https://cdd.iec.ch/cdd/iec61987/iec61987.nsf/PropertiesAllVersions/0112-2---61987%23ABD244
0112/2///61987#ABB623 | 002 | 01 | 0112/2///61987#ABB623#002 | upper limit value of the proportional range of a manufacturer-specific pulse/frequency signal |  |  |  |  | highest value that an analog pulse/frequency signal can assume and still exhibit linear behaviour |  |  | Hz |  |  | REAL_MEASURE_TYPE |  |  |  |  | NON_DEPENDENT_P_DET | [5 empty] | 0112/2///61987#ABC486 - Parameters of a manufacturer-specific analog pulse/frequency signal | 0112/2///61987#ABA000 | 0112/2///62720#UAA170 - hertz |  | 0112/2///61987#ABT561 - Frequency | Standard |  | IEC 61987 | IEC | IEC/SC 65E | - | C00112 |  | 0112-2---61987#ABB623 | https://cdd.iec.ch/cdd/iec61987/iec61987.nsf/PropertiesAllVersions/0112-2---61987%23ABB623
0112/2///61987#ABH016 | 001 | 01 | 0112/2///61987#ABH016#001 | reference to Total fluid [density] |  |  |  |  | reference to block ABG456 | [5 empty] | CLASS_REFERENCE_TYPE(0112/2///61987#ABG456) 0112/2///61987#ABG456 - Total fluid [density] |  |  |  |  | NON_DEPENDENT_P_DET | [5 empty] | 0112/2///61987#ABH054 - Process case variables [density] | 0112/2///61987#ABA000 |  |  |  | Standard |  | IEC 61987 | IEC | SC65E | - | C00017 | 001-01 (2018-03-28 07:27:13 by BATCH 00000762) standard | 0112-2---61987#ABH016 | https://cdd.iec.ch/cdd/iec61987/iec61987.nsf/PropertiesAllVersions/0112-2---61987%23ABH016
0112/2///61987#ABA410 | 006 | 01 | 0112/2///61987#ABA410#006 | reference standard for climate class |  |  |  |  | standard to which a climate class refers | [5 empty] | ENUM_CODE_TYPE(0112/2///61987#ABL454) |  |  |  |  | DEPENDENT_P_DET |  |  | 0112/2///61987#ABL454 | 0112/2///61987#ABM497 - IEC 607210112/2///61987#ABM499 - IEC 60654-10112/2///61987#ABI407 - others |  | 0112/2///61987#ABC450 - Normal environmental design conditions0112/2///61987#ABD509 - Normal environmental conditions [1]0112/2///61987#ABD944 - Normal environmental conditions [2]0112/2///61987#ABD945 - Normal environmental design conditions [3]0112/2///61987#ABD946 - Normal environmental design conditions [2]0112/2///61987#ABE367 - Normal environmental conditions [4]0112/2///61987#ABE371 - Normal environmental conditions [3]0112/2///61987#ABE588 - Normal environmental conditions [5]0112/2///61987#ABC449 - Normal environmental conditions | 0112/2///61987#ABA000 |  |  |  | Standard |  |  |  | SC65E – IEC 61987 | 0112/2///61987#ABI406 - empty_property | C00091 |  | 0112-2---61987#ABA410 | https://cdd.iec.ch/cdd/iec61987/iec61987.nsf/PropertiesAllVersions/0112-2---61987%23ABA410
0112/2///61987#ABD554 | 001 | 04 | 0112/2///61987#ABD554#001 | closing time for on/off operation |  |  |  |  | user requirement placed on the overall closing time of an on/off valve |  |  | s |  |  | REAL_MEASURE_TYPE |  |  |  |  | NON_DEPENDENT_P_DET | [5 empty] | 0112/2///61987#ABD843 - Design conditions for actuators | 0112/2///61987#ABA000 | 0112/2///62720#UAA972 - second |  | 0112/2///61987#ABT510 - Time/time duration short | Standard |  |  |  |  | - | C00004 |  | 0112-2---61987#ABD554 | https://cdd.iec.ch/cdd/iec61987/iec61987.nsf/PropertiesAllVersions/0112-2---61987%23ABD554
0112/2///61987#ABF208 | 001 | 01 | 0112/2///61987#ABF208#001 | distance of readability |  |  |  |  | maximum distance from which markings on an object can be clearly seen |  |  | m |  |  | REAL_MEASURE_TYPE |  |  |  |  | NON_DEPENDENT_P_DET | [5 empty] | 0112/2///61987#ABF162 - Indicator rail0112/2///61987#ABF277 - Indicator for sight glass | 0112/2///61987#ABA000 | 0112/2///62720#UAA726 - metre |  | 0112/2///61987#ABT548 - Length short | Standard |  | IEC 61987 | IEC | SC65E | - | C00018 | 001-01 (2018-03-28 07:27:05 by BATCH 00000762) standard | 0112-2---61987#ABF208 | https://cdd.iec.ch/cdd/iec61987/iec61987.nsf/PropertiesAllVersions/0112-2---61987%23ABF208
0112/2///61987#ABJ603 | 001 | 02 | 0112/2///61987#ABJ603#001 | country/organization for customs tariff number |  |  |  |  | country or organization to which the statement of the customs tariff number refers | [5 empty] | STRING_TYPE |  |  |  |  | NON_DEPENDENT_P_DET | [5 empty] | 0112/2///61987#ABI413 - Packaging and transportation | 0112/2///61987#ABA000 |  |  |  | Standard |  |  |  | SC65E – IEC 61987 | - | C00018 |  | 0112-2---61987#ABJ603 | https://cdd.iec.ch/cdd/iec61987/iec61987.nsf/PropertiesAllVersions/0112-2---61987%23ABJ603
0112/2///61987#ABC710 | 005 | 02 | 0112/2///61987#ABC710#005 | reference to Additional component |  |  |  |  | reference to block ABC080 | [5 empty] | CLASS_REFERENCE_TYPE(0112/2///61987#ABC080) 0112/2///61987#ABC080 - Additional component |  |  |  |  | DEPENDENT_P_DET | [5 empty] | 0112/2///61987#ABA005 - Device LOP for flow transmitter0112/2///61987#ABA006 - Device LOP for coriolis mass flow transmitter0112/2///61987#ABA007 - Device LOP for swirl flow transmitter0112/2///61987#ABA008 - Device LOP for electromagnetic flow transmitter0112/2///61987#ABA009 - Device LOP for electromagnetic insertion flow transmitter0112/2///61987#ABA010 - Device LOP for orifice/differential pressure flow transmitter0112/2///61987#ABA013 - Device LOP for (oval) gear flow transmitter/gauge0112/2///61987#ABA014 - Device LOP for piston flow transmitter/gauge0112/2///61987#ABA016 - Device LOP for thermal mass flow transmitter0112/2///61987#ABA018 - Device LOP for turbine/propeller/Woltmann flow transmitter/gauge0112/2///61987#ABA019 - Device LOP for ultrasonic flow transmitter0112/2///61987#ABA020 - Device LOP for variable area flow transmitter/gauge0112/2///61987#ABA022 - Device LOP for vortex flow transmitter0112/2///61987#ABA023 - Device LOP for positive displacement flow transmitter/gauge0112/2///61987#ABA024 - Device LOP for helix flow transmitter/gauge0112/2///61987#ABA025 - Device LOP for remote/separate transmitter0112/2///61987#ABA029 - Device LOP for absolute/gauge pressure transmitter0112/2///61987#ABA031 - Device LOP for differential pressure transmitter0112/2///61987#ABA032 - Device LOP for absolute/gauge pressure gauge0112/2///61987#ABA034 - Device LOP for differential pressure gauge0112/2///61987#ABA035 - Device LOP for remote seal0112/2///61987#ABE321 - Device LOP for positioner0112/2///61987#ABE630 - Device LOP for limit switch0112/2///61987#ABE631 - Device LOP for solenoid valve0112/2///61987#ABE634 - Device LOP for I/P converter0112/2///61987#ABE728 - Device LOP for magnetic level gauge0112/2///61987#ABE729 - Device LOP for sight level gauge0112/2///61987#ABE730 - Device LOP for rotary paddle switch0112/2///61987#ABE732 - Device LOP for vibrating level switch0112/2///61987#ABE733 - Device LOP for optical level switch0112/2///61987#ABE735 - Device LOP for level transmitter0112/2///61987#ABE736 - Device LOP for displacer level transmitter/switch0112/2///61987#ABE737 - Device LOP for capacitance level transmitter/switch0112/2///61987#ABE738 - Device LOP for conductance level transmitter/switch0112/2///61987#ABE739 - Device LOP for float level transmitter/switch0112/2///61987#ABE740 - Device LOP for hydrostatic pressure level transmitter0112/2///61987#ABE741 - Device LOP for plumb bob level transmitter0112/2///61987#ABE742 - Device LOP for free-space radar level transmitter0112/2///61987#ABE743 - Device LOP for guided-wave radar level transmitter/switch0112/2///61987#ABE744 - Device LOP for ultrasonic level transmitter0112/2///61987#ABE745 - Device LOP for ultrasonic level switch0112/2///61987#ABE746 - Device LOP for nuclear level transmitter/switch0112/2///61987#ABE747 - Device LOP for laser level transmitter0112/2///61987#ABE748 - Device LOP for servo level transmitter0112/2///61987#ABE749 - Device LOP for microwave level switch0112/2///61987#ABE750 - Device LOP for sight level indicator0112/2///61987#ABE755 - Device LOP for level switch0112/2///61987#ABE756 - Device LOP for separate level transmitter/switching unit0112/2///61987#ABE759 - Device LOP for temperature gauge0112/2///61987#ABE760 - Device LOP for contact temperature transmitter0112/2///61987#ABE761 - Device LOP for radiation thermometer0112/2///61987#ABE762 - Device LOP for temperature connection head0112/2///61987#ABE763 - Device LOP for insert/element0112/2///61987#ABE764 - Device LOP for separate temperature transmitter0112/2///61987#ABE765 - Device LOP for thermowell0112/2///61987#ABE766 - Device LOP for thermowell extension0112/2///61987#ABE767 - Device LOP for temperature transmitter0112/2///61987#ABF858 - Device LOP for buoyancy density transmitter0112/2///61987#ABF859 - Device LOP for refractive index density transmitter0112/2///61987#ABF860 - Device LOP for vibrating tube density transmitter0112/2///61987#ABF861 - Device LOP for radiometric density transmitter0112/2///61987#ABF862 - Device LOP for vibrating fork/rod density transmitter0112/2///61987#ABF863 - Device LOP for ultrasonic density transmitter0112/2///61987#ABF864 - Device LOP for microwave density transmitter0112/2///61987#ABF865 - Device LOP for density transmitter0112/2///61987#ABF866 - Device LOP for separate density transmitter0112/2///61987#ABV520 - Device LOP for position transmitter0112/2///61987#ABE731 - Device LOP for thermal level switch0112/2///61987#ABE310 - Device LOP for valve body assembly0112/2///61987#ABE311 - Device LOP for globe valve0112/2///61987#ABE312 - Device LOP for gate valve0112/2///61987#ABE313 - Device LOP for diaphragm/pinch valve0112/2///61987#ABE314 - Device LOP for butterfly valve0112/2///61987#ABE315 - Device LOP for eccentric plug valve0112/2///61987#ABE316 - Device LOP for plug valve0112/2///61987#ABE317 - Device LOP for ball valve0112/2///61987#ABE318 - Device LOP for pressure reducing regulator or back pressure/excess pressure regulator0112/2///61987#ABE319 - Device LOP for pneumatic linear actuator0112/2///61987#ABE320 - Device LOP for pneumatic rotary actuator0112/2///61987#ABE632 - Device LOP for filter regulator0112/2///61987#ABE633 - Device LOP for restriction orifice/diffuser0112/2///61987#ABE751 - Device LOP for stilling well0112/2///61987#ABE752 - Device LOP for window0112/2///61987#ABE753 - Device LOP for bypass/measuring chamber0112/2///61987#ABA037 - Device LOP for pressure measurement manifold | 0112/2///61987#ABA000 |  |  |  | Standard |  | IEC 61987 | IEC | IEC SC65E | 0112/2///61987#ABA293 - number of additional components | C00112 |  | 0112-2---61987#ABC710 | https://cdd.iec.ch/cdd/iec61987/iec61987.nsf/PropertiesAllVersions/0112-2---61987%23ABC710
0112/2///61987#ABA290 | 009 | 01 | 0112/2///61987#ABA290#009 | type of component |  |  |  |  | classification of a component according to its role | [5 empty] | STRING_TYPE |  |  |  |  | NON_DEPENDENT_P_DET | [5 empty] | 0112/2///61987#ABC164 - Component part0112/2///61987#ABA441 - Device | 0112/2///61987#ABA000 |  |  |  | Standard |  | IEC 61987 | IEC | IEC/SC 65E | - | C00112 |  | 0112-2---61987#ABA290 | https://cdd.iec.ch/cdd/iec61987/iec61987.nsf/PropertiesAllVersions/0112-2---61987%23ABA290
0112/2///61987#ABA915 | 001 | 04 | 0112/2///61987#ABA915#001 | diameter of orifice plate |  |  |  |  | outer diameter of an orifice plate |  |  | mm |  |  | REAL_MEASURE_TYPE |  |  |  |  | NON_DEPENDENT_P_DET | [5 empty] | 0112/2///61987#ABC465 - Orifice plate and holder | 0112/2///61987#ABA000 | 0112/2///62720#UAA862 - millimetre |  | 0112/2///61987#ABT548 - Length short | Standard |  |  |  | SC65E – IEC 61987 | - | C00004 |  | 0112-2---61987#ABA915 | https://cdd.iec.ch/cdd/iec61987/iec61987.nsf/PropertiesAllVersions/0112-2---61987%23ABA915
0112/2///61987#ABD615 | 001 | 02 | 0112/2///61987#ABD615#001 | material of piston sealing rings |  |  |  |  | material from which the piston sealing rings are made | [5 empty] | STRING_TYPE |  |  |  |  | NON_DEPENDENT_P_DET | [5 empty] | 0112/2///61987#ABE032 - Structural design of a pneumatic linear actuator0112/2///61987#ABE033 - Structural design of a pneumatic rotary actuator | 0112/2///61987#ABA000 |  |  |  | Standard |  |  |  |  | - | C00004 |  | 0112-2---61987#ABD615 | https://cdd.iec.ch/cdd/iec61987/iec61987.nsf/PropertiesAllVersions/0112-2---61987%23ABD615
0112/2///61987#ABE947 | 001 | 02 | 0112/2///61987#ABE947#001 | set lower range end-value of interval of ullage | lower range end-value of interval of freeboard |  |  |  | value defining the start of a subrange for ullage |  |  | m |  |  | REAL_MEASURE_TYPE |  |  |  |  | NON_DEPENDENT_P_DET | [5 empty] | 0112/2///61987#ABE946 - Accuracy for a subrange of ullage | 0112/2///61987#ABA000 | 0112/2///62720#UAA726 - metre |  | 0112/2///61987#ABT548 - Length short | Standard |  | IEC 61987 | IEC | IEC/SC 65E | - | C00128 |  | 0112-2---61987#ABE947 | https://cdd.iec.ch/cdd/iec61987/iec61987.nsf/PropertiesAllVersions/0112-2---61987%23ABE947
0112/2///61987#ABJ696 | 001 | 01 | 0112/2///61987#ABJ696#001 | designation of other measurement technology block |  |  |  |  | name of the other measurement technology block | [5 empty] | STRING_TYPE |  |  |  |  | NON_DEPENDENT_P_DET | [5 empty] | 0112/2///61987#ABJ615 - Other measurement technology block | 0112/2///61987#ABA000 |  |  |  | Standard |  |  |  | SC65E – IEC 61987 | - | C00018 | 001-01 (2019-03-08 15:35:34 by BATCH 00000766) standard | 0112-2---61987#ABJ696 | https://cdd.iec.ch/cdd/iec61987/iec61987.nsf/PropertiesAllVersions/0112-2---61987%23ABJ696
0112/2///61987#ABJ654 | 001 | 01 | 0112/2///61987#ABJ654#001 | ACCUMULATED_OUT_STATUS |  |  |  |  | parameter indicating the status of an accumulated block output | [5 empty] | INT_TYPE |  |  |  |  | NON_DEPENDENT_P_DET | [5 empty] | 0112/2///61987#ABJ626 - ACCUMULATED_OUT | 0112/2///61987#ABA000 |  |  |  | Standard |  |  |  | SC65E – IEC 61987 | - | C00019 | 001-01 (2019-03-08 15:35:34 by BATCH 00000766) standard | 0112-2---61987#ABJ654 | https://cdd.iec.ch/cdd/iec61987/iec61987.nsf/PropertiesAllVersions/0112-2---61987%23ABJ654
0112/2///61987#ABE250 | 002 | 01 | 0112/2///61987#ABE250#002 | reference to Process equipment [2] |  |  |  |  | reference to block ABD994 | [5 empty] | CLASS_REFERENCE_TYPE(0112/2///61987#ABD994) 0112/2///61987#ABD994 - Process equipment [2] |  |  |  |  | NON_DEPENDENT_P_DET | [5 empty] | 0112/2///61987#ABE307 - Operating LOP for valve body assembly and process pressure regulator0112/2///61987#ABE656 - Operating LOP for flow modification accessory | 0112/2///61987#ABA000 |  |  |  | Standard |  |  |  |  | - | C00004 |  | 0112-2---61987#ABE250 | https://cdd.iec.ch/cdd/iec61987/iec61987.nsf/PropertiesAllVersions/0112-2---61987%23ABE250
0112/2///61987#ABB689 | 001 | 04 | 0112/2///61987#ABB689#001 | humidity |  |  |  |  | relative humidity to which a statement on its influence applies |  |  | % |  |  | REAL_MEASURE_TYPE |  |  |  |  | NON_DEPENDENT_P_DET | [5 empty] | 0112/2///61987#ABC284 - Influence of humidity at selected test point | 0112/2///61987#ABA000 | 0112/2///62720#UAA000 - percent |  | 0112/2///61987#ABT533 - Percentage | Standard |  |  |  | SC65E – IEC 61987 | - | C00004 |  | 0112-2---61987#ABB689 | https://cdd.iec.ch/cdd/iec61987/iec61987.nsf/PropertiesAllVersions/0112-2---61987%23ABB689
0112/2///61987#ABA136 | 004 | 01 | 0112/2///61987#ABA136#004 | number of design deratings |  |  |  |  | @number of design deratings |  | cardinality property |  |  |  | INT_TYPE |  |  |  |  | CONDITION_DET | [5 empty] | 0112/2///61987#ABC532 - Pressure-temperature design conditions0112/2///61987#ABC533 - Pressure-temperature design ratings0112/2///61987#ABD985 - Pressure-temperature design conditions [2]0112/2///61987#ABD986 - Pressure-temperature design ratings [2]0112/2///61987#ABE595 - Pressure-temperature design ratings [4]0112/2///61987#ABG477 - Pressure-temperature design conditions [temperature] | 0112/2///61987#ABA000 |  |  |  | Standard |  |  |  | SC65E – IEC 61987 | - | C00004 |  | 0112-2---61987#ABA136 | https://cdd.iec.ch/cdd/iec61987/iec61987.nsf/PropertiesAllVersions/0112-2---61987%23ABA136
0112/2///61987#ABB536 | 001 | 04 | 0112/2///61987#ABB536#001 | length of flow nozzle |  |  |  |  | horizontal distance between the front and back of a flow nozzle when standing vertically |  |  | mm |  |  | REAL_MEASURE_TYPE |  |  |  |  | NON_DEPENDENT_P_DET | [5 empty] | 0112/2///61987#ABC244 - Flow nozzle | 0112/2///61987#ABA000 | 0112/2///62720#UAA862 - millimetre |  | 0112/2///61987#ABT548 - Length short | Standard |  |  |  | SC65E – IEC 61987 | - | C00004 |  | 0112-2---61987#ABB536 | https://cdd.iec.ch/cdd/iec61987/iec61987.nsf/PropertiesAllVersions/0112-2---61987%23ABB536
0112/2///61987#ABD234 | 001 | 02 | 0112/2///61987#ABD234#001 | reference to Structural design [orifice/differential pressure flow transmitter] |  |  |  |  | reference to block ABC608 | [5 empty] | CLASS_REFERENCE_TYPE(0112/2///61987#ABC608) 0112/2///61987#ABC608 - Structural design [orifice/differential pressure flow transmitter] |  |  |  |  | NON_DEPENDENT_P_DET | [5 empty] | 0112/2///61987#ABC427 - Mechanical and electrical construction [orifice/differential pressure flow transmitter] | 0112/2///61987#ABA000 |  |  |  | Standard |  |  |  | SC65E – IEC 61987 | - | C00004 |  | 0112-2---61987#ABD234 | https://cdd.iec.ch/cdd/iec61987/iec61987.nsf/PropertiesAllVersions/0112-2---61987%23ABD234
0112/2///61987#ABD525 | 004 | 01 | 0112/2///61987#ABD525#004 | type of fluid |  |  |  |  | classification of a fluid according to its chemical composition or name | [5 empty] | STRING_TYPE |  |  |  |  | NON_DEPENDENT_P_DET | [5 empty] | 0112/2///61987#ABC519 - Pneumatic/hydraulic supply [1]0112/2///61987#ABC520 - Pneumatic/hydraulic supply [2] | 0112/2///61987#ABA000 |  |  |  | Standard |  |  |  | SC65E – IEC 61987 | - | C00004 |  | 0112-2---61987#ABD525 | https://cdd.iec.ch/cdd/iec61987/iec61987.nsf/PropertiesAllVersions/0112-2---61987%23ABD525
0112/2///61987#ABD567 | 001 | 02 | 0112/2///61987#ABD567#001 | designation of angular limit stop |  |  |  |  | alphanumeric character sequence identifying an angular limit stop | [5 empty] | STRING_TYPE |  |  |  |  | NON_DEPENDENT_P_DET | [5 empty] | 0112/2///61987#ABD803 - Angular limit stop | 0112/2///61987#ABA000 |  |  |  | Standard |  |  |  |  | - | C00004 |  | 0112-2---61987#ABD567 | https://cdd.iec.ch/cdd/iec61987/iec61987.nsf/PropertiesAllVersions/0112-2---61987%23ABD567
0112/2///61987#ABE408 | 001 | 05 | 0112/2///61987#ABE408#001 | reference to Surface treatment of sealing edge |  |  |  |  | reference to block ABE407 | [5 empty] | CLASS_REFERENCE_TYPE(0112/2///61987#ABE407) 0112/2///61987#ABE407 - Surface treatment of sealing edge |  |  |  |  | DEPENDENT_P_DET | [5 empty] | 0112/2///61987#ABE008 - Seat0112/2///61987#ABE403 - Closure member | 0112/2///61987#ABA000 |  |  |  | Standard |  | IEC 61987 | IEC | IEC SC65E | 0112/2///61987#ABD675 - number of seats | C00112 |  | 0112-2---61987#ABE408 | https://cdd.iec.ch/cdd/iec61987/iec61987.nsf/PropertiesAllVersions/0112-2---61987%23ABE408
0112/2///61987#ABD749 | 002 | 01 | 0112/2///61987#ABD749#002 | type of dust sleeve |  |  |  |  | classification of a dust sleeve according to its design | [5 empty] | STRING_TYPE |  |  |  |  | NON_DEPENDENT_P_DET | [5 empty] | 0112/2///61987#ABE026 - Structural design of a ball valve0112/2///61987#ABE027 - Structural design of a butterfly valve0112/2///61987#ABE029 - Structural design of a gate valve0112/2///61987#ABE030 - Structural design of a globe valve0112/2///61987#ABE035 - Structural design of a pressure reducing regulator or back pressure/excess pressure regulator0112/2///61987#ABE611 - Structural design of a filter regulator | 0112/2///61987#ABA000 |  |  |  | Standard |  |  |  |  | - | C00004 |  | 0112-2---61987#ABD749 | https://cdd.iec.ch/cdd/iec61987/iec61987.nsf/PropertiesAllVersions/0112-2---61987%23ABD749
0112/2///61987#ABP279 | 001 | 01 | 0112/2///61987#ABP279#001 | reference to Thermocouple input [I/O module] |  |  |  |  | reference to block ABP075 | [5 empty] | CLASS_REFERENCE_TYPE(0112/2///61987#ABP075) 0112/2///61987#ABP075 - Thermocouple input [I/O module] |  |  |  |  | NON_DEPENDENT_P_DET | [5 empty] | 0112/2///61987#ABP044 - Input [I/O module] | 0112/2///61987#ABA000 |  |  |  | Standard |  | IEC 61987 | IEC | IEC/SC 65E | - | C00128 | 001-01 (2023-01-23 14:53:53 by BATCH 00000807) standard | 0112-2---61987#ABP279 | https://cdd.iec.ch/cdd/iec61987/iec61987.nsf/PropertiesAllVersions/0112-2---61987%23ABP279
0112/2///61987#ABA259 | 001 | 01 | 0112/2///61987#ABA259#001 | reference to Additional information |  |  |  |  | reference to block ABI573 | [5 empty] | CLASS_REFERENCE_TYPE(0112/2///61987#ABI573) 0112/2///61987#ABI573 - Additional information |  |  |  |  | NON_DEPENDENT_P_DET | [5 empty] | 0112/2///61987#ABA439 - Administrative information | 0112/2///61987#ABA000 |  |  |  | Standard |  | IEC 61987 |  | SC65E – IEC 61987 | - | C00018 | 001-01 (2019-03-08 15:35:28 by BATCH 00000766) standard | 0112-2---61987#ABA259 | https://cdd.iec.ch/cdd/iec61987/iec61987.nsf/PropertiesAllVersions/0112-2---61987%23ABA259
0112/2///61987#ABA552 | 001 | 06 | 0112/2///61987#ABA552#001 | set upper range end-value of frequency input/output |  |  |  |  | frequency value defining the end of a signal range of an input or output |  |  | Hz |  |  | REAL_MEASURE_TYPE |  |  |  |  | NON_DEPENDENT_P_DET | [5 empty] | 0112/2///61987#ABC249 - Frequency input/output parameters | 0112/2///61987#ABA000 | 0112/2///62720#UAA170 - hertz |  | 0112/2///61987#ABT561 - Frequency | Standard |  | IEC 61987 | IEC | IEC/SC 65E | - | C00128 |  | 0112-2---61987#ABA552 | https://cdd.iec.ch/cdd/iec61987/iec61987.nsf/PropertiesAllVersions/0112-2---61987%23ABA552
0112/2///61987#ABJ500 | 001 | 01 | 0112/2///61987#ABJ500#001 | reference to DISCRETE_REMOTE_SETPOINT |  |  |  |  | reference to block ABI862 | [5 empty] | CLASS_REFERENCE_TYPE(0112/2///61987#ABI862) 0112/2///61987#ABI862 - DISCRETE_REMOTE_SETPOINT |  |  |  |  | NON_DEPENDENT_P_DET | [5 empty] | 0112/2///61987#ABH890 - Discrete output function block | 0112/2///61987#ABA000 |  |  |  | Standard |  |  |  | SC65E – IEC 61987 | - | C00018 | 001-01 (2019-03-08 15:35:33 by BATCH 00000766) standard | 0112-2---61987#ABJ500 | https://cdd.iec.ch/cdd/iec61987/iec61987.nsf/PropertiesAllVersions/0112-2---61987%23ABJ500
0112/2///61987#ABJ717 | 001 | 02 | 0112/2///61987#ABJ717#001 | reference to PULSE_OUTPUT |  |  |  |  | reference to block ABJ625 | [5 empty] | CLASS_REFERENCE_TYPE(0112/2///61987#ABJ625) 0112/2///61987#ABJ625 - PULSE_OUTPUT |  |  |  |  | DEPENDENT_P_DET | [5 empty] | 0112/2///61987#ABH901 - Pulse input function block | 0112/2///61987#ABA000 |  |  |  | Standard |  | IEC 61987 | IEC | IEC SC65E | 0112/2///61987#ABJ677 - number of PULSE_OUTPUTs | C00112 |  | 0112-2---61987#ABJ717 | https://cdd.iec.ch/cdd/iec61987/iec61987.nsf/PropertiesAllVersions/0112-2---61987%23ABJ717
0112/2///61987#ABC798 | 001 | 02 | 0112/2///61987#ABC798#001 | reference to Configuration of a manufacturer-specific binary signal |  |  |  |  | reference to block ABC168 | [5 empty] | CLASS_REFERENCE_TYPE(0112/2///61987#ABC168) 0112/2///61987#ABC168 - Configuration of a manufacturer-specific binary signal |  |  |  |  | NON_DEPENDENT_P_DET | [5 empty] | 0112/2///61987#ABC335 - Manufacturer-specific parameters | 0112/2///61987#ABA000 |  |  |  | Standard |  |  |  | SC65E – IEC 61987 | - | C00004 |  | 0112-2---61987#ABC798 | https://cdd.iec.ch/cdd/iec61987/iec61987.nsf/PropertiesAllVersions/0112-2---61987%23ABC798
0112/2///61987#ABA521 | 002 | 01 | 0112/2///61987#ABA521#002 | style of remote configuration |  |  |  |  | classification of a remote configuration tool according to the standard on which it is based | [5 empty] | ENUM_CODE_TYPE(0112/2///61987#ABL405) |  |  |  |  | DEPENDENT_P_DET |  |  | 0112/2///61987#ABL405 | 0112/2///61987#ABM317 - FDI0112/2///61987#ABM147 - DTM0112/2///61987#ABM319 - EDDL0112/2///61987#ABM320 - manufacturer-specific0112/2///61987#ABI407 - others |  | 0112/2///61987#ABC576 - Remote configuration tool | 0112/2///61987#ABA000 |  |  |  | Standard |  |  |  | SC65E – IEC 61987 | 0112/2///61987#ABI406 - empty_property | C00091 |  | 0112-2---61987#ABA521 | https://cdd.iec.ch/cdd/iec61987/iec61987.nsf/PropertiesAllVersions/0112-2---61987%23ABA521
0112/2///61987#ABH382 | 001 | 01 | 0112/2///61987#ABH382#001 | material of temperature sensor |  |  |  |  | material of which a temperature sensor is made | [5 empty] | STRING_TYPE |  |  |  |  | NON_DEPENDENT_P_DET | [5 empty] | 0112/2///61987#ABF417 - Temperature sensor | 0112/2///61987#ABA000 |  |  |  | Standard |  |  |  | SC65E – IEC 61987 | - | C0018 | 001-01 (2018-03-28 07:27:15 by BATCH 00000762) standard | 0112-2---61987#ABH382 | https://cdd.iec.ch/cdd/iec61987/iec61987.nsf/PropertiesAllVersions/0112-2---61987%23ABH382
0112/2///61987#ABU892 | 001 | 01 | 0112/2///61987#ABU892#001 | reference to Type of performance variable [13] |  |  |  |  | reference to block ABG279 | [5 empty] | CLASS_REFERENCE_TYPE(0112/2///61987#ABG279) 0112/2///61987#ABG279 - Type of performance variable [13] |  |  |  |  | NON_DEPENDENT_P_DET | [5 empty] | 0112/2///61987#ABG253 - Performance variable [13] | 0112/2///61987#ABA000 |  |  |  | Standard |  | IEC 61987 | IEC | SC65E | - | C00018 | 001-01 (2018-03-28 07:27:22 by BATCH 00000762) standard | 0112-2---61987#ABU892 | https://cdd.iec.ch/cdd/iec61987/iec61987.nsf/PropertiesAllVersions/0112-2---61987%23ABU892
0112/2///61987#ABB149 | 004 | 01 | 0112/2///61987#ABB149#004 | description of electrical terminal |  |  |  |  | plain text describing the function of an electrical terminal | [5 empty] | STRING_TYPE |  |  |  |  | NON_DEPENDENT_P_DET | [5 empty] | 0112/2///61987#ABC220 - Electrical terminal | 0112/2///61987#ABA000 |  |  |  | Standard |  |  |  | SC65E – IEC 61987 | - | C00004 |  | 0112-2---61987#ABB149 | https://cdd.iec.ch/cdd/iec61987/iec61987.nsf/PropertiesAllVersions/0112-2---61987%23ABB149
0112/2///61987#ABU956 | 001 | 01 | 0112/2///61987#ABU956#001 | reference to Pneumatic/hydraulic output [12] |  |  |  |  | reference to block ABG216 | [5 empty] | CLASS_REFERENCE_TYPE(0112/2///61987#ABG216) 0112/2///61987#ABG216 - Pneumatic/hydraulic output [12] |  |  |  |  | DEPENDENT_P_DET | [5 empty] | 0112/2///61987#ABG155 - Type of output [25] | 0112/2///61987#ABA000 |  |  |  | Standard |  | IEC 61987 | IEC | SC65E | 0112/2///61987#ABU940 - output type [25] | C00018 | 001-01 (2018-03-28 07:27:22 by BATCH 00000762) standard | 0112-2---61987#ABU956 | https://cdd.iec.ch/cdd/iec61987/iec61987.nsf/PropertiesAllVersions/0112-2---61987%23ABU956
0112/2///61987#ABD640 | 001 | 04 | 0112/2///61987#ABD640#001 | maximum output capacity for a double acting cylinder actuator |  |  |  |  | highest amount of fluid that can be output by a positioner connected to an actuator with a double acting cylinder, expressed as normalized volume flow at a given supply pressure |  |  | m³/h |  |  | REAL_MEASURE_TYPE |  |  |  |  | NON_DEPENDENT_P_DET | [5 empty] | 0112/2///61987#ABE034 - Structural design of a positioner | 0112/2///61987#ABA000 | 0112/2///62720#UAA763 - metre cubed per hour |  | 0112/2///61987#ABT504 - Volume flow rate | Standard |  |  |  |  | - | C00004 |  | 0112-2---61987#ABD640 | https://cdd.iec.ch/cdd/iec61987/iec61987.nsf/PropertiesAllVersions/0112-2---61987%23ABD640
0112/2///61987#ABV177 | 001 | 02 | 0112/2///61987#ABV177#001 | reference to Manufacturer-specific output [14] |  |  |  |  | reference to block ABG207 | [5 empty] | CLASS_REFERENCE_TYPE(0112/2///61987#ABG207) 0112/2///61987#ABG207 - Manufacturer-specific output [14] |  |  |  |  | DEPENDENT_P_DET | [5 empty] | 0112/2///61987#ABG149 - Type of output [19] | 0112/2///61987#ABA000 |  |  |  | Standard |  | IEC 61987 | IEC | SC65E | 0112/2///61987#ABV166 - output type [19] | C00019 |  | 0112-2---61987#ABV177 | https://cdd.iec.ch/cdd/iec61987/iec61987.nsf/PropertiesAllVersions/0112-2---61987%23ABV177
0112/2///61987#ABA103 | 006 | 01 | 0112/2///61987#ABA103#006 | minimum limiting value of storage air pressure |  |  |  |  | lowest air pressure to which a device may be subject between the time of construction and the time of operation without permanent impairment of operating characteristics |  |  | mbar |  |  | REAL_MEASURE_TYPE |  |  |  |  | NON_DEPENDENT_P_DET | [5 empty] | 0112/2///61987#ABH806 - Storage0112/2///61987#ABC315 - Limiting environmental conditions0112/2///61987#ABC316 - Limiting environmental design conditions | 0112/2///61987#ABA000 | 0112/2///62720#UAA810 - millibar |  | 0112/2///61987#ABT524 - Pressure | Standard |  |  |  | SC65E – IEC 61987 | - | C0004 |  | 0112-2---61987#ABA103 | https://cdd.iec.ch/cdd/iec61987/iec61987.nsf/PropertiesAllVersions/0112-2---61987%23ABA103
0112/2///61987#ABE547 | 001 | 01 | 0112/2///61987#ABE547#001 | reference to Mechanical and electrical construction [restriction orifice/diffuser] |  |  |  |  | reference to block ABE612 | [5 empty] | CLASS_REFERENCE_TYPE(0112/2///61987#ABE612) 0112/2///61987#ABE612 - Mechanical and electrical construction [restriction orifice/diffuser] |  |  |  |  | NON_DEPENDENT_P_DET | [5 empty] | 0112/2///61987#ABE633 - Device LOP for restriction orifice/diffuser | 0112/2///61987#ABA000 |  |  |  | Standard |  | IEC 61987 | IEC | SC65E | - | C00016 | 001-01 (2018-03-28 07:27:01 by BATCH 00000762) standard | 0112-2---61987#ABE547 | https://cdd.iec.ch/cdd/iec61987/iec61987.nsf/PropertiesAllVersions/0112-2---61987%23ABE547
0112/2///61987#ABB012 | 007 | 01 | 0112/2///61987#ABB012#007 | calibration record |  |  |  |  | number/identification of the document of the manufacturer or of a third party giving traceable verification of the accuracy delivered by the device | [5 empty] | STRING_TYPE |  |  |  |  | NON_DEPENDENT_P_DET | [5 empty] | 0112/2///61987#ABC152 - Calibration certificate | 0112/2///61987#ABA000 |  |  |  | Standard |  |  |  | SC65E – IEC 61987 | - | C00019 |  | 0112-2---61987#ABB012 | https://cdd.iec.ch/cdd/iec61987/iec61987.nsf/PropertiesAllVersions/0112-2---61987%23ABB012
0112/2///61987#ABC834 | 001 | 02 | 0112/2///61987#ABC834#001 | reference to Keypad display |  |  |  |  | reference to block ABC204 | [5 empty] | CLASS_REFERENCE_TYPE(0112/2///61987#ABC204) 0112/2///61987#ABC204 - Keypad display |  |  |  |  | NON_DEPENDENT_P_DET | [5 empty] | 0112/2///61987#ABC312 - Keypad/buttons and display | 0112/2///61987#ABA000 |  |  |  | Standard |  |  |  | SC65E – IEC 61987 | - | C00004 |  | 0112-2---61987#ABC834 | https://cdd.iec.ch/cdd/iec61987/iec61987.nsf/PropertiesAllVersions/0112-2---61987%23ABC834
0112/2///61987#ABU952 | 001 | 01 | 0112/2///61987#ABU952#001 | reference to Analog voltage output [9] |  |  |  |  | reference to block ABG182 | [5 empty] | CLASS_REFERENCE_TYPE(0112/2///61987#ABG182) 0112/2///61987#ABG182 - Analog voltage output [9] |  |  |  |  | DEPENDENT_P_DET | [5 empty] | 0112/2///61987#ABG155 - Type of output [25] | 0112/2///61987#ABA000 |  |  |  | Standard |  | IEC 61987 | IEC | SC65E | 0112/2///61987#ABU940 - output type [25] | C00018 | 001-01 (2018-03-28 07:27:22 by BATCH 00000762) standard | 0112-2---61987#ABU952 | https://cdd.iec.ch/cdd/iec61987/iec61987.nsf/PropertiesAllVersions/0112-2---61987%23ABU952
0112/2///61987#ABH140 | 001 | 01 | 0112/2///61987#ABH140#001 | size of internal fitting |  |  |  |  | plain text indicating the degree of obstruction an internal fitting presents to a level measurement | [5 empty] | STRING_TYPE |  |  |  |  | NON_DEPENDENT_P_DET | [5 empty] | 0112/2///61987#ABH137 - Internal fitting | 0112/2///61987#ABA000 |  |  |  | Standard |  | IEC 61987 | IEC | SC65E | - | C00018 | 001-01 (2018-03-28 07:27:13 by BATCH 00000762) standard | 0112-2---61987#ABH140 | https://cdd.iec.ch/cdd/iec61987/iec61987.nsf/PropertiesAllVersions/0112-2---61987%23ABH140
0112/2///61987#ABN624 | 001 | 02 | 0112/2///61987#ABN624#001 | frequency |  |  |  |  | reciprocal of the period |  |  | Hz |  |  | REAL_MEASURE_TYPE |  |  | IEV 103-06-02 |  | NON_DEPENDENT_P_DET | [5 empty] | 0112/2///61987#ABN682 - Continuous measurement variables | 0112/2///61987#ABA000 | 0112/2///62720#UAA170 - hertz |  | 0112/2///61987#ABT561 - Frequency | Standard |  | IEC 61987 | IEC | IEC SC65E | - | C00112 |  | 0112-2---61987#ABN624 | https://cdd.iec.ch/cdd/iec61987/iec61987.nsf/PropertiesAllVersions/0112-2---61987%23ABN624
0112/2///61987#ABV026 | 001 | 01 | 0112/2///61987#ABV026#001 | reference to Absolute performance for point level |  |  |  |  | reference to block ABE866 | [5 empty] | CLASS_REFERENCE_TYPE(0112/2///61987#ABE866) 0112/2///61987#ABE866 - Absolute performance for point level |  |  |  |  | DEPENDENT_P_DET | [5 empty] | 0112/2///61987#ABG274 - Type of performance variable [8]0112/2///61987#ABG275 - Type of performance variable [9]0112/2///61987#ABG278 - Type of performance variable [12]0112/2///61987#ABG279 - Type of performance variable [13]0112/2///61987#ABG289 - Type of performance variable [23] | 0112/2///61987#ABA000 |  |  |  | Standard |  | IEC 61987 | IEC | SC65E | 0112/2///61987#ABV006 - performance variable type [23] | C00018 | 001-01 (2018-03-28 07:27:23 by BATCH 00000762) standard | 0112-2---61987#ABV026 | https://cdd.iec.ch/cdd/iec61987/iec61987.nsf/PropertiesAllVersions/0112-2---61987%23ABV026
0112/2///61987#ABH318 | 001 | 01 | 0112/2///61987#ABH318#001 | reference to Atmosphere in sight path |  |  |  |  | reference to block ABH253 | [5 empty] | CLASS_REFERENCE_TYPE(0112/2///61987#ABH253) 0112/2///61987#ABH253 - Atmosphere in sight path |  |  |  |  | NON_DEPENDENT_P_DET | [5 empty] | 0112/2///61987#ABH258 - Radiation thermometer parameters | 0112/2///61987#ABA000 |  |  |  | Standard |  | IEC 61987 | IEC | SC65E | - | C00019 | 001-01 (2018-03-28 07:27:14 by BATCH 00000762) standard | 0112-2---61987#ABH318 | https://cdd.iec.ch/cdd/iec61987/iec61987.nsf/PropertiesAllVersions/0112-2---61987%23ABH318
0112/2///61987#ABJ720 | 001 | 01 | 0112/2///61987#ABJ720#001 | APPLIED_PROFILE_VERSION |  |  |  |  | parameter, indicating the version of the profile loaded into the device | [5 empty] | INT_TYPE |  |  |  |  | NON_DEPENDENT_P_DET | [5 empty] | 0112/2///61987#ABH841 - Device (resource) block | 0112/2///61987#ABA000 |  |  |  | Standard |  |  |  | SC65E – IEC 61987 | - | C00019 | 001-01 (2019-03-08 15:35:34 by BATCH 00000766) standard | 0112-2---61987#ABJ720 | https://cdd.iec.ch/cdd/iec61987/iec61987.nsf/PropertiesAllVersions/0112-2---61987%23ABJ720
0112/2///61987#ABA364 | 001 | 04 | 0112/2///61987#ABA364#001 | upper range-value of mass | upper range-value |  |  |  | mass value assigned to the upper range end-value of the input or output signal |  |  | kg |  |  | REAL_MEASURE_TYPE |  |  |  |  | NON_DEPENDENT_P_DET | [5 empty] | 0112/2///61987#ABC117 - Assigned totalized value range for mass and for volume0112/2///61987#ABE876 - Assigned mass range | 0112/2///61987#ABA000 | 0112/2///62720#UAA594 - kilogram |  | 0112/2///61987#ABT546 - Mass | Standard |  |  |  | SC65E – IEC 61987 | - | C00004 |  | 0112-2---61987#ABA364 | https://cdd.iec.ch/cdd/iec61987/iec61987.nsf/PropertiesAllVersions/0112-2---61987%23ABA364
0112/2///61987#ABA980 | 006 | 01 | 0112/2///61987#ABA980#006 | reversible direction of action |  |  |  |  | ability of a device to reverse the action of a change in input on the output signal or vice versa | [5 empty] | STRING_TYPE |  |  |  |  | NON_DEPENDENT_P_DET | [5 empty] | 0112/2///61987#ABC145 - Binary output IEC 60947-5-6 (NAMUR)0112/2///61987#ABC594 - Signal function | 0112/2///61987#ABA000 |  |  |  | Standard |  |  |  | SC65E – IEC 61987 | - | C00019 |  | 0112-2---61987#ABA980 | https://cdd.iec.ch/cdd/iec61987/iec61987.nsf/PropertiesAllVersions/0112-2---61987%23ABA980
0112/2///61987#ABB114 | 002 | 01 | 0112/2///61987#ABB114#002 | type of adjusting valve |  |  |  |  | classification of the flow adjusting valve of a variable area flow transmitter according to its mechanical construction | [5 empty] | ENUM_CODE_TYPE(0112/2///61987#ABL622) |  |  |  |  | DEPENDENT_P_DET |  |  | 0112/2///61987#ABL622 | 0112/2///61987#ABN109 - shut off valve0112/2///61987#ABN110 - needle valve0112/2///61987#ABI407 - others |  | 0112/2///61987#ABC638 - Structural design of a variable area flow transmitter or gauge | 0112/2///61987#ABA000 |  |  |  | Standard |  |  |  | SC65E – IEC 61987 | 0112/2///61987#ABI406 - empty_property | C00091 |  | 0112-2---61987#ABB114 | https://cdd.iec.ch/cdd/iec61987/iec61987.nsf/PropertiesAllVersions/0112-2---61987%23ABB114
0112/2///61987#ABD612 | 002 | 01 | 0112/2///61987#ABD612#002 | lubrication character of liquid |  |  |  |  | qualitative stated nature of a liquid to lubricate device parts it is flowing through | [5 empty] | ENUM_CODE_TYPE(0112/2///61987#ABL502) |  |  |  |  | DEPENDENT_P_DET |  |  | 0112/2///61987#ABL502 | 0112/2///61987#ABM638 - lubricating0112/2///61987#ABM639 - non-lubricating0112/2///61987#ABM640 - poor lubricating0112/2///61987#ABI407 - others |  | 0112/2///61987#ABD955 - Other process material properties [2] | 0112/2///61987#ABA000 |  |  |  | Standard |  |  |  |  | 0112/2///61987#ABI406 - empty_property | C00091 |  | 0112-2---61987#ABD612 | https://cdd.iec.ch/cdd/iec61987/iec61987.nsf/PropertiesAllVersions/0112-2---61987%23ABD612
0112/2///61987#ABP265 | 001 | 01 | 0112/2///61987#ABP265#001 | reference to Pulse input [I/O module] |  |  |  |  | reference to block ABP061 | [5 empty] | CLASS_REFERENCE_TYPE(0112/2///61987#ABP061) 0112/2///61987#ABP061 - Pulse input [I/O module] |  |  |  |  | NON_DEPENDENT_P_DET | [5 empty] | 0112/2///61987#ABP044 - Input [I/O module] | 0112/2///61987#ABA000 |  |  |  | Standard |  | IEC 61987 | IEC | IEC/SC 65E | - | C00128 | 001-01 (2023-01-23 14:53:53 by BATCH 00000807) standard | 0112-2---61987#ABP265 | https://cdd.iec.ch/cdd/iec61987/iec61987.nsf/PropertiesAllVersions/0112-2---61987%23ABP265
0112/2///61987#ABG781 | 001 | 01 | 0112/2///61987#ABG781#001 | reference to Performance [18] |  |  |  |  | reference to block ABG221 | [5 empty] | CLASS_REFERENCE_TYPE(0112/2///61987#ABG221) 0112/2///61987#ABG221 - Performance [18] |  |  |  |  | NON_DEPENDENT_P_DET | [5 empty] | 0112/2///61987#ABE741 - Device LOP for plumb bob level transmitter0112/2///61987#ABE742 - Device LOP for free-space radar level transmitter0112/2///61987#ABE744 - Device LOP for ultrasonic level transmitter0112/2///61987#ABE747 - Device LOP for laser level transmitter | 0112/2///61987#ABA000 |  |  |  | Standard |  | IEC 61987 | IEC | SC65E | - | C00018 | 001-01 (2018-03-28 07:27:11 by BATCH 00000762) standard | 0112-2---61987#ABG781 | https://cdd.iec.ch/cdd/iec61987/iec61987.nsf/PropertiesAllVersions/0112-2---61987%23ABG781
0112/2///61987#ABC804 | 002 | 01 | 0112/2///61987#ABC804#002 | reference to Connection head |  |  |  |  | reference to block ABC174 | [5 empty] | CLASS_REFERENCE_TYPE(0112/2///61987#ABC174) 0112/2///61987#ABC174 - Connection head |  |  |  |  | NON_DEPENDENT_P_DET | [5 empty] | 0112/2///61987#ABC044 - Transmitter body [1]0112/2///61987#ABC045 - Transmitter body [2]0112/2///61987#ABC046 - Transmitter body [3] | 0112/2///61987#ABA000 |  |  |  | Standard |  |  |  | SC65E – IEC 61987 | - | C00004 |  | 0112-2---61987#ABC804 | https://cdd.iec.ch/cdd/iec61987/iec61987.nsf/PropertiesAllVersions/0112-2---61987%23ABC804
0112/2///61987#ABB082 | 005 | 01 | 0112/2///61987#ABB082#005 | equipment architecture |  |  |  |  | components, devices, assemblies or systems used to perform the required activity | [5 empty] | STRING_TYPE |  |  |  |  | NON_DEPENDENT_P_DET | [5 empty] | 0112/2///61987#ABC255 - Function and system design [1]0112/2///61987#ABU549 - Function and system design [2]0112/2///61987#ABP032 - Function and system design [Infrastructure device] | 0112/2///61987#ABA000 |  |  |  | Standard |  | IEC 61987 | IEC | IEC/SC 65E | - | C00112 |  | 0112-2---61987#ABB082 | https://cdd.iec.ch/cdd/iec61987/iec61987.nsf/PropertiesAllVersions/0112-2---61987%23ABB082
0112/2///61987#ABC767 | 004 | 01 | 0112/2///61987#ABC767#004 | reference to Basic Configuration |  |  |  |  | reference to block ABC137 | [5 empty] | CLASS_REFERENCE_TYPE(0112/2///61987#ABC137) 0112/2///61987#ABC137 - Basic Configuration |  |  |  |  | NON_DEPENDENT_P_DET | [5 empty] | 0112/2///61987#ABC458 - Operability0112/2///61987#ABE712 - Operability [2]0112/2///61987#ABE714 - Operability [3]0112/2///61987#ABP051 - Operability [I/O module] | 0112/2///61987#ABA000 |  |  |  | Standard |  |  |  | SC65E – IEC 61987 | - | C00004 |  | 0112-2---61987#ABC767 | https://cdd.iec.ch/cdd/iec61987/iec61987.nsf/PropertiesAllVersions/0112-2---61987%23ABC767
0112/2///61987#ABB950 | 002 | 01 | 0112/2///61987#ABB950#002 | internal volume |  |  |  |  | free volume within a device |  |  | cm³ |  |  | REAL_MEASURE_TYPE |  |  |  |  | NON_DEPENDENT_P_DET | [5 empty] | 0112/2///61987#ABC044 - Transmitter body [1]0112/2///61987#ABC045 - Transmitter body [2]0112/2///61987#ABC046 - Transmitter body [3]0112/2///61987#ABC047 - Transmitter body [4]0112/2///61987#ABD811 - Body of actuator0112/2///61987#ABD812 - Body of valve [2]0112/2///61987#ABD813 - Body of valve [3]0112/2///61987#ABD814 - Body of valve [1] | 0112/2///61987#ABA000 | 0112/2///62720#UAA385 - centimetre cubed |  | 0112/2///61987#ABT505 - Volume | Standard |  |  |  | SC65E – IEC 61987 | - | C00004 |  | 0112-2---61987#ABB950 | https://cdd.iec.ch/cdd/iec61987/iec61987.nsf/PropertiesAllVersions/0112-2---61987%23ABB950
0112/2///61987#ABE893 | 001 | 01 | 0112/2///61987#ABE893#001 | base grain size |  |  |  |  | grain size used to calculate variables to reference conditions or to state variables under reference conditions |  |  | mm |  |  | REAL_MEASURE_TYPE |  |  |  |  | NON_DEPENDENT_P_DET | [5 empty] | 0112/2///61987#ABE812 - Level measurement0112/2///61987#ABE816 - Volume measurement0112/2///61987#ABE820 - Mass measurement0112/2///61987#ABE823 - Degree of filling measurement0112/2///61987#ABE871 - Point level measurement0112/2///61987#ABE888 - Ullage measurement | 0112/2///61987#ABA000 | 0112/2///62720#UAA862 - millimetre |  | 0112/2///61987#ABT548 - Length short | Standard |  | IEC 61987 | IEC | SC65E | - | C00018 | 001-01 (2018-03-28 07:27:02 by BATCH 00000762) standard | 0112-2---61987#ABE893 | https://cdd.iec.ch/cdd/iec61987/iec61987.nsf/PropertiesAllVersions/0112-2---61987%23ABE893
0112/2///61987#ABH465 | 001 | 01 | 0112/2///61987#ABH465#001 | quantity of nuclear sources |  |  |  |  | number of radioactive sources with identical properties | [5 empty] | INT_TYPE |  |  |  |  | NON_DEPENDENT_P_DET | [5 empty] | 0112/2///61987#ABF463 - Nuclear source | 0112/2///61987#ABA000 |  |  |  | Standard |  | IEC 61987 | IEC | SC65E – IEC 61987 | - | C00018 | 001-01 (2018-03-28 07:27:16 by BATCH 00000762) standard | 0112-2---61987#ABH465 | https://cdd.iec.ch/cdd/iec61987/iec61987.nsf/PropertiesAllVersions/0112-2---61987%23ABH465
0112/2///61987#ABP088 | 001 | 01 | 0112/2///61987#ABP088#001 | number of selectable RMS voltage shunt input ranges |  |  |  |  | cardinality property for a selectable RMS voltage shunt input range | [5 empty] | INT_TYPE |  |  |  |  | CONDITION_DET | [5 empty] | 0112/2///61987#ABP069 - RMS input | 0112/2///61987#ABA000 |  |  |  | Standard |  | IEC 61987 | IEC | IEC/SC 65E | - | C00128 | 001-01 (2023-01-23 14:53:52 by BATCH 00000807) standard | 0112-2---61987#ABP088 | https://cdd.iec.ch/cdd/iec61987/iec61987.nsf/PropertiesAllVersions/0112-2---61987%23ABP088
0112/2///61987#ABF903 | 001 | 01 | 0112/2///61987#ABF903#001 | reference to Device LOP for thermowell |  |  |  |  | reference to block ABE765 | [5 empty] | CLASS_REFERENCE_TYPE(0112/2///61987#ABE765) 0112/2///61987#ABE765 - Device LOP for thermowell |  |  |  |  | NON_DEPENDENT_P_DET | [5 empty] | 0112/2///61987#ABA860 - Thermowell | 0112/2///61987#ABA000 |  |  |  | Standard |  | IEC 61987 | IEC | SC65E | - | C00019 | 001-01 (2018-03-28 07:27:10 by BATCH 00000762) standard | 0112-2---61987#ABF903 | https://cdd.iec.ch/cdd/iec61987/iec61987.nsf/PropertiesAllVersions/0112-2---61987%23ABF903
0112/2///61987#ABA894 | 002 | 01 | 0112/2///61987#ABA894#002 | pressure chamber venting |  |  |  |  | provision of a bore to allow venting of a pressure transmitter pressure chamber | [5 empty] | ENUM_CODE_TYPE(0112/2///61987#ABJ765) |  |  |  |  | DEPENDENT_P_DET |  |  | 0112/2///61987#ABJ765 | 0112/2///61987#ABL014 - no0112/2///61987#ABL015 - yes0112/2///61987#ABI407 - others |  | 0112/2///61987#ABC625 - Structural design of a differential pressure gauge0112/2///61987#ABC626 - Structural design of a differential pressure transmitter | 0112/2///61987#ABA000 |  |  |  | Standard |  |  |  | SC65E – IEC 61987 | 0112/2///61987#ABI406 - empty_property | C00091 |  | 0112-2---61987#ABA894 | https://cdd.iec.ch/cdd/iec61987/iec61987.nsf/PropertiesAllVersions/0112-2---61987%23ABA894
0112/2///61987#ABF010 | 001 | 01 | 0112/2///61987#ABF010#001 | average influence of electrical conductivity on point level |  |  |  |  | change in output of a point level measuring device caused by a change in the process electrical conductivity with respect to reference conditions, expressed as the average error across the specified process electrical conductivity range |  |  | mm |  |  | REAL_MEASURE_TYPE |  |  |  |  | NON_DEPENDENT_P_DET | [5 empty] | 0112/2///61987#ABE984 - Influence of external quantities expressed for point level | 0112/2///61987#ABA000 | 0112/2///62720#UAA862 - millimetre |  | 0112/2///61987#ABT548 - Length short | Standard |  | IEC 61987 | IEC | SC65E | - | C00018 | 001-01 (2018-03-28 07:27:03 by BATCH 00000762) standard | 0112-2---61987#ABF010 | https://cdd.iec.ch/cdd/iec61987/iec61987.nsf/PropertiesAllVersions/0112-2---61987%23ABF010
0112/2///61987#ABH160 | 002 | 01 | 0112/2///61987#ABH160#002 | style of level measurement |  |  |  |  | classification of a level measurement according to the desired information | [5 empty] | ENUM_CODE_TYPE(0112/2///61987#ABL347) |  |  |  |  | DEPENDENT_P_DET |  |  | 0112/2///61987#ABL347 | 0112/2///61987#ABM115 - continuous0112/2///61987#ABM119 - point0112/2///61987#ABI407 - others |  | 0112/2///61987#ABH159 - Level measurement instrument installation | 0112/2///61987#ABA000 |  |  |  | Standard |  | IEC 61987 | IEC | SC65E | 0112/2///61987#ABI406 - empty_property | C00091 |  | 0112-2---61987#ABH160 | https://cdd.iec.ch/cdd/iec61987/iec61987.nsf/PropertiesAllVersions/0112-2---61987%23ABH160
0112/2///61987#ABB713 | 001 | 04 | 0112/2///61987#ABB713#001 | influence of electromagnetic interference on zero or lower range-limit |  |  |  |  | change in zero or lower range-limit caused by the presence of an electromagnetic influencing quantity |  |  | % |  |  | REAL_MEASURE_TYPE |  |  |  |  | NON_DEPENDENT_P_DET | [5 empty] | 0112/2///61987#ABC275 - Influence of electromagnetic interference | 0112/2///61987#ABA000 | 0112/2///62720#UAA000 - percent |  | 0112/2///61987#ABT533 - Percentage | Standard |  |  |  | SC65E – IEC 61987 | - | C00004 |  | 0112-2---61987#ABB713 | https://cdd.iec.ch/cdd/iec61987/iec61987.nsf/PropertiesAllVersions/0112-2---61987%23ABB713
0112/2///61987#ABC765 | 004 | 01 | 0112/2///61987#ABC765#004 | reference to Available power supply |  |  |  |  | reference to block ABC135 | [5 empty] | CLASS_REFERENCE_TYPE(0112/2///61987#ABC135) 0112/2///61987#ABC135 - Available power supply |  |  |  |  | NON_DEPENDENT_P_DET | [5 empty] | 0112/2///61987#ABC512 - Physical location0112/2///61987#ABD976 - Physical location [2]0112/2///61987#ABG480 - Physical location [4] | 0112/2///61987#ABA000 |  |  |  | Standard |  |  |  | SC65E – IEC 61987 | - | C00004 |  | 0112-2---61987#ABC765 | https://cdd.iec.ch/cdd/iec61987/iec61987.nsf/PropertiesAllVersions/0112-2---61987%23ABC765
0112/2///61987#ABF063 | 001 | 01 | 0112/2///61987#ABF063#001 | minimum span for voltage |  |  |  |  | lowest span to which a voltage measurement instrument can be adjusted |  |  | mV |  |  | REAL_MEASURE_TYPE |  |  |  |  | NON_DEPENDENT_P_DET | [5 empty] | 0112/2///61987#ABF057 - Measuring range for voltage | 0112/2///61987#ABA000 | 0112/2///62720#UAA804 - millivolt |  | 0112/2///61987#ABT506 - Voltage | Standard |  | IEC 61987 | IEC | SC65E | - | C00019 | 001-01 (2018-03-28 07:27:04 by BATCH 00000762) standard | 0112-2---61987#ABF063 | https://cdd.iec.ch/cdd/iec61987/iec61987.nsf/PropertiesAllVersions/0112-2---61987%23ABF063
0112/2///61987#ABV208 | 001 | 02 | 0112/2///61987#ABV208#001 | reference to Absolute performance for resistance |  |  |  |  | reference to block ABF076 | [5 empty] | CLASS_REFERENCE_TYPE(0112/2///61987#ABF076) 0112/2///61987#ABF076 - Absolute performance for resistance |  |  |  |  | DEPENDENT_P_DET | [5 empty] | 0112/2///61987#ABG282 - Type of performance variable [16] | 0112/2///61987#ABA000 |  |  |  | Standard |  | IEC 61987 | IEC | SC65E | 0112/2///61987#ABV193 - performance variable type [16] | C00019 |  | 0112-2---61987#ABV208 | https://cdd.iec.ch/cdd/iec61987/iec61987.nsf/PropertiesAllVersions/0112-2---61987%23ABV208
0112/2///61987#ABA092 | 002 | 01 | 0112/2///61987#ABA092#002 | country |  |  |  |  | country where the company or business partner is located | [5 empty] | ENUM_CODE_TYPE(0112/2///61360_4#ASA328) |  |  |  |  | NON_DEPENDENT_P_DET |  |  | 0112/2///61360_4#ASA328 | 0112/2///61360_4#AUA74F - ANDORRA0112/2///61360_4#AUA750 - UNITED ARAB EMIRATES0112/2///61360_4#AUA751 - AFGANISTAN, ISLAMIC REPUBLIC OF0112/2///61360_4#AUA752 - ANTIGUA AND BARBUDA0112/2///61360_4#AUA753 - ANGUILLA0112/2///61360_4#AUA754 - ALBANIA0112/2///61360_4#AUA755 - ARMENIA0112/2///61360_4#AUA757 - ANGOLA0112/2///61360_4#AUA758 - ANTARCTICA0112/2///61360_4#AUA759 - ARGENTINA0112/2///61360_4#AUA75A - AMERICAN SAMOA0112/2///61360_4#AUA75B - AUSTRIA0112/2///61360_4#AUA75C - AUSTRALIA0112/2///61360_4#AUA75D - ARUBA0112/2///61360_4#AUA75E - ALAND ISLANDS0112/2///61360_4#AUA75F - AZERBAIJAN0112/2///61360_4#AUA760 - BOSNIA AND HERZOGEVINA0112/2///61360_4#AUA761 - BARBADOS0112/2///61360_4#AUA762 - BANGLADESH0112/2///61360_4#AUA763 - BELGIUM0112/2///61360_4#AUA764 - BURKINA FASO0112/2///61360_4#AUA765 - BULGARIA0112/2///61360_4#AUA766 - BAHREIN0112/2///61360_4#AUA767 - BURUNDI0112/2///61360_4#AUA768 - BENIN0112/2///61360_4#AUA900 - SAINT BARTHELEMY0112/2///61360_4#AUA769 - BERMUDA0112/2///61360_4#AUA76A - BRUNEI DARUSSALAM0112/2///61360_4#AUA76B - BOLIVIA0112/2///61360_4#AUA901 - BONAIRE, SINT EUSTATIUS AND SABA0112/2///61360_4#AUA76C - BRASIL0112/2///61360_4#AUA76D - BAHAMAS0112/2///61360_4#AUA76E - BHUTAN0112/2///61360_4#AUA76F - BOUVET ISLAND0112/2///61360_4#AUA770 - BOTSWANA0112/2///61360_4#AUA771 - BELARUS0112/2///61360_4#AUA772 - BELIZE0112/2///61360_4#AUA773 - CANADA0112/2///61360_4#AUA774 - COCOS (KEELING) ISLANDS0112/2///61360_4#AUA775 - CONGO, DEMOCRATIC REPUBLIC OF THE0112/2///61360_4#AUA776 - CENTRAL AFRICAN REPUBLIC0112/2///61360_4#AUA777 - CONGO0112/2///61360_4#AUA778 - SWITZERLAND0112/2///61360_4#AUA779 - COTE D'IVOIRE0112/2///61360_4#AUA77A - COOK ISLANDS0112/2///61360_4#AUA77B - CHILE0112/2///61360_4#AUA77C - CAMEROON0112/2///61360_4#AUA77D - CHINA0112/2///61360_4#AUA77E - COLOMBIA0112/2///61360_4#AUA77F - COSTA RICA0112/2///61360_4#AUA780 - CUBA0112/2///61360_4#AUA781 - CAPE VERDE0112/2///61360_4#AUA902 - CURACAO0112/2///61360_4#AUA782 - CHRISTMAS ISLANDS0112/2///61360_4#AUA783 - CYPRUS0112/2///61360_4#AUA784 - CZECHIA0112/2///61360_4#AUA785 - GERMANY0112/2///61360_4#AUA786 - DJIBOUTI0112/2///61360_4#AUA787 - DENMARK0112/2///61360_4#AUA788 - DOMINICA0112/2///61360_4#AUA789 - DOMINICAN REPUBLIC0112/2///61360_4#AUA78A - ALGERIA0112/2///61360_4#AUA78B - ECUADOR0112/2///61360_4#AUA78C - ESTONIA0112/2///61360_4#AUA78D - EGYPT0112/2///61360_4#AUA78E - WESTERN SAHARA0112/2///61360_4#AUA78F - ERITREA0112/2///61360_4#AUA790 - SPAIN0112/2///61360_4#AUA791 - ETHIOPIA0112/2///61360_4#AUA903 - EUROPEAN UNION0112/2///61360_4#AUA904 - EUROZONE0112/2///61360_4#AUA792 - FINLAND0112/2///61360_4#AUA793 - FIJI0112/2///61360_4#AUA794 - FALKLAND ISLANDS (MALVINAS)0112/2///61360_4#AUA795 - MICRONESIA, FEDERATED STATES OF0112/2///61360_4#AUA796 - FAROE ISLANDS0112/2///61360_4#AUA797 - FRANCE0112/2///61360_4#AUA798 - GABON0112/2///61360_4#AUA799 - UNITED KINGDOM OF GREAT BRITAIN AND NORTHERN IRELAND0112/2///61360_4#AUA79A - GRENADA0112/2///61360_4#AUA79B - GEORGIA0112/2///61360_4#AUA79C - FRENCH GUIANA0112/2///61360_4#AUA79D - GUERNSEY0112/2///61360_4#AUA79E - GHANA0112/2///61360_4#AUA79F - GIBRALTAR0112/2///61360_4#AUA7A0 - GREENLAND0112/2///61360_4#AUA7A1 - GAMBIA0112/2///61360_4#AUA7A2 - GUINEA0112/2///61360_4#AUA7A3 - GUADELOUPE0112/2///61360_4#AUA7A4 - EQUATORIAL GUINEA0112/2///61360_4#AUA7A5 - GREECE0112/2///61360_4#AUA7A6 - SOUTH GEORGIA AND THE SOUTH SANDWICH ISLANDS0112/2///61360_4#AUA7A7 - GUATEMALA0112/2///61360_4#AUA7A8 - GUAM0112/2///61360_4#AUA7A9 - GUINEA-BISSAU0112/2///61360_4#AUA7AA - GUYANA0112/2///61360_4#AUA7AB - HONG KONG0112/2///61360_4#AUA7AC - HEARD ISLAND AND MCDONALD ISLANDS0112/2///61360_4#AUA7AD - HONDURAS0112/2///61360_4#AUA7AE - CROATIA0112/2///61360_4#AUA7AF - HAITI0112/2///61360_4#AUA7B0 - HUNGARY0112/2///61360_4#AUA7B1 - INDONESIA0112/2///61360_4#AUA7B2 - IRELAND0112/2///61360_4#AUA7B3 - ISRAEL0112/2///61360_4#AUA7B4 - ISLE OF MAN0112/2///61360_4#AUA7B5 - INDIA0112/2///61360_4#AUA7B6 - BRITISH INDIAN OCEAN TERRITORY0112/2///61360_4#AUA7B7 - IRAQ0112/2///61360_4#AUA7B8 - IRAN, ISLAMIC REPUBLIC OF0112/2///61360_4#AUA7B9 - ICELAND0112/2///61360_4#AUA7BA - ITALY0112/2///61360_4#AUA7BB - JERSEY0112/2///61360_4#AUA7BC - JAMAICA0112/2///61360_4#AUA7BD - JORDAN0112/2///61360_4#AUA7BE - JAPAN0112/2///61360_4#AUA7BF - KENYA0112/2///61360_4#AUA7C0 - KYRGYZSTAN0112/2///61360_4#AUA7C1 - CAMBODIA0112/2///61360_4#AUA7C2 - KIRIBATI0112/2///61360_4#AUA7C3 - COMOROS0112/2///61360_4#AUA7C4 - SAINT KITTS AND NEVIS0112/2///61360_4#AUA7C5 - KOREA, DEMOCRATIC PEOPLE'S REPUBLIC OF0112/2///61360_4#AUA7C6 - KOREA, REPUBLIC OF0112/2///61360_4#AUA7C7 - KUWAIT0112/2///61360_4#AUA7C8 - CAYMAN ISLANDS0112/2///61360_4#AUA7C9 - KAZAKHSTAN0112/2///61360_4#AUA7CA - LAO PEOPLE'S DEMOCRATIC REPUBLIC0112/2///61360_4#AUA7CB - LEBANON0112/2///61360_4#AUA7CC - SAINT LUCIA0112/2///61360_4#AUA7CD - LIECHTENSTEIN0112/2///61360_4#AUA7CE - SRI LANKA0112/2///61360_4#AUA7CF - LIBERIA0112/2///61360_4#AUA7D0 - LESOTHO0112/2///61360_4#AUA7D1 - LITHUANIA0112/2///61360_4#AUA7D2 - LUXEMBOURG0112/2///61360_4#AUA7D3 - LATVIA0112/2///61360_4#AUA7D4 - LIBYA0112/2///61360_4#AUA7D5 - MOROCCO0112/2///61360_4#AUA7D6 - MONACO0112/2///61360_4#AUA7D7 - MOLOVA, REPUBLIC OF0112/2///61360_4#AUA7D8 - MONTENEGRO0112/2///61360_4#AUA908 - SAINT MARTIN (FRENCH PART)0112/2///61360_4#AUA7D9 - MADAGASCAR0112/2///61360_4#AUA7DA - MARSHALL ISLANDS0112/2///61360_4#AUA7DB - NORTH MACEDONIA0112/2///61360_4#AUA7DC - MALI0112/2///61360_4#AUA7DD - MYANMAR0112/2///61360_4#AUA7DE - MONGOLIA0112/2///61360_4#AUA7DF - MACAO0112/2///61360_4#AUA7E0 - NORTHERN MARIANA ISLANDS0112/2///61360_4#AUA7E1 - MARTINIQUE0112/2///61360_4#AUA7E2 - MAURITANIA0112/2///61360_4#AUA7E3 - MONTSERRAT0112/2///61360_4#AUA7E4 - MALTA0112/2///61360_4#AUA7E5 - MAURITIUS0112/2///61360_4#AUA7E6 - MALDIVES0112/2///61360_4#AUA7E7 - MALAWI0112/2///61360_4#AUA7E8 - MEXICO0112/2///61360_4#AUA7E9 - MALAYSIA0112/2///61360_4#AUA7EA - MOZAMBIQUE0112/2///61360_4#AUA7EB - NAMIBIA0112/2///61360_4#AUA7EC - NEW CALEDONIA0112/2///61360_4#AUA7ED - NIGER0112/2///61360_4#AUA7EE - NORFOLK ISLANDS0112/2///61360_4#AUA7EF - NIGERIA0112/2///61360_4#AUA7F0 - NICARAGUA0112/2///61360_4#AUA7F1 - NETHERLANDS0112/2///61360_4#AUA7F2 - NORWAY0112/2///61360_4#AUA7F3 - NEPAL0112/2///61360_4#AUA7F4 - NAURU0112/2///61360_4#AUA7F5 - NIUE0112/2///61360_4#AUA7F6 - NEW ZEALAND0112/2///61360_4#AUA7F7 - OMAN0112/2///61360_4#AUA7F8 - PANAMA0112/2///61360_4#AUA7F9 - PERU0112/2///61360_4#AUA7FA - FRENCH POLYNESIA0112/2///61360_4#AUA7FB - PAPUA NEW GUINEA0112/2///61360_4#AUA7FC - PHILIPPINES0112/2///61360_4#AUA7FD - PAKISTAN0112/2///61360_4#AUA7FE - POLAND0112/2///61360_4#AUA7FF - SAINT PIERRE AND MIQUELON0112/2///61360_4#AUA800 - PITCAIRN0112/2///61360_4#AUA801 - PUERTO RICO0112/2///61360_4#AUA802 - PALESTINE, STATE OF0112/2///61360_4#AUA803 - PORTUGAL0112/2///61360_4#AUA804 - PALAU0112/2///61360_4#AUA805 - PARAGUAY0112/2///61360_4#AUA806 - QUATAR0112/2///61360_4#AUA807 - RUNION0112/2///61360_4#AUA808 - ROMANIA0112/2///61360_4#AUA809 - SERBIA0112/2///61360_4#AUA80A - RUSSIAN FEDERATION0112/2///61360_4#AUA80B - RWANDA0112/2///61360_4#AUA80C - SAUDI ARABIA0112/2///61360_4#AUA80D - SOLOMON ISLANDS0112/2///61360_4#AUA80E - SEYCHELLES0112/2///61360_4#AUA80F - SUDAN0112/2///61360_4#AUA810 - SWEDEN0112/2///61360_4#AUA811 - SINGAPORE0112/2///61360_4#AUA812 - SAINT HELENA, ASCENSION AND TRISTAN DA CUNHA0112/2///61360_4#AUA813 - SLOVENIA0112/2///61360_4#AUA814 - SVALBARD AND JAN MAYEN0112/2///61360_4#AUA815 - SLOVAKIA0112/2///61360_4#AUA816 - SIERRA LEONE0112/2///61360_4#AUA817 - SAN MARINO0112/2///61360_4#AUA818 - SENEGAL0112/2///61360_4#AUA819 - SOMALIA0112/2///61360_4#AUA81A - SURINAME0112/2///61360_4#AUA905 - SOUTH SUDAN0112/2///61360_4#AUA81B - SAO THOME AND PRINCIPE0112/2///61360_4#AUA81C - EL SALVADOR0112/2///61360_4#AUA906 - SINT MAARTEN (DUTCH PART)0112/2///61360_4#AUA81D - SYRIAN ARAB REPUBLIC0112/2///61360_4#AUA81E - ESWATINI0112/2///61360_4#AUA81F - TURKS AND CAICOS ISLANDS0112/2///61360_4#AUA820 - CHAD0112/2///61360_4#AUA821 - FRENCH SOUTHERN TERRITORIES0112/2///61360_4#AUA822 - TOGO0112/2///61360_4#AUA823 - THAILAND0112/2///61360_4#AUA824 - TAJIKISTAN0112/2///61360_4#AUA825 - TOKELAU0112/2///61360_4#AUA826 - TIMOR-LESTE0112/2///61360_4#AUA827 - TURKMENISTAN0112/2///61360_4#AUA828 - TUNISIA0112/2///61360_4#AUA829 - TONGA0112/2///61360_4#AUA82A - TURKEY0112/2///61360_4#AUA82B - TRINIDAD AND TOBAGO0112/2///61360_4#AUA82C - TUVALU0112/2///61360_4#AUA82D - TAIWAN, PROVINCE OF CHINA0112/2///61360_4#AUA82E - TANZANIA, UNITED REPUBLIC OF0112/2///61360_4#AUA82F - UKRAINE0112/2///61360_4#AUA830 - UGANDA0112/2///61360_4#AUA831 - UNITED STATES MINOR OUTLYING ISLANDS0112/2///61360_4#AUA907 - UNITED NATIONS0112/2///61360_4#AUA832 - UNITED STATES OF AMERICA0112/2///61360_4#AUA833 - URUGUAY0112/2///61360_4#AUA834 - UZBEKISTAN0112/2///61360_4#AUA835 - HOLY SEE0112/2///61360_4#AUA836 - SAINT VINCENT AND THE GRENADINES0112/2///61360_4#AUA837 - VENEZUELA, BOLIVARIAN REPUBLIC OF0112/2///61360_4#AUA838 - VIRGIN ISLANDS, BRITISH0112/2///61360_4#AUA839 - VIRGIN ISLANDS, U.S0112/2///61360_4#AUA83A - VIET NAM0112/2///61360_4#AUA83B - VANUATU0112/2///61360_4#AUA83C - WALLIS AND FUTUNA0112/2///61360_4#AUA83D - SAMOA0112/2///61360_4#AUA83E - YEMEN0112/2///61360_4#AUA83F - MAYOTTE0112/2///61360_4#AUA840 - SOUTH AFRICA0112/2///61360_4#AUA841 - ZAMBIA0112/2///61360_4#AUA842 - ZIMBABWE |  | 0112/2///61987#ABA398 - Project information0112/2///61987#ABI571 - Address | 0112/2///61987#ABA000 |  |  |  | Standard |  | IEC 61987 | IEC | IEC/SC 65E | - | C00112 |  | 0112-2---61987#ABA092 | https://cdd.iec.ch/cdd/iec61987/iec61987.nsf/PropertiesAllVersions/0112-2---61987%23ABA092
0112/2///61987#ABG698 | 001 | 02 | 0112/2///61987#ABG698#001 | reference to Output [23] |  |  |  |  | reference to block ABG138 | [5 empty] | CLASS_REFERENCE_TYPE(0112/2///61987#ABG138) 0112/2///61987#ABG138 - Output [23] |  |  |  |  | DEPENDENT_P_DET | [5 empty] | 0112/2///61987#ABF858 - Device LOP for buoyancy density transmitter0112/2///61987#ABF859 - Device LOP for refractive index density transmitter0112/2///61987#ABF860 - Device LOP for vibrating tube density transmitter0112/2///61987#ABF861 - Device LOP for radiometric density transmitter0112/2///61987#ABF862 - Device LOP for vibrating fork/rod density transmitter0112/2///61987#ABF863 - Device LOP for ultrasonic density transmitter0112/2///61987#ABF864 - Device LOP for microwave density transmitter0112/2///61987#ABF865 - Device LOP for density transmitter0112/2///61987#ABF866 - Device LOP for separate density transmitter | 0112/2///61987#ABA000 |  |  |  | Standard |  | IEC 61987 | IEC | IEC SC65E | 0112/2///61987#ABB206 - number of outputs | C00112 |  | 0112-2---61987#ABG698 | https://cdd.iec.ch/cdd/iec61987/iec61987.nsf/PropertiesAllVersions/0112-2---61987%23ABG698
0112/2///61987#ABA289 | 005 | 01 | 0112/2///61987#ABA289#005 | number of component parts |  |  |  |  | @number of component parts |  | cardinality property |  |  |  | INT_TYPE |  |  |  |  | CONDITION_DET | [5 empty] | 0112/2///61987#ABC165 - Component part identifications | 0112/2///61987#ABA000 |  |  |  | Standard |  |  |  | SC65E – IEC 61987 | - | C00004 |  | 0112-2---61987#ABA289 | https://cdd.iec.ch/cdd/iec61987/iec61987.nsf/PropertiesAllVersions/0112-2---61987%23ABA289
0112/2///61987#ABH098 | 001 | 01 | 0112/2///61987#ABH098#001 | number of strapping table points |  |  |  |  | @number of strapping table points |  | Cardinality property |  |  |  | INT_TYPE |  |  |  |  | CONDITION_DET | [5 empty] | 0112/2///61987#ABH095 - Strapping table | 0112/2///61987#ABA000 |  |  |  | Standard |  | IEC 61987 | IEC | SC65E | - | C00018 | 001-01 (2018-03-28 07:27:13 by BATCH 00000762) standard | 0112-2---61987#ABH098 | https://cdd.iec.ch/cdd/iec61987/iec61987.nsf/PropertiesAllVersions/0112-2---61987%23ABH098
0112/2///61987#ABE923 | 001 | 01 | 0112/2///61987#ABE923#001 | minimum assignable pulse value of degree of filling |  |  |  |  | lowest degree of filling quantity assignable to one pulse |  |  | % |  |  | REAL_MEASURE_TYPE |  |  |  |  | NON_DEPENDENT_P_DET | [5 empty] | 0112/2///61987#ABE916 - Assigned degree of filling pulse value | 0112/2///61987#ABA000 | 0112/2///62720#UAA000 - percent |  | 0112/2///61987#ABT533 - Percentage | Standard |  | IEC 61987 | IEC | SC65E | - | C00018 | 001-01 (2018-03-28 07:27:03 by BATCH 00000762) standard | 0112-2---61987#ABE923 | https://cdd.iec.ch/cdd/iec61987/iec61987.nsf/PropertiesAllVersions/0112-2---61987%23ABE923
0112/2///61987#ABG614 | 002 | 05 | 0112/2///61987#ABG614#002 | reference to Auxiliary input [16] |  |  |  |  | reference to block ABG054 | [5 empty] | CLASS_REFERENCE_TYPE(0112/2///61987#ABG054) 0112/2///61987#ABG054 - Auxiliary input [16] |  |  |  |  | DEPENDENT_P_DET | [5 empty] | 0112/2///61987#ABF933 - Input [26] | 0112/2///61987#ABA000 |  |  |  | Standard |  | IEC 61987 | IEC | IEC SC65E | 0112/2///61987#ABA340 - number of auxiliary inputs | C00112 |  | 0112-2---61987#ABG614 | https://cdd.iec.ch/cdd/iec61987/iec61987.nsf/PropertiesAllVersions/0112-2---61987%23ABG614
0112/2///61987#ABU985 | 001 | 01 | 0112/2///61987#ABU985#001 | reference to Assigned volume pulse value |  |  |  |  | reference to block ABE915 | [5 empty] | CLASS_REFERENCE_TYPE(0112/2///61987#ABE915) 0112/2///61987#ABE915 - Assigned volume pulse value |  |  |  |  | DEPENDENT_P_DET | [5 empty] | 0112/2///61987#ABG099 - Assigned variable [19]0112/2///61987#ABG101 - Assigned variable [21] | 0112/2///61987#ABA000 |  |  |  | Standard |  | IEC 61987 | IEC | SC65E | 0112/2///61987#ABU947 - assigned variable type [21] | C00018 | 001-01 (2018-03-28 07:27:23 by BATCH 00000762) standard | 0112-2---61987#ABU985 | https://cdd.iec.ch/cdd/iec61987/iec61987.nsf/PropertiesAllVersions/0112-2---61987%23ABU985
0112/2///61987#ABP091 | 001 | 01 | 0112/2///61987#ABP091#001 | accuracy of active power measuring instrument |  |  |  |  | quality which characterizes the ability of an active power measuring instrument to provide an indicated value close to a true value of the measurand under reference conditions | The accuracy is based on a statistical sample of test devices. |  | W |  |  | REAL_MEASURE_TYPE |  |  | IEV 311-06-08 (modified) |  | NON_DEPENDENT_P_DET | [5 empty] | 0112/2///61987#ABP004 - Absolute performance for active power [I/O module] | 0112/2///61987#ABA000 | 0112/2///62720#UAA306 - watt |  | 0112/2///61987#ABT525 - Power | Standard |  | IEC 61987 | IEC | IEC/SC 65E | - | C00128 | 001-01 (2023-01-23 14:53:52 by BATCH 00000807) standard | 0112-2---61987#ABP091 | https://cdd.iec.ch/cdd/iec61987/iec61987.nsf/PropertiesAllVersions/0112-2---61987%23ABP091
0112/2///61987#ABH430 | 001 | 01 | 0112/2///61987#ABH430#001 | base specific heat ratio (Cp/Cv) |  |  |  |  | quotient of the specific heat used to calculate variables to reference conditions |  |  | 1 |  |  | REAL_MEASURE_TYPE |  |  |  |  | NON_DEPENDENT_P_DET | [5 empty] | 0112/2///61987#ABE562 - Parameters of restriction orifice/diffuser0112/2///61987#ABC079 - Actual volume flow measurement0112/2///61987#ABC337 - Mass flow measurement0112/2///61987#ABC456 - Normalized volume flow measurement | 0112/2///61987#ABA000 | 0112/2///62720#UAA915 - quantity of dimension one |  |  | Standard |  |  |  | SC65E – IEC 61987 | - | C00018 | 001-01 (2018-03-28 07:27:15 by BATCH 00000762) standard | 0112-2---61987#ABH430 | https://cdd.iec.ch/cdd/iec61987/iec61987.nsf/PropertiesAllVersions/0112-2---61987%23ABH430
0112/2///61987#ABB185 | 006 | 01 | 0112/2///61987#ABB185#006 | maximum process gauge pressure |  |  |  |  | highest gauge pressure of a process for which a device is or should be designed to operate within its specified limits |  |  | bar |  |  | REAL_MEASURE_TYPE |  |  |  |  | NON_DEPENDENT_P_DET | [5 empty] | 0112/2///61987#ABC451 - Normal process conditions [1]0112/2///61987#ABC452 - Normal process conditions [2]0112/2///61987#ABC453 - Normal process conditions [3]0112/2///61987#ABC454 - Normal process design conditions [1]0112/2///61987#ABC455 - Normal process design conditions [2]0112/2///61987#ABD947 - Normal process conditions [4]0112/2///61987#ABD948 - Normal process design conditions [3]0112/2///61987#ABG345 - Normal process conditions [7]0112/2///61987#ABG475 - Normal process design conditions [4]0112/2///61987#ABG476 - Normal process design conditions [5]0112/2///61987#ABH342 - Normal process design conditions [6]0112/2///61987#ABH344 - Normal process design conditions [7]0112/2///61987#ABH462 - Normal process conditions [11]0112/2///61987#ABG346 - Normal process conditions [8]0112/2///61987#ABG343 - Normal process conditions [5]0112/2///61987#ABG344 - Normal process conditions [6]0112/2///61987#ABG347 - Normal process conditions [9] | 0112/2///61987#ABA000 | 0112/2///62720#UAA323 - bar |  | 0112/2///61987#ABT524 - Pressure | Standard |  |  |  | SC65E – IEC 61987 | - | C00004 |  | 0112-2---61987#ABB185 | https://cdd.iec.ch/cdd/iec61987/iec61987.nsf/PropertiesAllVersions/0112-2---61987%23ABB185
0112/2///61987#ABD576 | 002 | 01 | 0112/2///61987#ABD576#002 | effective area |  |  |  |  | an area, often less than the true area, that is used in calculations |  |  | cm² |  |  | REAL_MEASURE_TYPE |  |  |  |  | NON_DEPENDENT_P_DET | [5 empty] | 0112/2///61987#ABE035 - Structural design of a pressure reducing regulator or back pressure/excess pressure regulator0112/2///61987#ABE611 - Structural design of a filter regulator | 0112/2///61987#ABA000 | 0112/2///62720#UAA384 - centimetre squared |  | 0112/2///61987#ABT578 - Area small | Standard |  |  |  |  | - | C00004 |  | 0112-2---61987#ABD576 | https://cdd.iec.ch/cdd/iec61987/iec61987.nsf/PropertiesAllVersions/0112-2---61987%23ABD576
0112/2///61987#ABH251 | 001 | 02 | 0112/2///61987#ABH251#001 | maximum operating pressure |  |  |  |  | highest allowable pressure at which a device may operate |  |  | bar |  |  | REAL_MEASURE_TYPE |  |  |  |  | NON_DEPENDENT_P_DET | [5 empty] | 0112/2///61987#ABH247 - Window for radiation | 0112/2///61987#ABA000 | 0112/2///62720#UAA323 - bar |  | 0112/2///61987#ABT524 - Pressure | Standard |  | IEC 61987 | IEC | SC65E | - | C00019 |  | 0112-2---61987#ABH251 | https://cdd.iec.ch/cdd/iec61987/iec61987.nsf/PropertiesAllVersions/0112-2---61987%23ABH251
0112/2///61987#ABG508 | 001 | 02 | 0112/2///61987#ABG508#001 | reference to Measured variable [12] |  |  |  |  | reference to block ABF948 | [5 empty] | CLASS_REFERENCE_TYPE(0112/2///61987#ABF948) 0112/2///61987#ABF948 - Measured variable [12] |  |  |  |  | DEPENDENT_P_DET | [5 empty] | 0112/2///61987#ABV038 - Input [18] | 0112/2///61987#ABA000 |  |  |  | Standard |  | IEC 61987 | IEC | IEC SC65E | 0112/2///61987#ABB065 - number of measured variables | C00112 |  | 0112-2---61987#ABG508 | https://cdd.iec.ch/cdd/iec61987/iec61987.nsf/PropertiesAllVersions/0112-2---61987%23ABG508
0112/2///61987#ABB330 | 003 | 01 | 0112/2///61987#ABB330#003 | maximum actual volume flow rate |  |  |  |  | highest actual volume flow rate for which a device is or should be designed to operate within its specified limits |  |  | m³/h |  |  | REAL_MEASURE_TYPE |  |  |  |  | NON_DEPENDENT_P_DET | [5 empty] | 0112/2///61987#ABC455 - Normal process design conditions [2]0112/2///61987#ABD948 - Normal process design conditions [3]0112/2///61987#ABG476 - Normal process design conditions [5] | 0112/2///61987#ABA000 | 0112/2///62720#UAA763 - metre cubed per hour |  | 0112/2///61987#ABT504 - Volume flow rate | Standard |  |  |  | SC65E – IEC 61987 | - | C00004 |  | 0112-2---61987#ABB330 | https://cdd.iec.ch/cdd/iec61987/iec61987.nsf/PropertiesAllVersions/0112-2---61987%23ABB330
0112/2///61987#ABD469 | 001 | 02 | 0112/2///61987#ABD469#001 | reference to Measuring range for flow velocity |  |  |  |  | reference to block ABD468 |  | Id specified in IEC61987-12/-13: ABD468 |  |  |  | CLASS_REFERENCE_TYPE(0112/2///61987#ABD468) 0112/2///61987#ABD468 - Measuring range for flow velocity |  |  |  |  | NON_DEPENDENT_P_DET | [5 empty] | 0112/2///61987#ABD488 - Flow velocity measurement | 0112/2///61987#ABA000 |  |  |  | Standard |  |  |  | SC65E – IEC 61987 | - | C00004 |  | 0112-2---61987#ABD469 | https://cdd.iec.ch/cdd/iec61987/iec61987.nsf/PropertiesAllVersions/0112-2---61987%23ABD469
0112/2///61987#ABE397 | 003 | 01 | 0112/2///61987#ABE397#003 | auxiliary input type [11] |  |  |  |  | polymorphic control property; Id specified in IEC61987-22: ABE395 |  | polymorphic control property; Id specified in IEC61987-22: ABE395 |  |  |  | ENUM_STRING_TYPE(0112/2///61987#ABE458(Analog current input [3],Analog voltage input [3],Binary input, Binary input IEC 60947-5-6 (NAMUR),0112/2///61987#Manufacturer-specific input [3])) |  | 0112/2///61987#ABE458 |  |  | CONDITION_DET |  |  | 0112/2///61987#ABE458 | 0112/2///61987#ABU507 - IEC61987-11 Name of Analog current input [3]0112/2///61987#ABU508 - IEC61987-11 Name of Analog voltage input [3]0112/2///61987#ABU058 - IEC61987-11 Name of Binary input0112/2///61987#ABU059 - IEC61987-11 Name of Binary input IEC 60947-5-6 (NAMUR)0112/2///61987#ABU509 - IEC61987-11 Name of Manufacturer-specific input [3] |  | 0112/2///61987#ABE395 - Type of auxiliary input [11] | 0112/2///61987#ABA000 |  |  |  | Standard |  | IEC 61987 | IEC | IEC/SC 65E | - | C00112 |  | 0112-2---61987#ABE397 | https://cdd.iec.ch/cdd/iec61987/iec61987.nsf/PropertiesAllVersions/0112-2---61987%23ABE397
0112/2///61987#ABA408 | 001 | 04 | 0112/2///61987#ABA408#001 | voltage for upper signal on alarm |  |  |  |  | value of a voltage signal on alarm when the signal on alarm function is configured to the upper signal |  |  | V |  |  | REAL_MEASURE_TYPE |  |  |  |  | NON_DEPENDENT_P_DET | [5 empty] | 0112/2///61987#ABC683 - Voltage signal on alarm | 0112/2///61987#ABA000 | 0112/2///62720#UAA296 - volt |  | 0112/2///61987#ABT506 - Voltage | Standard |  |  |  | SC65E – IEC 61987 | - | C00004 |  | 0112-2---61987#ABA408 | https://cdd.iec.ch/cdd/iec61987/iec61987.nsf/PropertiesAllVersions/0112-2---61987%23ABA408
0112/2///61987#ABP257 | 001 | 01 | 0112/2///61987#ABP257#001 | reference to Percentage performance [I/O module] |  |  |  |  | reference to block ABP053 | [5 empty] | CLASS_REFERENCE_TYPE(0112/2///61987#ABP053) 0112/2///61987#ABP053 - Percentage performance [I/O module] |  |  |  |  | NON_DEPENDENT_P_DET | [5 empty] | 0112/2///61987#ABP057 - Performance variable [input module]0112/2///61987#ABP058 - Performance variable [output module] | 0112/2///61987#ABA000 |  |  |  | Standard |  | IEC 61987 | IEC | IEC/SC 65E | - | C00128 | 001-01 (2023-01-23 14:53:53 by BATCH 00000807) standard | 0112-2---61987#ABP257 | https://cdd.iec.ch/cdd/iec61987/iec61987.nsf/PropertiesAllVersions/0112-2---61987%23ABP257
0112/2///61987#ABB055 | 003 | 01 | 0112/2///61987#ABB055#003 | minimum actual density |  |  |  |  | lowest actual density for which a device is or should be designed to operate within its specified limits |  |  | kg/m³ |  |  | REAL_MEASURE_TYPE |  |  |  |  | NON_DEPENDENT_P_DET | [5 empty] | 0112/2///61987#ABC451 - Normal process conditions [1]0112/2///61987#ABC454 - Normal process design conditions [1]0112/2///61987#ABC455 - Normal process design conditions [2]0112/2///61987#ABF035 - Design conditions of float0112/2///61987#ABF366 - Design conditions of displacer0112/2///61987#ABG476 - Normal process design conditions [5]0112/2///61987#ABH071 - Fluid phase design conditions0112/2///61987#ABH462 - Normal process conditions [11]0112/2///61987#ABG346 - Normal process conditions [8]0112/2///61987#ABG343 - Normal process conditions [5]0112/2///61987#ABG344 - Normal process conditions [6]0112/2///61987#ABG347 - Normal process conditions [9] | 0112/2///61987#ABA000 | 0112/2///62720#UAA619 - kilogram per metre cubed |  | 0112/2///61987#ABT573 - Density | Standard |  |  |  | SC65E – IEC 61987 | - | C00004 |  | 0112-2---61987#ABB055 | https://cdd.iec.ch/cdd/iec61987/iec61987.nsf/PropertiesAllVersions/0112-2---61987%23ABB055
0112/2///61987#ABB255 | 004 | 01 | 0112/2///61987#ABB255#004 | description of optical connection |  |  |  |  | plain text describing a function of an optical connection | [5 empty] | STRING_TYPE |  |  |  |  | NON_DEPENDENT_P_DET | [5 empty] | 0112/2///61987#ABC462 - Optical communication interface | 0112/2///61987#ABA000 |  |  |  | Standard |  |  |  | SC65E – IEC 61987 | - | C00004 |  | 0112-2---61987#ABB255 | https://cdd.iec.ch/cdd/iec61987/iec61987.nsf/PropertiesAllVersions/0112-2---61987%23ABB255
0112/2///61987#ABD672 | 002 | 01 | 0112/2///61987#ABD672#002 | number of process conditions at the inlet |  |  |  |  | @number of process conditions at the inlet |  | cardinality property |  |  |  | INT_TYPE |  |  |  |  | CONDITION_DET | [5 empty] | 0112/2///61987#ABD990 - Process conditions for final control elements0112/2///61987#ABE660 - Process conditions for flow modification accessories | 0112/2///61987#ABA000 |  |  |  | Standard |  |  |  |  | - | C00004 |  | 0112-2---61987#ABD672 | https://cdd.iec.ch/cdd/iec61987/iec61987.nsf/PropertiesAllVersions/0112-2---61987%23ABD672
0112/2///61987#ABH031 | 001 | 01 | 0112/2///61987#ABH031#001 | reference to Deployment design conditions [4] |  |  |  |  | reference to block ABG471 | [5 empty] | CLASS_REFERENCE_TYPE(0112/2///61987#ABG471) 0112/2///61987#ABG471 - Deployment design conditions [4] |  |  |  |  | NON_DEPENDENT_P_DET | [5 empty] | 0112/2///61987#ABH353 - Installation design conditions [5] | 0112/2///61987#ABA000 |  |  |  | Standard |  | IEC 61987 | IEC | SC65E | - | C00018 | 001-01 (2018-03-28 07:27:13 by BATCH 00000762) standard | 0112-2---61987#ABH031 | https://cdd.iec.ch/cdd/iec61987/iec61987.nsf/PropertiesAllVersions/0112-2---61987%23ABH031
0112/2///61987#ABA263 | 004 | 01 | 0112/2///61987#ABA263#004 | type of telecommunication compliance |  |  |  |  | classification of a telecommunication compliance according to the issuing regulatory authority | [5 empty] | ENUM_CODE_TYPE(0112/2///61987#ABL403) |  |  |  |  | DEPENDENT_P_DET |  |  | 0112/2///61987#ABL403 | 0112/2///61987#ABM308 - FCC0112/2///61987#ABM309 - RTT&T0112/2///61987#ABM310 - IC0112/2///61987#ABM311 - IECEE0112/2///61987#ABI407 - others |  | 0112/2///61987#ABC649 - Telecommunication compliance | 0112/2///61987#ABA000 |  |  |  | Standard |  |  |  | SC65E – IEC 61987 | 0112/2///61987#ABI406 - empty_property | C00091 |  | 0112-2---61987#ABA263 | https://cdd.iec.ch/cdd/iec61987/iec61987.nsf/PropertiesAllVersions/0112-2---61987%23ABA263
0112/2///61987#ABF244 | 002 | 01 | 0112/2///61987#ABF244#002 | type of focus |  |  |  |  | classification of the focusing of an optical system according to its mechanical contraction | [5 empty] | ENUM_CODE_TYPE(0112/2///61987#ABL411) |  |  |  |  | DEPENDENT_P_DET |  |  | 0112/2///61987#ABL411 | 0112/2///61987#ABL153 - fixed0112/2///61987#ABM333 - variable0112/2///61987#ABI407 - others |  | 0112/2///61987#ABF226 - Structural design of a radiation thermometer | 0112/2///61987#ABA000 |  |  |  | Standard |  | IEC 61987 | IEC | SC65E | 0112/2///61987#ABI406 - empty_property | C00091 |  | 0112-2---61987#ABF244 | https://cdd.iec.ch/cdd/iec61987/iec61987.nsf/PropertiesAllVersions/0112-2---61987%23ABF244
0112/2///61987#ABH174 | 001 | 01 | 0112/2///61987#ABH174#001 | specific gravity of wet leg at low pressure side |  |  |  |  | specific gravity of the liquid in a filled wet leg at the low pressure side of a differential pressure transmitter |  |  | 1 |  |  | REAL_MEASURE_TYPE |  |  |  |  | NON_DEPENDENT_P_DET | [5 empty] | 0112/2///61987#ABH168 - Parameters of differential pressure level measurement | 0112/2///61987#ABA000 | 0112/2///62720#UAA915 - quantity of dimension one |  | 0112/2///61987#ABT520 - Volume ratio | Standard |  | IEC 61987 | IEC | SC65E | - | C00018 | 001-01 (2018-03-28 07:27:14 by BATCH 00000762) standard | 0112-2---61987#ABH174 | https://cdd.iec.ch/cdd/iec61987/iec61987.nsf/PropertiesAllVersions/0112-2---61987%23ABH174
0112/2///61987#ABA925 | 006 | 01 | 0112/2///61987#ABA925#006 | maximum limiting value of storage temperature |  |  |  |  | highest temperature to which a device may be subject between the time of construction and the time of operation without permanent impairment of operating characteristics |  |  | °C |  |  | REAL_MEASURE_TYPE |  |  | IEC 61987-1, 3.10 |  | NON_DEPENDENT_P_DET | [5 empty] | 0112/2///61987#ABH806 - Storage0112/2///61987#ABC315 - Limiting environmental conditions0112/2///61987#ABD827 - Limiting environmental conditions [2]0112/2///61987#ABE589 - Limiting environmental conditions [3]0112/2///61987#ABC316 - Limiting environmental design conditions | 0112/2///61987#ABA000 | 0112/2///62720#UAA033 - degree Celsius |  | 0112/2///61987#ABT514 - Temperature | Standard |  |  |  | SC65E – IEC 61987 | - | C0004 |  | 0112-2---61987#ABA925 | https://cdd.iec.ch/cdd/iec61987/iec61987.nsf/PropertiesAllVersions/0112-2---61987%23ABA925
0112/2///61987#ABB550 | 001 | 04 | 0112/2///61987#ABB550#001 | step response time T63 |  |  |  |  | time duration from a step change in the input signal to a system for the change in output of the system to reach for the first time 63% of its final steady state value |  |  | s |  |  | REAL_MEASURE_TYPE |  |  |  |  | NON_DEPENDENT_P_DET | [5 empty] | 0112/2///61987#ABE398 - Dynamic behaviour [2]0112/2///61987#ABG316 - Dynamic behaviour [4]0112/2///61987#ABG317 - Dynamic behaviour [5]0112/2///61987#ABC210 - Dynamic behaviour | 0112/2///61987#ABA000 | 0112/2///62720#UAA972 - second |  | 0112/2///61987#ABT510 - Time/time duration short | Standard |  |  |  | SC65E – IEC 61987 | - | C00004 |  | 0112-2---61987#ABB550 | https://cdd.iec.ch/cdd/iec61987/iec61987.nsf/PropertiesAllVersions/0112-2---61987%23ABB550
0112/2///61987#ABH373 | 001 | 01 | 0112/2///61987#ABH373#001 | material of protection |  |  |  |  | material of which a protection is made | [5 empty] | STRING_TYPE |  |  |  |  | NON_DEPENDENT_P_DET | [5 empty] | 0112/2///61987#ABF294 - Flying lead0112/2///61987#ABF335 - Connected cable | 0112/2///61987#ABA000 |  |  |  | Standard |  |  |  | SC65E – IEC 61987 | - | C0018 | 001-01 (2018-03-28 07:27:15 by BATCH 00000762) standard | 0112-2---61987#ABH373 | https://cdd.iec.ch/cdd/iec61987/iec61987.nsf/PropertiesAllVersions/0112-2---61987%23ABH373
0112/2///61987#ABE942 | 001 | 01 | 0112/2///61987#ABE942#001 | inaccuracy of ullage |  |  |  |  | for an ullage measurement, the maximum positive and negative deviation from the specified characteristic curve observed in testing a device under specified conditions and by a specified procedure |  |  | m |  |  | REAL_MEASURE_TYPE |  |  |  |  | NON_DEPENDENT_P_DET | [5 empty] | 0112/2///61987#ABE939 - Absolute performance for ullage0112/2///61987#ABE946 - Accuracy for a subrange of ullage | 0112/2///61987#ABA000 | 0112/2///62720#UAA726 - metre |  | 0112/2///61987#ABT548 - Length short | Standard |  | IEC 61987 | IEC | SC65E | - | C00018 | 001-01 (2018-03-28 07:27:03 by BATCH 00000762) standard | 0112-2---61987#ABE942 | https://cdd.iec.ch/cdd/iec61987/iec61987.nsf/PropertiesAllVersions/0112-2---61987%23ABE942
0112/2///61987#ABU921 | 001 | 01 | 0112/2///61987#ABU921#001 | reference to Type of measured variable [41] |  |  |  |  | reference to block ABG013 | [5 empty] | CLASS_REFERENCE_TYPE(0112/2///61987#ABG013) 0112/2///61987#ABG013 - Type of measured variable [41] |  |  |  |  | NON_DEPENDENT_P_DET | [5 empty] | 0112/2///61987#ABF977 - Measured variable [41] | 0112/2///61987#ABA000 |  |  |  | Standard |  | IEC 61987 | IEC | SC65E | - | C00018 | 001-01 (2018-03-28 07:27:22 by BATCH 00000762) standard | 0112-2---61987#ABU921 | https://cdd.iec.ch/cdd/iec61987/iec61987.nsf/PropertiesAllVersions/0112-2---61987%23ABU921
0112/2///61987#ABB250 | 002 | 01 | 0112/2///61987#ABB250#002 | short-circuit monitoring |  |  |  |  | provision of a short-circuit monitoring function by a device | [5 empty] | ENUM_CODE_TYPE(0112/2///61987#ABL704) |  |  |  |  | DEPENDENT_P_DET |  |  | 0112/2///61987#ABL704 | 0112/2///61987#ABL015 - yes0112/2///61987#ABL014 - no0112/2///61987#ABL118 - adjustable0112/2///61987#ABL116 - activated0112/2///61987#ABI407 - others |  | 0112/2///61987#ABC321 - Line monitoring | 0112/2///61987#ABA000 |  |  |  | Standard |  |  |  | SC65E – IEC 61987 | 0112/2///61987#ABI406 - empty_property | C00091 |  | 0112-2---61987#ABB250 | https://cdd.iec.ch/cdd/iec61987/iec61987.nsf/PropertiesAllVersions/0112-2---61987%23ABB250
0112/2///61987#ABU228 | 001 | 03 | 0112/2///61987#ABU228#001 | reference to Manufacturer-specific input [2] |  |  |  |  | reference to block ABC332 |  | Id specified in IEC61987-12/-13: ABC962 |  |  |  | CLASS_REFERENCE_TYPE(0112/2///61987#ABC332) 0112/2///61987#ABC332 - Manufacturer-specific input [2] |  |  |  |  | DEPENDENT_P_DET | [5 empty] | 0112/2///61987#ABC658 - Type of auxiliary input [8] | 0112/2///61987#ABA000 |  |  |  | Standard |  |  |  | SC65E – IEC 61987 | 0112/2///61987#ABU222 - auxiliary input type [8] | C00004 |  | 0112-2---61987#ABU228 | https://cdd.iec.ch/cdd/iec61987/iec61987.nsf/PropertiesAllVersions/0112-2---61987%23ABU228
0112/2///61987#ABE840 | 001 | 01 | 0112/2///61987#ABE840#001 | zero point error of volume |  |  |  |  | absolute error of a device measuring volume under reference conditions, when the input is at the lower range value |  |  | m³ |  |  | REAL_MEASURE_TYPE |  |  |  |  | NON_DEPENDENT_P_DET | [5 empty] | 0112/2///61987#ABE836 - Absolute performance for volume | 0112/2///61987#ABA000 | 0112/2///62720#UAA757 - metre cubed |  | 0112/2///61987#ABT505 - Volume | Standard |  | IEC 61987 | IEC | SC65E | - | C00018 | 001-01 (2018-03-28 07:27:02 by BATCH 00000762) standard | 0112-2---61987#ABE840 | https://cdd.iec.ch/cdd/iec61987/iec61987.nsf/PropertiesAllVersions/0112-2---61987%23ABE840
0112/2///61987#ABC789 | 003 | 01 | 0112/2///61987#ABC789#003 | reference to Codes and standards approval [1] |  |  |  |  | reference to block ABC159 | [5 empty] | CLASS_REFERENCE_TYPE(0112/2///61987#ABC159) 0112/2///61987#ABC159 - Codes and standards approval [1] |  |  |  |  | NON_DEPENDENT_P_DET | [5 empty] | 0112/2///61987#ABC422 - Mechanical and electrical construction [flow transmitter]0112/2///61987#ABC423 - Mechanical and electrical construction [coriolis mass flow transmitter]0112/2///61987#ABC424 - Mechanical and electrical construction [swirl flow transmitter]0112/2///61987#ABC425 - Mechanical and electrical construction [electromagnetic flow transmitter]0112/2///61987#ABC426 - Mechanical and electrical construction [electromagnetic insertion flow transmitter]0112/2///61987#ABC427 - Mechanical and electrical construction [orifice/differential pressure flow transmitter]0112/2///61987#ABC428 - Mechanical and electrical construction [(oval) gear flow transmitter/gauge]0112/2///61987#ABC429 - Mechanical and electrical construction [piston flow transmitter/gauge]0112/2///61987#ABC430 - Mechanical and electrical construction [thermal mass flow transmitter]0112/2///61987#ABC431 - Mechanical and electrical construction [rotating element flow transmitter/gauge]0112/2///61987#ABC432 - Mechanical and electrical construction [ultrasonic flow transmitter]0112/2///61987#ABC433 - Mechanical and electrical construction [variable area flow transmitter/gauge]0112/2///61987#ABC434 - Mechanical and electrical construction [vortex flow transmitter]0112/2///61987#ABC435 - Mechanical and electrical construction [positive displacement flow transmitter/gauge]0112/2///61987#ABC436 - Mechanical and electrical construction [helix flow transmitter/gauge]0112/2///61987#ABC438 - Mechanical and electrical construction [absolute/gauge pressure transmitter]0112/2///61987#ABC439 - Mechanical and electrical construction [differential pressure transmitter]0112/2///61987#ABC440 - Mechanical and electrical construction [absolute/gauge pressure gauge]0112/2///61987#ABC441 - Mechanical and electrical construction [differential pressure gauge]0112/2///61987#ABC442 - Mechanical and electrical construction [remote seal]0112/2///61987#ABC443 - Mechanical and electrical construction [manifold]0112/2///61987#ABG360 - Mechanical and electrical construction [level transmitter]0112/2///61987#ABG361 - Mechanical and electrical construction [level switch]0112/2///61987#ABG362 - Mechanical and electrical construction [hydrostatic pressure level transmitter]0112/2///61987#ABG363 - Mechanical and electrical construction [displacer level transmitter/switch]0112/2///61987#ABG364 - Mechanical and electrical construction [guided-wave radar level transmitter/switch]0112/2///61987#ABG365 - Mechanical and electrical construction [float level transmitter/switch]0112/2///61987#ABG366 - Mechanical and electrical construction [capacitance level transmitter/switch]0112/2///61987#ABG367 - Mechanical and electrical construction [conductance level transmitter/switch]0112/2///61987#ABG368 - Mechanical and electrical construction [magnetic level gauge]0112/2///61987#ABG370 - Mechanical and electrical construction [free-space radar level transmitter]0112/2///61987#ABG371 - Mechanical and electrical construction [plumb bob level transmitter]0112/2///61987#ABG372 - Mechanical and electrical construction [ultrasonic level transmitter]0112/2///61987#ABG373 - Mechanical and electrical construction [laser level transmitter]0112/2///61987#ABG374 - Mechanical and electrical construction [servo level transmitter ]0112/2///61987#ABG376 - Mechanical and electrical construction [optical level switch]0112/2///61987#ABG377 - Mechanical and electrical construction [rotary paddle switch]0112/2///61987#ABG378 - Mechanical and electrical construction [vibrating level switch]0112/2///61987#ABG379 - Mechanical and electrical construction [ultrasonic level switch]0112/2///61987#ABG380 - Mechanical and electrical construction [microwave level switch]0112/2///61987#ABG381 - Mechanical and electrical construction [thermal level switch]0112/2///61987#ABG382 - Mechanical and electrical construction [sight level indicator]0112/2///61987#ABG383 - Mechanical and electrical construction [sight level gauge]0112/2///61987#ABG384 - Mechanical and electrical construction [stilling well]0112/2///61987#ABG385 - Mechanical and electrical construction [window]0112/2///61987#ABG386 - Mechanical and electrical construction [bypass/measuring chamber]0112/2///61987#ABG388 - Mechanical and electrical construction [contact temperature transmitter]0112/2///61987#ABG391 - Mechanical and electrical construction [insert/element]0112/2///61987#ABG394 - Mechanical and electrical construction [thermowell]0112/2///61987#ABG395 - Mechanical and electrical construction [temperature gauge]0112/2///61987#ABG396 - Mechanical and electrical construction [density transmitter]0112/2///61987#ABG397 - Mechanical and electrical construction [buoyancy density transmitter]0112/2///61987#ABG398 - Mechanical and electrical construction [refractive index density transmitter]0112/2///61987#ABG399 - Mechanical and electrical construction [vibrating tube density transmitter]0112/2///61987#ABG400 - Mechanical and electrical construction [radiometric density transmitter]0112/2///61987#ABG401 - Mechanical and electrical construction [vibrating fork/rod density transmitter]0112/2///61987#ABG402 - Mechanical and electrical construction [ultrasonic density transmitter]0112/2///61987#ABG403 - Mechanical and electrical construction [microwave density transmitter] | 0112/2///61987#ABA000 |  |  |  | Standard |  |  |  | SC65E – IEC 61987 | - | C00004 |  | 0112-2---61987#ABC789 | https://cdd.iec.ch/cdd/iec61987/iec61987.nsf/PropertiesAllVersions/0112-2---61987%23ABC789
0112/2///61987#ABU182 | 001 | 03 | 0112/2///61987#ABU182#001 | reference to Mass flow measurement |  |  |  |  | reference to block ABC337 |  | Id specified in IEC61987-12/-13: ABC967 |  |  |  | CLASS_REFERENCE_TYPE(0112/2///61987#ABC337) 0112/2///61987#ABC337 - Mass flow measurement |  |  |  |  | DEPENDENT_P_DET | [5 empty] | 0112/2///61987#ABC661 - Type of measured variable [2] | 0112/2///61987#ABA000 |  |  |  | Standard |  |  |  | SC65E – IEC 61987 | 0112/2///61987#ABU167 - measured variable type [2] | C00004 |  | 0112-2---61987#ABU182 | https://cdd.iec.ch/cdd/iec61987/iec61987.nsf/PropertiesAllVersions/0112-2---61987%23ABU182
0112/2///61987#ABJ372 | 001 | 01 | 0112/2///61987#ABJ372#001 | reference to DISCRETE_SETPOINT |  |  |  |  | reference to block ABI734 | [5 empty] | CLASS_REFERENCE_TYPE(0112/2///61987#ABI734) 0112/2///61987#ABI734 - DISCRETE_SETPOINT |  |  |  |  | NON_DEPENDENT_P_DET | [5 empty] | 0112/2///61987#ABI752 - On-off actuation technology block | 0112/2///61987#ABA000 |  |  |  | Standard |  |  |  | SC65E – IEC 61987 | - | C00018 | 001-01 (2019-03-08 15:35:33 by BATCH 00000766) standard | 0112-2---61987#ABJ372 | https://cdd.iec.ch/cdd/iec61987/iec61987.nsf/PropertiesAllVersions/0112-2---61987%23ABJ372
0112/2///61987#ABA284 | 005 | 01 | 0112/2///61987#ABA284#005 | calibrated equipment approval |  |  |  |  | designation or number code of the stated document or stated approval for calibrated equipment | [5 empty] | STRING_TYPE |  |  |  |  | NON_DEPENDENT_P_DET | [5 empty] | 0112/2///61987#ABC152 - Calibration certificate | 0112/2///61987#ABA000 |  |  |  | Standard |  |  |  | SC65E – IEC 61987 | - | C00004 |  | 0112-2---61987#ABA284 | https://cdd.iec.ch/cdd/iec61987/iec61987.nsf/PropertiesAllVersions/0112-2---61987%23ABA284
0112/2///61987#ABD101 | 001 | 02 | 0112/2///61987#ABD101#001 | reference to Other operating pressure instrument design conditions |  |  |  |  | reference to block ABC471 | [5 empty] | CLASS_REFERENCE_TYPE(0112/2///61987#ABC471) 0112/2///61987#ABC471 - Other operating pressure instrument design conditions |  |  |  |  | NON_DEPENDENT_P_DET | [5 empty] | 0112/2///61987#ABC460 - Operating conditions for device design [pressure] | 0112/2///61987#ABA000 |  |  |  | Standard |  |  |  | SC65E – IEC 61987 | - | C00004 |  | 0112-2---61987#ABD101 | https://cdd.iec.ch/cdd/iec61987/iec61987.nsf/PropertiesAllVersions/0112-2---61987%23ABD101
0112/2///61987#ABF176 | 002 | 01 | 0112/2///61987#ABF176#002 | style of probe purging |  |  |  |  | classification of a probe purging according to the purging fluid used | [5 empty] | ENUM_CODE_TYPE(0112/2///61987#ABL533) |  |  |  |  | DEPENDENT_P_DET |  |  | 0112/2///61987#ABL533 | 0112/2///61987#ABM747 - nitrogen purge0112/2///61987#ABL120 - air purge0112/2///61987#ABM749 - steam purge0112/2///61987#ABM750 - gas purge0112/2///61987#ABM751 - water purge0112/2///61987#ABM752 - liquid purge0112/2///61987#ABM753 - with purge0112/2///61987#ABM754 - without purge0112/2///61987#ABI407 - others |  | 0112/2///61987#ABF168 - Sonic probe | 0112/2///61987#ABA000 |  |  |  | Standard |  | IEC 61987 | IEC | SC65E | 0112/2///61987#ABI406 - empty_property | C00091 |  | 0112-2---61987#ABF176 | https://cdd.iec.ch/cdd/iec61987/iec61987.nsf/PropertiesAllVersions/0112-2---61987%23ABF176
0112/2///61987#ABD588 | 001 | 04 | 0112/2///61987#ABD588#001 | flow coefficient Kv in case of failure |  |  |  |  | flow coefficient Kv in the event of a device failure | failure include failure of control or of design but not wearing of parts |  | m³/h |  |  | REAL_MEASURE_TYPE |  |  |  |  | NON_DEPENDENT_P_DET | [5 empty] | 0112/2///61987#ABD964 - Parameters of valve body assembly [4]0112/2///61987#ABD965 - Parameters of valve body assembly [1]0112/2///61987#ABD966 - Parameters of valve body assembly [2]0112/2///61987#ABD967 - Parameters of valve body assembly [3] | 0112/2///61987#ABA000 | 0112/2///62720#UAA763 - metre cubed per hour |  | 0112/2///61987#ABT504 - Volume flow rate | Standard |  |  |  |  | - | C00004 |  | 0112-2---61987#ABD588 | https://cdd.iec.ch/cdd/iec61987/iec61987.nsf/PropertiesAllVersions/0112-2---61987%23ABD588
0112/2///61987#ABF337 | 001 | 01 | 0112/2///61987#ABF337#001 | resistance of wire |  |  |  |  | mean resistance of the conductors within a cable |  |  | Ω |  |  | REAL_MEASURE_TYPE |  |  |  |  | NON_DEPENDENT_P_DET | [5 empty] | 0112/2///61987#ABF335 - Connected cable | 0112/2///61987#ABA000 | 0112/2///62720#UAA017 - ohm |  | 0112/2///61987#ABT564 - Electrical resistance | Standard |  | IEC 61987 | IEC | SC65E | - | C00019 | 001-01 (2018-03-28 07:27:06 by BATCH 00000762) standard | 0112-2---61987#ABF337 | https://cdd.iec.ch/cdd/iec61987/iec61987.nsf/PropertiesAllVersions/0112-2---61987%23ABF337
0112/2///61987#ABF599 | 001 | 01 | 0112/2///61987#ABF599#001 | accuracy of mass fraction measuring instrument |  |  |  |  | quality which characterizes the ability of a mass fraction measuring instrument to provide an indicated value close to a true value of the measurand under reference conditions | the accuracy is based on a statistical sample of test devices |  | % |  |  | REAL_MEASURE_TYPE |  |  | IEV 311-06-08 (modified |  | NON_DEPENDENT_P_DET | [5 empty] | 0112/2///61987#ABF605 - Accuracy for a subrange of mass fraction0112/2///61987#ABF608 - Absolute performance for mass fraction | 0112/2///61987#ABA000 | 0112/2///62720#UAA000 - percent |  | 0112/2///61987#ABT533 - Percentage | Standard |  | IEC 61987 | IEC | SC65E | - | C00018 | 001-01 (2018-03-28 07:27:08 by BATCH 00000762) standard | 0112-2---61987#ABF599 | https://cdd.iec.ch/cdd/iec61987/iec61987.nsf/PropertiesAllVersions/0112-2---61987%23ABF599
0112/2///61987#ABC015 | 001 | 04 | 0112/2///61987#ABC015#001 | total performance (absolute or gauge pressure, 28 °C) |  |  |  |  | for absolute or gauge pressure measuring devices, square root of: nonlinearity^2 + (maximum ambient temperature error per 28 °C change)^2, expressed as percentage of span | 28 °C temperature change is derived from 50°F temperature change |  | % |  |  | REAL_MEASURE_TYPE |  |  |  |  | NON_DEPENDENT_P_DET | [5 empty] | 0112/2///61987#ABC067 - Accuracy expressed as a percentage [1] | 0112/2///61987#ABA000 | 0112/2///62720#UAA000 - percent |  | 0112/2///61987#ABT533 - Percentage | Standard |  |  |  | SC65E – IEC 61987 | - | C00004 |  | 0112-2---61987#ABC015 | https://cdd.iec.ch/cdd/iec61987/iec61987.nsf/PropertiesAllVersions/0112-2---61987%23ABC015
0112/2///61987#ABC845 | 004 | 02 | 0112/2///61987#ABC845#004 | reference to Electrical line power supply |  |  |  |  | reference to block ABC215 | [5 empty] | CLASS_REFERENCE_TYPE(0112/2///61987#ABC215) 0112/2///61987#ABC215 - Electrical line power supply |  |  |  |  | DEPENDENT_P_DET | [5 empty] | 0112/2///61987#ABC135 - Available power supply | 0112/2///61987#ABA000 |  |  |  | Standard |  | IEC 61987 | IEC | IEC SC65E | 0112/2///61987#ABB351 - number of electrical line power supplies | C00112 |  | 0112-2---61987#ABC845 | https://cdd.iec.ch/cdd/iec61987/iec61987.nsf/PropertiesAllVersions/0112-2---61987%23ABC845
0112/2///61987#ABB627 | 001 | 04 | 0112/2///61987#ABB627#001 | minimum pulse/frequency signal level for signal "0" |  |  |  |  | minimum value of an input or output signal for the logical state "0" |  |  | Hz |  |  | REAL_MEASURE_TYPE |  |  |  |  | NON_DEPENDENT_P_DET | [5 empty] | 0112/2///61987#ABC487 - Parameters of a manufacturer-specific pulse/frequency binary signal | 0112/2///61987#ABA000 | 0112/2///62720#UAA170 - hertz |  | 0112/2///61987#ABT561 - Frequency | Standard |  |  |  | SC65E – IEC 61987 | - | C00018 |  | 0112-2---61987#ABB627 | https://cdd.iec.ch/cdd/iec61987/iec61987.nsf/PropertiesAllVersions/0112-2---61987%23ABB627
0112/2///61987#ABG803 | 001 | 01 | 0112/2///61987#ABG803#001 | reference to Reference device conditions [4] |  |  |  |  | reference to block ABG243 | [5 empty] | CLASS_REFERENCE_TYPE(0112/2///61987#ABG243) 0112/2///61987#ABG243 - Reference device conditions [4] |  |  |  |  | NON_DEPENDENT_P_DET | [5 empty] | 0112/2///61987#ABG239 - Reference conditions of the device [10]0112/2///61987#ABG271 - Reference conditions for the performance variable [10] | 0112/2///61987#ABA000 |  |  |  | Standard |  | IEC 61987 | IEC | SC65E | - | C00019 | 001-01 (2018-03-28 07:27:11 by BATCH 00000762) standard | 0112-2---61987#ABG803 | https://cdd.iec.ch/cdd/iec61987/iec61987.nsf/PropertiesAllVersions/0112-2---61987%23ABG803
0112/2///61987#ABH062 | 002 | 01 | 0112/2///61987#ABH062#002 | relative permittivity | dielectric constant |  |  |  | material characteristic expressed as the capacitance between two plates when the intervening space is filled with a given insulating material and the capacitance of the same plate arrangement when the space is filled with air or is evacuated |  |  | 1 |  |  | REAL_MEASURE_TYPE |  |  |  |  | NON_DEPENDENT_P_DET | [5 empty] | 0112/2///61987#ABG459 - Aqueous phase [level]0112/2///61987#ABG461 - Non-aqueous liquid phase [level]0112/2///61987#ABG465 - Solid/particle phase [level]0112/2///61987#ABH067 - Intermediate phase [level]0112/2///61987#ABH190 - Foam phase [level]0112/2///61987#ABN682 - Continuous measurement variables | 0112/2///61987#ABA000 | 0112/2///62720#UAA915 - quantity of dimension one |  |  | Standard |  | IEC 61987 | IEC | SC65E | - | C00091 |  | 0112-2---61987#ABH062 | https://cdd.iec.ch/cdd/iec61987/iec61987.nsf/PropertiesAllVersions/0112-2---61987%23ABH062
0112/2///61987#ABP165 | 001 | 01 | 0112/2///61987#ABP165#001 | rated signal frequency |  |  |  |  | signal frequency as defined by the manufacturer and to which certain device properties are referenced |  |  | Hz |  |  | REAL_MEASURE_TYPE |  |  |  |  | NON_DEPENDENT_P_DET | [5 empty] | 0112/2///61987#ABP074 - Signal levels | 0112/2///61987#ABA000 | 0112/2///62720#UAA170 - hertz |  | 0112/2///61987#ABT561 - Frequency | Standard |  | IEC 61987 | IEC | IEC/SC 65E | - | C00128 | 001-01 (2023-01-23 14:53:52 by BATCH 00000807) standard | 0112-2---61987#ABP165 | https://cdd.iec.ch/cdd/iec61987/iec61987.nsf/PropertiesAllVersions/0112-2---61987%23ABP165
0112/2///61987#ABU449 | 001 | 03 | 0112/2///61987#ABU449#001 | reference to Assigned totalized value range for mass and for volume |  |  |  |  | reference to block ABC117 |  | Id specified in IEC61987-12/-13: ABC747 |  |  |  | CLASS_REFERENCE_TYPE(0112/2///61987#ABC117) 0112/2///61987#ABC117 - Assigned totalized value range for mass and for volume |  |  |  |  | DEPENDENT_P_DET | [5 empty] | 0112/2///61987#ABC120 - Assigned variable [3] | 0112/2///61987#ABA000 |  |  |  | Standard |  |  |  | SC65E – IEC 61987 | 0112/2///61987#ABU429 - assigned variable type [3] | C00004 |  | 0112-2---61987#ABU449 | https://cdd.iec.ch/cdd/iec61987/iec61987.nsf/PropertiesAllVersions/0112-2---61987%23ABU449
0112/2///61987#ABU328 | 001 | 03 | 0112/2///61987#ABU328#001 | reference to Absolute performance for normalized volume flow |  |  |  |  | reference to block ABC062 |  | Id specified in IEC61987-12/-13: ABC692 |  |  |  | CLASS_REFERENCE_TYPE(0112/2///61987#ABC062) 0112/2///61987#ABC062 - Absolute performance for normalized volume flow |  |  |  |  | DEPENDENT_P_DET | [5 empty] | 0112/2///61987#ABC673 - Type of performance variable [3] | 0112/2///61987#ABA000 |  |  |  | Standard |  |  |  | SC65E – IEC 61987 | 0112/2///61987#ABU295 - performance variable type [3] | C00004 |  | 0112-2---61987#ABU328 | https://cdd.iec.ch/cdd/iec61987/iec61987.nsf/PropertiesAllVersions/0112-2---61987%23ABU328
0112/2///61987#ABE366 | 001 | 02 | 0112/2///61987#ABE366#001 | reference to Accuracy expressed as a percentage [3] |  |  |  |  | reference to block ABE365 | [5 empty] | CLASS_REFERENCE_TYPE(0112/2///61987#ABE365) 0112/2///61987#ABE365 - Accuracy expressed as a percentage [3] |  |  |  |  | NON_DEPENDENT_P_DET | [5 empty] | 0112/2///61987#ABD970 - Percentage performance [2] | 0112/2///61987#ABA000 |  |  |  | Standard |  |  |  | SC65E – IEC 61987 | - | C00004 |  | 0112-2---61987#ABE366 | https://cdd.iec.ch/cdd/iec61987/iec61987.nsf/PropertiesAllVersions/0112-2---61987%23ABE366
0112/2///61987#ABU658 | 001 | 01 | 0112/2///61987#ABU658#001 | reference to Analog voltage output [16] |  |  |  |  | reference to block ABG189 | [5 empty] | CLASS_REFERENCE_TYPE(0112/2///61987#ABG189) 0112/2///61987#ABG189 - Analog voltage output [16] |  |  |  |  | DEPENDENT_P_DET | [5 empty] | 0112/2///61987#ABG153 - Type of output [23] | 0112/2///61987#ABA000 |  |  |  | Standard |  | IEC 61987 | IEC | SC65E | 0112/2///61987#ABU652 - output type [23] | C00017 | 001-01 (2018-03-28 07:27:21 by BATCH 00000762) standard | 0112-2---61987#ABU658 | https://cdd.iec.ch/cdd/iec61987/iec61987.nsf/PropertiesAllVersions/0112-2---61987%23ABU658
0112/2///61987#ABB824 | 001 | 04 | 0112/2///61987#ABB824#001 | maximum influence of process pressure on volume flow |  |  |  |  | change in output of a volume flow measuring device caused by a change in process pressure with respect to reference conditions, expressed as the maximum error across the specified process pressure range |  |  | "(m³/h)/bar" |  |  | REAL_MEASURE_TYPE |  |  |  |  | NON_DEPENDENT_P_DET | [5 empty] | 0112/2///61987#ABC281 - Influence of external quantities expressed for volume flow | 0112/2///61987#ABA000 | 0112/2///62720#UAA765 - metre cubed per hour bar |  | 0112/2///61987#ABT503 - Volume flow rate per pressure | Standard |  |  |  | SC65E – IEC 61987 | - | C00018 |  | 0112-2---61987#ABB824 | https://cdd.iec.ch/cdd/iec61987/iec61987.nsf/PropertiesAllVersions/0112-2---61987%23ABB824
0112/2///61987#ABH477 | 001 | 01 | 0112/2///61987#ABH477#001 | type of sight glass protector |  |  |  |  | classification of sight glasses protection according to its constructional design | [5 empty] | STRING_TYPE |  |  |  |  | NON_DEPENDENT_P_DET | [5 empty] | 0112/2///61987#ABF535 - Sight glass | 0112/2///61987#ABA000 |  |  |  | Standard |  | IEC 61987 | IEC | SC65E – IEC 61987 | - | C00018 | 001-01 (2018-03-28 07:27:16 by BATCH 00000762) standard | 0112-2---61987#ABH477 | https://cdd.iec.ch/cdd/iec61987/iec61987.nsf/PropertiesAllVersions/0112-2---61987%23ABH477
0112/2///61987#ABE771 | 001 | 01 | 0112/2///61987#ABE771#001 | reference to Input [30] |  |  |  |  | reference to block ABE770 | [5 empty] | CLASS_REFERENCE_TYPE(0112/2///61987#ABE770) 0112/2///61987#ABE770 - Input [30] |  |  |  |  | NON_DEPENDENT_P_DET | [5 empty] | 0112/2///61987#ABA032 - Device LOP for absolute/gauge pressure gauge0112/2///61987#ABA034 - Device LOP for differential pressure gauge | 0112/2///61987#ABA000 |  |  |  | Standard |  |  |  | SC65E – IEC 61987 | - | C00014 | 001-01 (2018-03-28 07:27:01 by BATCH 00000762) standard | 0112-2---61987#ABE771 | https://cdd.iec.ch/cdd/iec61987/iec61987.nsf/PropertiesAllVersions/0112-2---61987%23ABE771
0112/2///61987#ABN984 | 001 | 01 | 0112/2///61987#ABN984#001 | reference to Performance [33] |  |  |  |  | reference to block ABV040 | [5 empty] | CLASS_REFERENCE_TYPE(0112/2///61987#ABV040) 0112/2///61987#ABV040 - Performance [33] |  |  |  |  | NON_DEPENDENT_P_DET | [5 empty] | 0112/2///61987#ABE731 - Device LOP for thermal level switch | 0112/2///61987#ABA000 |  |  |  | Standard |  | IEC 61987 | IEC | SC65E | - | C00018 | 001-01 (2020-02-28 08:56:13 by BATCH 00000784) standard | 0112-2---61987#ABN984 | https://cdd.iec.ch/cdd/iec61987/iec61987.nsf/PropertiesAllVersions/0112-2---61987%23ABN984
0112/2///61987#ABB161 | 004 | 01 | 0112/2///61987#ABB161#004 | number of explosion protection permissible temperatures |  |  |  |  | @number of explosion protection permissible temperatures |  | cardinality property |  |  |  | INT_TYPE |  |  |  |  | CONDITION_DET | [5 empty] | 0112/2///61987#ABC232 - Explosion protection design approval0112/2///61987#ABC235 - Explosion protection parameters for intrinsic safety0112/2///61987#ABC236 - Explosion protection parameters for intrinsic safety (active)0112/2///61987#ABC237 - Explosion protection parameters for intrinsic safety (passive) | 0112/2///61987#ABA000 |  |  |  | Standard |  |  |  | SC65E – IEC 61987 | - | C00004 |  | 0112-2---61987#ABB161 | https://cdd.iec.ch/cdd/iec61987/iec61987.nsf/PropertiesAllVersions/0112-2---61987%23ABB161
0112/2///61987#ABB019 | 004 | 01 | 0112/2///61987#ABB019#004 | other reliability information |  |  |  |  | properties characterizing additional information pertinent to assessing the reliability of the device | [5 empty] | STRING_TYPE |  |  |  |  | NON_DEPENDENT_P_DET | [5 empty] | 0112/2///61987#ABD877 - Functional safety and reliability [2]0112/2///61987#ABC257 - Functional safety and reliability | 0112/2///61987#ABA000 |  |  |  | Standard |  |  |  | SC65E – IEC 61987 | - | C00004 |  | 0112-2---61987#ABB019 | https://cdd.iec.ch/cdd/iec61987/iec61987.nsf/PropertiesAllVersions/0112-2---61987%23ABB019
0112/2///61987#ABN627 | 001 | 02 | 0112/2///61987#ABN627#001 | time stamp (date and time) |  |  |  |  | mark attributed to an instant by means of a specified timescale, expressed as a date and a time | The format is defined in ISO 8601. |  |  |  |  | DATE_TIME_TYPE |  |  | IEV 113-01-12 MOD |  | NON_DEPENDENT_P_DET | [5 empty] | 0112/2///61987#ABN692 - Specific time variables | 0112/2///61987#ABA000 |  |  |  | Standard |  | IEC 61987 | IEC | IEC SC65E | - | C00112 |  | 0112-2---61987#ABN627 | https://cdd.iec.ch/cdd/iec61987/iec61987.nsf/PropertiesAllVersions/0112-2---61987%23ABN627
0112/2///61987#ABF915 | 001 | 01 | 0112/2///61987#ABF915#001 | reference to Device LOP for vibrating fork/rod density transmitter |  |  |  |  | reference to block ABF862 | [5 empty] | CLASS_REFERENCE_TYPE(0112/2///61987#ABF862) 0112/2///61987#ABF862 - Device LOP for vibrating fork/rod density transmitter |  |  |  |  | NON_DEPENDENT_P_DET | [5 empty] | 0112/2///61987#ABA759 - Vibrating fork/rod density transmitter | 0112/2///61987#ABA000 |  |  |  | Standard |  | IEC 61987 | IEC | SC65E | - | C00017 | 001-01 (2018-03-28 07:27:10 by BATCH 00000762) standard | 0112-2---61987#ABF915 | https://cdd.iec.ch/cdd/iec61987/iec61987.nsf/PropertiesAllVersions/0112-2---61987%23ABF915
0112/2///61987#ABF850 | 001 | 01 | 0112/2///61987#ABF850#001 | reference to Structural design of a radiometric density transmitter |  |  |  |  | reference to block ABF634 | [5 empty] | CLASS_REFERENCE_TYPE(0112/2///61987#ABF634) 0112/2///61987#ABF634 - Structural design of a radiometric density transmitter |  |  |  |  | NON_DEPENDENT_P_DET | [5 empty] | 0112/2///61987#ABG445 - Structural design [radiometric density transmitter] | 0112/2///61987#ABA000 |  |  |  | Standard |  | IEC 61987 | IEC | SC65E | - | C00017 | 001-01 (2018-03-28 07:27:10 by BATCH 00000762) standard | 0112-2---61987#ABF850 | https://cdd.iec.ch/cdd/iec61987/iec61987.nsf/PropertiesAllVersions/0112-2---61987%23ABF850
0112/2///61987#ABC902 | 001 | 05 | 0112/2///61987#ABC902#001 | reference to Scale range |  |  |  |  | reference to block ABC272 | [5 empty] | CLASS_REFERENCE_TYPE(0112/2///61987#ABC272) 0112/2///61987#ABC272 - Scale range |  |  |  |  | DEPENDENT_P_DET | [5 empty] | 0112/2///61987#ABD471 - Dial0112/2///61987#ABD482 - Dial [2] | 0112/2///61987#ABA000 |  |  |  | Standard |  | IEC 61987 | IEC | IEC SC65E | 0112/2///61987#ABA199 - number of scale ranges | C00112 |  | 0112-2---61987#ABC902 | https://cdd.iec.ch/cdd/iec61987/iec61987.nsf/PropertiesAllVersions/0112-2---61987%23ABC902
0112/2///61987#ABE279 | 001 | 02 | 0112/2///61987#ABE279#001 | reference to Structural design [positioner] |  |  |  |  | reference to block ABE023 | [5 empty] | CLASS_REFERENCE_TYPE(0112/2///61987#ABE023) 0112/2///61987#ABE023 - Structural design [positioner] |  |  |  |  | NON_DEPENDENT_P_DET | [5 empty] | 0112/2///61987#ABD932 - Mechanical and electrical construction [positioner] | 0112/2///61987#ABA000 |  |  |  | Standard |  |  |  |  | - | C00004 |  | 0112-2---61987#ABE279 | https://cdd.iec.ch/cdd/iec61987/iec61987.nsf/PropertiesAllVersions/0112-2---61987%23ABE279
0112/2///61987#ABE292 | 001 | 02 | 0112/2///61987#ABE292#001 | reference to Structural design of an eccentric plug valve |  |  |  |  | reference to block ABE036 | [5 empty] | CLASS_REFERENCE_TYPE(0112/2///61987#ABE036) 0112/2///61987#ABE036 - Structural design of an eccentric plug valve |  |  |  |  | NON_DEPENDENT_P_DET | [5 empty] | 0112/2///61987#ABE025 - Structural design [eccentric plug valve] | 0112/2///61987#ABA000 |  |  |  | Standard |  |  |  |  | - | C00004 |  | 0112-2---61987#ABE292 | https://cdd.iec.ch/cdd/iec61987/iec61987.nsf/PropertiesAllVersions/0112-2---61987%23ABE292
0112/2///61987#ABF782 | 001 | 01 | 0112/2///61987#ABF782#001 | reference to Structural design of a nuclear level transmitter/switch |  |  |  |  | reference to block ABF343 | [5 empty] | CLASS_REFERENCE_TYPE(0112/2///61987#ABF343) 0112/2///61987#ABF343 - Structural design of a nuclear level transmitter/switch |  |  |  |  | NON_DEPENDENT_P_DET | [5 empty] | 0112/2///61987#ABG414 - Structural design [nuclear level transmitter/switch] | 0112/2///61987#ABA000 |  |  |  | Standard |  | IEC 61987 | IEC | SC65E | - | C00018 | 001-01 (2018-03-28 07:27:09 by BATCH 00000762) standard | 0112-2---61987#ABF782 | https://cdd.iec.ch/cdd/iec61987/iec61987.nsf/PropertiesAllVersions/0112-2---61987%23ABF782
0112/2///61987#ABB365 | 004 | 01 | 0112/2///61987#ABB365#004 | description of hazardous area |  |  |  |  | plain text characterizing the hazardous area | [5 empty] | STRING_TYPE |  |  |  |  | NON_DEPENDENT_P_DET | [5 empty] | 0112/2///61987#ABC104 - Area classification | 0112/2///61987#ABA000 |  |  |  | Standard |  |  |  | SC65E – IEC 61987 | - | C00004 |  | 0112-2---61987#ABB365 | https://cdd.iec.ch/cdd/iec61987/iec61987.nsf/PropertiesAllVersions/0112-2---61987%23ABB365
0112/2///61987#ABB974 | 002 | 01 | 0112/2///61987#ABB974#002 | function of display element |  |  |  |  | use for which a display element of a digital display is intended | [5 empty] | ENUM_CODE_TYPE(0112/2///61987#ABL510) |  |  |  |  | DEPENDENT_P_DET |  |  | 0112/2///61987#ABL510 | 0112/2///61987#ABM678 - measured value0112/2///61987#ABM679 - total value0112/2///61987#ABM680 - engineering unit0112/2///61987#ABM681 - battery status0112/2///61987#ABM682 - programming prompt0112/2///61987#ABI407 - others |  | 0112/2///61987#ABC206 - Display element | 0112/2///61987#ABA000 |  |  |  | Standard |  |  |  | SC65E – IEC 61987 | 0112/2///61987#ABI406 - empty_property | C00091 |  | 0112-2---61987#ABB974 | https://cdd.iec.ch/cdd/iec61987/iec61987.nsf/PropertiesAllVersions/0112-2---61987%23ABB974
0112/2///61987#ABA978 | 005 | 01 | 0112/2///61987#ABA978#005 | type of electrical terminal |  |  |  |  | classification of an electrical terminal according to its fabricated form | [5 empty] | ENUM_CODE_TYPE(0112/2///61987#ABL325) |  |  |  |  | DEPENDENT_P_DET |  |  | 0112/2///61987#ABL325 | 0112/2///61987#ABM043 - cage terminal0112/2///61987#ABM044 - screw terminal0112/2///61987#ABI407 - others |  | 0112/2///61987#ABC220 - Electrical terminal0112/2///61987#ABC231 - Equipotential bonding connection0112/2///61987#ABU555 - Manual override | 0112/2///61987#ABA000 |  |  |  | Standard |  |  |  | SC65E – IEC 61987 | 0112/2///61987#ABI406 - empty_property | C00091 |  | 0112-2---61987#ABA978 | https://cdd.iec.ch/cdd/iec61987/iec61987.nsf/PropertiesAllVersions/0112-2---61987%23ABA978
0112/2///61987#ABB434 | 003 | 01 | 0112/2///61987#ABB434#003 | minimum solids content |  |  |  |  | lowest solids content expressed as mass fraction for which a device is or should be designed to operate within its specified limits |  |  | % |  |  | REAL_MEASURE_TYPE |  |  |  |  | NON_DEPENDENT_P_DET | [5 empty] | 0112/2///61987#ABC451 - Normal process conditions [1]0112/2///61987#ABC455 - Normal process design conditions [2]0112/2///61987#ABG476 - Normal process design conditions [5]0112/2///61987#ABH071 - Fluid phase design conditions0112/2///61987#ABH462 - Normal process conditions [11]0112/2///61987#ABG346 - Normal process conditions [8] | 0112/2///61987#ABA000 | 0112/2///62720#UAA000 - percent |  | 0112/2///61987#ABT533 - Percentage | Standard |  |  |  | SC65E – IEC 61987 | - | C00004 |  | 0112-2---61987#ABB434 | https://cdd.iec.ch/cdd/iec61987/iec61987.nsf/PropertiesAllVersions/0112-2---61987%23ABB434
0112/2///61987#ABA355 | 001 | 01 | 0112/2///61987#ABA355#001 | reference to Address |  |  |  |  | reference to block ABI571 | [5 empty] | CLASS_REFERENCE_TYPE(0112/2///61987#ABI571) 0112/2///61987#ABI571 - Address |  |  |  |  | NON_DEPENDENT_P_DET | [5 empty] | 0112/2///61987#ABA372 - Business partner | 0112/2///61987#ABA000 |  |  |  | Standard |  | IEC 61987 |  | SC65E – IEC 61987 | - | C00018 | 001-01 (2019-03-08 15:35:28 by BATCH 00000766) standard | 0112-2---61987#ABA355 | https://cdd.iec.ch/cdd/iec61987/iec61987.nsf/PropertiesAllVersions/0112-2---61987%23ABA355
0112/2///61987#ABB125 | 002 | 01 | 0112/2///61987#ABB125#002 | reduction gear location |  |  |  |  | position of a gear to adjust the number of revolutions | [5 empty] | ENUM_CODE_TYPE(0112/2///61987#ABL679) |  |  |  |  | DEPENDENT_P_DET |  |  | 0112/2///61987#ABL679 | 0112/2///61987#ABN326 - upstream0112/2///61987#ABN327 - downstream0112/2///61987#ABI407 - others |  | 0112/2///61987#ABC550 - Pulse generator | 0112/2///61987#ABA000 |  |  |  | Standard |  |  |  | SC65E – IEC 61987 | 0112/2///61987#ABI406 - empty_property | C00091 |  | 0112-2---61987#ABB125 | https://cdd.iec.ch/cdd/iec61987/iec61987.nsf/PropertiesAllVersions/0112-2---61987%23ABB125
0112/2///61987#ABA206 | 002 | 01 | 0112/2///61987#ABA206#002 | colour of display illumination |  |  |  |  | colour of lighting of an illuminated display | [5 empty] | ENUM_CODE_TYPE(0112/2///61987#ABL538) |  |  |  |  | DEPENDENT_P_DET |  |  | 0112/2///61987#ABL538 | 0112/2///61987#ABM761 - none0112/2///61987#ABM768 - red0112/2///61987#ABM769 - blue0112/2///61987#ABM770 - green0112/2///61987#ABM771 - yellow0112/2///61987#ABM772 - orange0112/2///61987#ABM773 - cyan0112/2///61987#ABM774 - magenta0112/2///61987#ABI407 - others |  | 0112/2///61987#ABD471 - Dial | 0112/2///61987#ABA000 |  |  |  | Standard |  |  |  | SC65E – IEC 61987 | 0112/2///61987#ABI406 - empty_property | C00091 |  | 0112-2---61987#ABA206 | https://cdd.iec.ch/cdd/iec61987/iec61987.nsf/PropertiesAllVersions/0112-2---61987%23ABA206
0112/2///61987#ABP216 | 001 | 01 | 0112/2///61987#ABP216#001 | reference to Absolute performance for voltage [I/O module] |  |  |  |  | reference to block ABP012 | [5 empty] | CLASS_REFERENCE_TYPE(0112/2///61987#ABP012) 0112/2///61987#ABP012 - Absolute performance for voltage [I/O module] |  |  |  |  | NON_DEPENDENT_P_DET | [5 empty] | 0112/2///61987#ABP057 - Performance variable [input module] | 0112/2///61987#ABA000 |  |  |  | Standard |  | IEC 61987 | IEC | IEC/SC 65E | - | C00128 | 001-01 (2023-01-23 14:53:53 by BATCH 00000807) standard | 0112-2---61987#ABP216 | https://cdd.iec.ch/cdd/iec61987/iec61987.nsf/PropertiesAllVersions/0112-2---61987%23ABP216
0112/2///61987#ABA504 | 005 | 01 | 0112/2///61987#ABA504#005 | number of parametrization styles |  |  |  |  | @number of parametrization styles |  | cardinality property |  |  |  | INT_TYPE |  |  |  |  | CONDITION_DET | [5 empty] | 0112/2///61987#ABC488 - Parametrization | 0112/2///61987#ABA000 |  |  |  | Standard |  |  |  | SC65E – IEC 61987 | - | C00004 |  | 0112-2---61987#ABA504 | https://cdd.iec.ch/cdd/iec61987/iec61987.nsf/PropertiesAllVersions/0112-2---61987%23ABA504
0112/2///61987#ABD424 | 002 | 01 | 0112/2///61987#ABD424#002 | style of packing adjustment |  |  |  |  | classification of the stem or shaft seal adjustability according to its means to enhance or maintain its tightness | [5 empty] | ENUM_CODE_TYPE(0112/2///61987#ABJ772) |  |  |  |  | DEPENDENT_P_DET |  |  | 0112/2///61987#ABJ772 | 0112/2///61987#ABL118 - adjustable0112/2///61987#ABL119 - self-adjusting0112/2///61987#ABI407 - others |  | 0112/2///61987#ABE411 - Stem/shaft packing | 0112/2///61987#ABA000 |  |  |  | Standard |  |  |  | SC65E – IEC 61987 | 0112/2///61987#ABI406 - empty_property | C00091 |  | 0112-2---61987#ABD424 | https://cdd.iec.ch/cdd/iec61987/iec61987.nsf/PropertiesAllVersions/0112-2---61987%23ABD424
0112/2///61987#ABF384 | 001 | 01 | 0112/2///61987#ABF384#001 | style of head-mounted transmitter |  |  |  |  | classification of a head-mounted transmitter according to its constructional design or standardized form | [5 empty] | STRING_TYPE |  |  |  |  | NON_DEPENDENT_P_DET | [5 empty] | 0112/2///61987#ABF380 - Structural design of a connection head0112/2///61987#ABF396 - Structural design of separate temperature transmitter | 0112/2///61987#ABA000 |  |  |  | Standard |  | IEC 61987 | IEC | SC65E | - | C00019 | 001-01 (2018-03-28 07:27:06 by BATCH 00000762) standard | 0112-2---61987#ABF384 | https://cdd.iec.ch/cdd/iec61987/iec61987.nsf/PropertiesAllVersions/0112-2---61987%23ABF384
0112/2///61987#ABI999 | 001 | 01 | 0112/2///61987#ABI999#001 | TRAVEL_TIME_CLOSE_OPEN |  |  |  |  | parameter indicating the time in s between the command to change of the state from CLOSE position and the indication that the actuator has finished its action | [5 empty] | REAL_TYPE |  |  |  |  | NON_DEPENDENT_P_DET | [5 empty] | 0112/2///61987#ABI752 - On-off actuation technology block | 0112/2///61987#ABA000 |  |  |  | Standard |  |  |  | SC65E – IEC 61987 | - | C00018 | 001-01 (2019-03-08 15:35:33 by BATCH 00000766) standard | 0112-2---61987#ABI999 | https://cdd.iec.ch/cdd/iec61987/iec61987.nsf/PropertiesAllVersions/0112-2---61987%23ABI999
0112/2///61987#ABE555 | 001 | 01 | 0112/2///61987#ABE555#001 | reference to Structural design [I/P converter] |  |  |  |  | reference to block ABE617 | [5 empty] | CLASS_REFERENCE_TYPE(0112/2///61987#ABE617) 0112/2///61987#ABE617 - Structural design [I/P converter] |  |  |  |  | NON_DEPENDENT_P_DET | [5 empty] | 0112/2///61987#ABE616 - Mechanical and electrical construction [I/P converter] | 0112/2///61987#ABA000 |  |  |  | Standard |  | IEC 61987 | IEC | SC65E | - | C00016 | 001-01 (2018-03-28 07:27:01 by BATCH 00000762) standard | 0112-2---61987#ABE555 | https://cdd.iec.ch/cdd/iec61987/iec61987.nsf/PropertiesAllVersions/0112-2---61987%23ABE555
0112/2///61987#ABF813 | 001 | 01 | 0112/2///61987#ABF813#001 | reference to Material of source container |  |  |  |  | reference to block ABF459 | [5 empty] | CLASS_REFERENCE_TYPE(0112/2///61987#ABF459) 0112/2///61987#ABF459 - Material of source container |  |  |  |  | NON_DEPENDENT_P_DET | [5 empty] | 0112/2///61987#ABF465 - Container of nuclear source | 0112/2///61987#ABA000 |  |  |  | Standard |  | IEC 61987 | IEC | SC65E | - | C00018 | 001-01 (2018-03-28 07:27:09 by BATCH 00000762) standard | 0112-2---61987#ABF813 | https://cdd.iec.ch/cdd/iec61987/iec61987.nsf/PropertiesAllVersions/0112-2---61987%23ABF813
0112/2///61987#ABG619 | 001 | 02 | 0112/2///61987#ABG619#001 | reference to Auxiliary input [21] |  |  |  |  | reference to block ABG059 | [5 empty] | CLASS_REFERENCE_TYPE(0112/2///61987#ABG059) 0112/2///61987#ABG059 - Auxiliary input [21] |  |  |  |  | DEPENDENT_P_DET | [5 empty] | 0112/2///61987#ABF938 - Input [31] | 0112/2///61987#ABA000 |  |  |  | Standard |  | IEC 61987 | IEC | IEC SC65E | 0112/2///61987#ABA340 - number of auxiliary inputs | C00112 |  | 0112-2---61987#ABG619 | https://cdd.iec.ch/cdd/iec61987/iec61987.nsf/PropertiesAllVersions/0112-2---61987%23ABG619
0112/2///61987#ABF826 | 001 | 01 | 0112/2///61987#ABF826#001 | reference to Structural design of a laser level transmitter |  |  |  |  | reference to block ABF518 | [5 empty] | CLASS_REFERENCE_TYPE(0112/2///61987#ABF518) 0112/2///61987#ABF518 - Structural design of a laser level transmitter |  |  |  |  | NON_DEPENDENT_P_DET | [5 empty] | 0112/2///61987#ABG418 - Structural design [laser level transmitter] | 0112/2///61987#ABA000 |  |  |  | Standard |  | IEC 61987 | IEC | SC65E | - | C00018 | 001-01 (2018-03-28 07:27:09 by BATCH 00000762) standard | 0112-2---61987#ABF826 | https://cdd.iec.ch/cdd/iec61987/iec61987.nsf/PropertiesAllVersions/0112-2---61987%23ABF826
0112/2///61987#ABG496 | 001 | 01 | 0112/2///61987#ABG496#001 | reference to Input [29] |  |  |  |  | reference to block ABF936 | [5 empty] | CLASS_REFERENCE_TYPE(0112/2///61987#ABF936) 0112/2///61987#ABF936 - Input [29] |  |  |  |  | NON_DEPENDENT_P_DET | [5 empty] | 0112/2///61987#ABE759 - Device LOP for temperature gauge | 0112/2///61987#ABA000 |  |  |  | Standard |  | IEC 61987 | IEC | SC65E | - | C00019 | 001-01 (2018-03-28 07:27:10 by BATCH 00000762) standard | 0112-2---61987#ABG496 | https://cdd.iec.ch/cdd/iec61987/iec61987.nsf/PropertiesAllVersions/0112-2---61987%23ABG496
0112/2///61987#ABC930 | 001 | 02 | 0112/2///61987#ABC930#001 | reference to Input signal processing |  |  |  |  | reference to block ABC300 | [5 empty] | CLASS_REFERENCE_TYPE(0112/2///61987#ABC300) 0112/2///61987#ABC300 - Input signal processing |  |  |  |  | NON_DEPENDENT_P_DET | [5 empty] | 0112/2///61987#ABC083 - Analog current input [1]0112/2///61987#ABC084 - Analog current input [2]0112/2///61987#ABC092 - Analog voltage input [1]0112/2///61987#ABC093 - Analog voltage input [2]0112/2///61987#ABC247 - Frequency input [1]0112/2///61987#ABC248 - Frequency input [2]0112/2///61987#ABC331 - Manufacturer-specific input [1]0112/2///61987#ABC332 - Manufacturer-specific input [2]0112/2///61987#ABC580 - RTD/thermocouple input0112/2///61987#ABG083 - Analog current input [4]0112/2///61987#ABG084 - Analog current input [5]0112/2///61987#ABG085 - Analog current input [6]0112/2///61987#ABG118 - Analog voltage input [4]0112/2///61987#ABG119 - Analog voltage input [5]0112/2///61987#ABG120 - Analog voltage input [6]0112/2///61987#ABG121 - Frequency input [4]0112/2///61987#ABG122 - Frequency input [5]0112/2///61987#ABG124 - Manufacturer-specific input [4]0112/2///61987#ABG125 - Manufacturer-specific input [5]0112/2///61987#ABG126 - Manufacturer-specific input [6]0112/2///61987#ABH048 - Frequency input [6]0112/2///61987#ABH050 - Manufacturer-specific input [7] | 0112/2///61987#ABA000 |  |  |  | Standard |  |  |  | SC65E – IEC 61987 | - | C00004 |  | 0112-2---61987#ABC930 | https://cdd.iec.ch/cdd/iec61987/iec61987.nsf/PropertiesAllVersions/0112-2---61987%23ABC930
0112/2///61987#ABC729 | 004 | 01 | 0112/2///61987#ABC729#004 | reference to Analog voltage output parameters |  |  |  |  | reference to block ABC099 | [5 empty] | CLASS_REFERENCE_TYPE(0112/2///61987#ABC099) 0112/2///61987#ABC099 - Analog voltage output parameters |  |  |  |  | NON_DEPENDENT_P_DET | [5 empty] | 0112/2///61987#ABC095 - Analog voltage output [1]0112/2///61987#ABC096 - Analog voltage output [2]0112/2///61987#ABC097 - Analog voltage output [3]0112/2///61987#ABC098 - Analog voltage output [4]0112/2///61987#ABD802 - Analog voltage output [5]0112/2///61987#ABG181 - Analog voltage output [8]0112/2///61987#ABG182 - Analog voltage output [9]0112/2///61987#ABG183 - Analog voltage output [10]0112/2///61987#ABG184 - Analog voltage output [11]0112/2///61987#ABG185 - Analog voltage output [12]0112/2///61987#ABG186 - Analog voltage output [13]0112/2///61987#ABG187 - Analog voltage output [14]0112/2///61987#ABG188 - Analog voltage output [15]0112/2///61987#ABG189 - Analog voltage output [16]0112/2///61987#ABP020 - Analog voltage output [I/O module] | 0112/2///61987#ABA000 |  |  |  | Standard |  |  |  | SC65E – IEC 61987 | - | C00004 |  | 0112-2---61987#ABC729 | https://cdd.iec.ch/cdd/iec61987/iec61987.nsf/PropertiesAllVersions/0112-2---61987%23ABC729
0112/2///61987#ABB877 | 001 | 04 | 0112/2///61987#ABB877#001 | maximum adjustable pulse rate |  |  |  |  | highest upper range end-value to which a frequency output can be adjusted |  |  | Hz |  |  | REAL_MEASURE_TYPE |  |  |  |  | NON_DEPENDENT_P_DET | [5 empty] | 0112/2///61987#ABC552 - Pulse input/output parameters | 0112/2///61987#ABA000 | 0112/2///62720#UAA170 - hertz |  | 0112/2///61987#ABT561 - Frequency | Standard |  |  |  | SC65E – IEC 61987 | - | C00018 |  | 0112-2---61987#ABB877 | https://cdd.iec.ch/cdd/iec61987/iec61987.nsf/PropertiesAllVersions/0112-2---61987%23ABB877
0112/2///61987#ABA940 | 004 | 02 | 0112/2///61987#ABA940#004 | maximum signal voltage level for signal "1" |  |  |  |  | maximum value of an input or output voltage signal for the logical state "1" |  |  | V |  |  | REAL_MEASURE_TYPE |  |  |  |  | NON_DEPENDENT_P_DET | [5 empty] | 0112/2///61987#ABC142 - Binary input0112/2///61987#ABE570 - Solenoid valve binary input0112/2///61987#ABC141 - Binary transistor/triac output0112/2///61987#ABP074 - Signal levels | 0112/2///61987#ABA000 | 0112/2///62720#UAA296 - volt |  | 0112/2///61987#ABT506 - Voltage | Standard |  | IEC 61987 | IEC | IEC/SC 65E | - | C00128 |  | 0112-2---61987#ABA940 | https://cdd.iec.ch/cdd/iec61987/iec61987.nsf/PropertiesAllVersions/0112-2---61987%23ABA940
0112/2///61987#ABA220 | 003 | 01 | 0112/2///61987#ABA220#003 | nominal voltage |  |  |  |  | voltage specified by the manufacturer for a particular operating condition of an accessory, which is used for reference purposes |  |  | V |  |  | REAL_MEASURE_TYPE |  |  | IEV 482-03-31 |  | NON_DEPENDENT_P_DET | [5 empty] | 0112/2///61987#ABC215 - Electrical line power supply0112/2///61987#ABC219 - Electrical power output circuit0112/2///61987#ABD858 - Electrical line power supply [2]0112/2///61987#ABC216 - Electrical loop power supply | 0112/2///61987#ABA000 | 0112/2///62720#UAA296 - volt |  | 0112/2///61987#ABT506 - Voltage | Standard |  |  |  | SC65E – IEC 61987 | - | C00004 |  | 0112-2---61987#ABA220 | https://cdd.iec.ch/cdd/iec61987/iec61987.nsf/PropertiesAllVersions/0112-2---61987%23ABA220
0112/2///61987#ABV200 | 001 | 02 | 0112/2///61987#ABV200#001 | reference to Manufacturer-specific output [15] |  |  |  |  | reference to block ABG208 | [5 empty] | CLASS_REFERENCE_TYPE(0112/2///61987#ABG208) 0112/2///61987#ABG208 - Manufacturer-specific output [15] |  |  |  |  | DEPENDENT_P_DET | [5 empty] | 0112/2///61987#ABG150 - Type of output [20] | 0112/2///61987#ABA000 |  |  |  | Standard |  | IEC 61987 | IEC | SC65E | 0112/2///61987#ABV191 - output type [20] | C00019 |  | 0112-2---61987#ABV200 | https://cdd.iec.ch/cdd/iec61987/iec61987.nsf/PropertiesAllVersions/0112-2---61987%23ABV200
0112/2///61987#ABF879 | 001 | 01 | 0112/2///61987#ABF879#001 | reference to Device LOP for rotary paddle switch |  |  |  |  | reference to block ABE730 | [5 empty] | CLASS_REFERENCE_TYPE(0112/2///61987#ABE730) 0112/2///61987#ABE730 - Device LOP for rotary paddle switch |  |  |  |  | NON_DEPENDENT_P_DET | [5 empty] | 0112/2///61987#ABA713 - Rotary paddle switch | 0112/2///61987#ABA000 |  |  |  | Standard |  | IEC 61987 | IEC | SC65E | - | C00018 | 001-01 (2018-03-28 07:27:10 by BATCH 00000762) standard | 0112-2---61987#ABF879 | https://cdd.iec.ch/cdd/iec61987/iec61987.nsf/PropertiesAllVersions/0112-2---61987%23ABF879
0112/2///61987#ABB854 | 001 | 02 | 0112/2///61987#ABB854#001 | unit of measure for average influence of ambient temperature on other variable |  |  |  |  | standardized unit of measure for average influence of ambient temperature on other variable | [5 empty] | STRING_TYPE |  |  |  |  | NON_DEPENDENT_P_DET | [5 empty] | 0112/2///61987#ABC283 - Influence of external quantities expressed for other variable0112/2///61987#ABP038 - Influence of external quantities expressed for other variable [I/O module] | 0112/2///61987#ABA000 |  |  |  | Standard |  |  |  | SC65E – IEC 61987 | - | C00004 |  | 0112-2---61987#ABB854 | https://cdd.iec.ch/cdd/iec61987/iec61987.nsf/PropertiesAllVersions/0112-2---61987%23ABB854
0112/2///61987#ABV005 | 001 | 01 | 0112/2///61987#ABV005#001 | measured variable type [10] |  |  |  |  | type of quantity subject to measurement |  | Polymorphic control property |  |  |  | ENUM_STRING_TYPE(0112/2///61987#ABU845(Flow velocity measurement,Point level measurement,Temperature measurement,Other variable)) |  |  |  |  | CONDITION_DET |  |  | 0112/2///61987#ABU845 | 0112/2///61987#ABU798 - IEC61987-11 Name of Flow velocity measurement0112/2///61987#ABU799 - IEC61987-11 Name of Point level measurement0112/2///61987#ABU800 - IEC61987-11 Name of Temperature measurement0112/2///61987#ABU801 - IEC61987-11 Name of Other variable |  | 0112/2///61987#ABF982 - Type of measured variable [10] | 0112/2///61987#ABA000 |  |  |  | Standard |  | IEC 61987 | IEC | SC65E | - | C00018 | 001-01 (2018-03-28 07:27:23 by BATCH 00000762) standard | 0112-2---61987#ABV005 | https://cdd.iec.ch/cdd/iec61987/iec61987.nsf/PropertiesAllVersions/0112-2---61987%23ABV005
0112/2///61987#ABB649 | 003 | 01 | 0112/2///61987#ABB649#003 | reference supply voltage |  |  |  |  | supply voltage with which the performance of a device was tested |  |  | V |  |  | LEVEL(MIN,NOM,MAX) OF REAL_MEASURE_TYPE |  |  |  |  | NON_DEPENDENT_P_DET | [5 empty] | 0112/2///61987#ABC572 - Reference device conditions0112/2///61987#ABD486 - Reference ambient conditions [1]0112/2///61987#ABG241 - Reference device conditions [2]0112/2///61987#ABG244 - Reference device conditions [5]0112/2///61987#ABG245 - Reference device conditions [6]0112/2///61987#ABU697 - Reference device conditions [7]0112/2///61987#ABU698 - Reference device conditions [3]0112/2///61987#ABP067 - Reference device conditions [I/O module] | 0112/2///61987#ABA000 | 0112/2///62720#UAA296 - volt |  | 0112/2///61987#ABT506 - Voltage | Standard |  |  |  | SC65E – IEC 61987 | - | C00004 |  | 0112-2---61987#ABB649 | https://cdd.iec.ch/cdd/iec61987/iec61987.nsf/PropertiesAllVersions/0112-2---61987%23ABB649
0112/2///61987#ABU142 | 001 | 03 | 0112/2///61987#ABU142#001 | output type [1] |  |  |  |  | polymorphism property allowing selection of an output type for a device |  | polymorphic control property; Id specified in IEC61987-12/-13: ABB205 |  |  |  | ENUM_STRING_TYPE(0112/2///61987#ABU090(Analog current output [1])) |  | 0112/2///61987#ABU090 |  |  | CONDITION_DET |  |  | 0112/2///61987#ABU090 | 0112/2///61987#ABU008 - IEC61987-11 Name of Analog current output [1] |  | 0112/2///61987#ABC664 - Type of output [1] | 0112/2///61987#ABA000 |  |  |  | Standard |  | IEC 61987 | IEC | IEC/SC 65E | - | C00112 |  | 0112-2---61987#ABU142 | https://cdd.iec.ch/cdd/iec61987/iec61987.nsf/PropertiesAllVersions/0112-2---61987%23ABU142
0112/2///61987#ABV225 | 001 | 02 | 0112/2///61987#ABV225#001 | reference to Binary current output |  |  |  |  | reference to block ABC140 | [5 empty] | CLASS_REFERENCE_TYPE(0112/2///61987#ABC140) 0112/2///61987#ABC140 - Binary current output |  |  |  |  | DEPENDENT_P_DET | [5 empty] | 0112/2///61987#ABG148 - Type of output [18]0112/2///61987#ABG149 - Type of output [19]0112/2///61987#ABG150 - Type of output [20] | 0112/2///61987#ABA000 |  |  |  | Standard |  | IEC 61987 | IEC | SC65E | 0112/2///61987#ABV216 - output type [18] | C00019 |  | 0112-2---61987#ABV225 | https://cdd.iec.ch/cdd/iec61987/iec61987.nsf/PropertiesAllVersions/0112-2---61987%23ABV225
0112/2///61987#ABB546 | 001 | 04 | 0112/2///61987#ABB546#001 | position of sensing element |  |  |  |  | position of a sensing element relative to the end of the insertion rod |  |  | mm |  |  | REAL_MEASURE_TYPE |  |  |  |  | NON_DEPENDENT_P_DET | [5 empty] | 0112/2///61987#ABU457 - Sensing element of an electromagnetic flow transmitter | 0112/2///61987#ABA000 | 0112/2///62720#UAA862 - millimetre |  | 0112/2///61987#ABT548 - Length short | Standard |  |  |  | SC65E – IEC 61987 | - | C00004 |  | 0112-2---61987#ABB546 | https://cdd.iec.ch/cdd/iec61987/iec61987.nsf/PropertiesAllVersions/0112-2---61987%23ABB546
0112/2///61987#ABH493 | 003 | 01 | 0112/2///61987#ABH493#003 | number of measuring or control points |  |  |  |  | cardinality property for a measuring or control point | [5 empty] | INT_TYPE |  |  |  |  | CONDITION_DET | [5 empty] | 0112/2///61987#ABA441 - Device | 0112/2///61987#ABA000 |  |  |  | Standard |  | IEC 61987 | IEC | IEC/SC 65E | - | C00112 |  | 0112-2---61987#ABH493 | https://cdd.iec.ch/cdd/iec61987/iec61987.nsf/PropertiesAllVersions/0112-2---61987%23ABH493
0112/2///61987#ABB952 | 005 | 01 | 0112/2///61987#ABB952#005 | diameter |  |  |  |  | maximum width of a round object taken as a straight line passing through its center |  |  | mm |  |  | REAL_MEASURE_TYPE |  |  |  |  | NON_DEPENDENT_P_DET | [5 empty] | 0112/2///61987#ABC155 - Case0112/2///61987#ABC197 - Diaphragm element0112/2///61987#ABE601 - Structural design of a limit switch0112/2///61987#ABF017 - Structural design of a window0112/2///61987#ABF168 - Sonic probe0112/2///61987#ABF185 - Vibration probe0112/2///61987#ABF188 - Extension of vibration probe0112/2///61987#ABF353 - Cable or tube0112/2///61987#ABF396 - Structural design of separate temperature transmitter0112/2///61987#ABF464 - Capsule of nuclear source0112/2///61987#ABF520 - Ultrasonic probe0112/2///61987#ABH204 - Window0112/2///61987#ABH233 - Dimensions of target0112/2///61987#ABH247 - Window for radiation0112/2///61987#ABH436 - Stem/bulb extension0112/2///61987#ABN693 - Specific distance variables | 0112/2///61987#ABA000 | 0112/2///62720#UAA862 - millimetre |  | 0112/2///61987#ABT548 - Length short | Standard |  |  |  | SC65E – IEC 61987 | - | C00091 |  | 0112-2---61987#ABB952 | https://cdd.iec.ch/cdd/iec61987/iec61987.nsf/PropertiesAllVersions/0112-2---61987%23ABB952
0112/2///61987#ABU204 | 001 | 03 | 0112/2///61987#ABU204#001 | thermal mass flow transmitter mounting type |  |  |  |  | polymorphism property classifying a primary element of a mass flow transmitter according to its method of installation |  | polymorphic control property; Id specified in IEC61987-12/-13: ABB474 |  |  |  | ENUM_STRING_TYPE(0112/2///61987#ABU097(Inline thermal mass flow transmitter,Insertion thermal mass flow transmitter,Retractable thermal mass flow transmitter)) |  | 0112/2///61987#ABU097 |  |  | CONDITION_DET |  |  | 0112/2///61987#ABU097 | 0112/2///61987#ABU013 - IEC61987-11 Name of Inline thermal mass flow transmitter0112/2///61987#ABU014 - IEC61987-11 Name of Insertion thermal mass flow transmitter0112/2///61987#ABU015 - IEC61987-11 Name of Retractable thermal mass flow transmitter |  | 0112/2///61987#ABC635 - Structural design of a thermal mass flow transmitter | 0112/2///61987#ABA000 |  |  |  | Standard |  | IEC 61987 | IEC | IEC/SC 65E | - | C00112 |  | 0112-2---61987#ABU204 | https://cdd.iec.ch/cdd/iec61987/iec61987.nsf/PropertiesAllVersions/0112-2---61987%23ABU204
0112/2///61987#ABE239 | 001 | 02 | 0112/2///61987#ABE239#001 | reference to Power supply [3] |  |  |  |  | reference to block ABD983 | [5 empty] | CLASS_REFERENCE_TYPE(0112/2///61987#ABD983) 0112/2///61987#ABD983 - Power supply [4] |  |  |  |  | NON_DEPENDENT_P_DET | [5 empty] | 0112/2///61987#ABE319 - Device LOP for pneumatic linear actuator0112/2///61987#ABE320 - Device LOP for pneumatic rotary actuator | 0112/2///61987#ABA000 |  |  |  | Standard |  |  |  |  | - | C00004 |  | 0112-2---61987#ABE239 | https://cdd.iec.ch/cdd/iec61987/iec61987.nsf/PropertiesAllVersions/0112-2---61987%23ABE239
0112/2///61987#ABB029 | 003 | 01 | 0112/2///61987#ABB029#003 | style of remote seal mounting |  |  |  |  | classification of a remote seal according to its method of attachment to the measuring device | [5 empty] | ENUM_CODE_TYPE(0112/2///61987#ABL690) |  |  |  |  | DEPENDENT_P_DET |  |  | 0112/2///61987#ABL690 | 0112/2///61987#ABM090 - welded0112/2///61987#ABM089 - screwed0112/2///61987#ABM339 - flanged0112/2///61987#ABI407 - others |  | 0112/2///61987#ABC630 - Structural design of a remote seal [1]0112/2///61987#ABC631 - Structural design of a remote seal [2] | 0112/2///61987#ABA000 |  |  |  | Standard |  |  |  | SC65E – IEC 61987 | 0112/2///61987#ABI406 - empty_property | C00091 |  | 0112-2---61987#ABB029 | https://cdd.iec.ch/cdd/iec61987/iec61987.nsf/PropertiesAllVersions/0112-2---61987%23ABB029
0112/2///61987#ABU963 | 001 | 01 | 0112/2///61987#ABU963#001 | reference to Degree of filling measurement |  |  |  |  | reference to block ABE823 | [5 empty] | CLASS_REFERENCE_TYPE(0112/2///61987#ABE823) 0112/2///61987#ABE823 - Degree of filling measurement |  |  |  |  | DEPENDENT_P_DET | [5 empty] | 0112/2///61987#ABF979 - Type of measured variable [7]0112/2///61987#ABF980 - Type of measured variable [8]0112/2///61987#ABF981 - Type of measured variable [9]0112/2///61987#ABF983 - Type of measured variable [11]0112/2///61987#ABF984 - Type of measured variable [12]0112/2///61987#ABG012 - Type of measured variable [40]0112/2///61987#ABG013 - Type of measured variable [41] | 0112/2///61987#ABA000 |  |  |  | Standard |  | IEC 61987 | IEC | SC65E | 0112/2///61987#ABU941 - measured variable type [7] | C00018 | 001-01 (2018-03-28 07:27:23 by BATCH 00000762) standard | 0112-2---61987#ABU963 | https://cdd.iec.ch/cdd/iec61987/iec61987.nsf/PropertiesAllVersions/0112-2---61987%23ABU963
0112/2///61987#ABJ652 | 001 | 01 | 0112/2///61987#ABJ652#001 | FOLLOW |  |  |  |  | parameter forcing the output value to track a block input | [5 empty] | BINARY_TYPE |  |  | IEC 61804-2 MOD |  | NON_DEPENDENT_P_DET | [5 empty] | 0112/2///61987#ABJ621 - OUTPUT | 0112/2///61987#ABA000 |  |  |  | Standard |  |  |  | SC65E – IEC 61987 | - | C00018 | 001-01 (2019-03-08 15:35:34 by BATCH 00000766) standard | 0112-2---61987#ABJ652 | https://cdd.iec.ch/cdd/iec61987/iec61987.nsf/PropertiesAllVersions/0112-2---61987%23ABJ652
0112/2///61987#ABF490 | 001 | 01 | 0112/2///61987#ABF490#001 | designation of detector |  |  |  |  | alphanumeric character sequence identifying a detector | [5 empty] | STRING_TYPE |  |  |  |  | NON_DEPENDENT_P_DET | [5 empty] | 0112/2///61987#ABF467 - Detector | 0112/2///61987#ABA000 |  |  |  | Standard |  | IEC 61987 | IEC | SC65E | - | C00018 | 001-01 (2018-03-28 07:27:07 by BATCH 00000762) standard | 0112-2---61987#ABF490 | https://cdd.iec.ch/cdd/iec61987/iec61987.nsf/PropertiesAllVersions/0112-2---61987%23ABF490
0112/2///61987#ABP214 | 001 | 01 | 0112/2///61987#ABP214#001 | reference to Absolute performance for resistance [I/O module] |  |  |  |  | reference to block ABP010 | [5 empty] | CLASS_REFERENCE_TYPE(0112/2///61987#ABP010) 0112/2///61987#ABP010 - Absolute performance for resistance [I/O module] |  |  |  |  | NON_DEPENDENT_P_DET | [5 empty] | 0112/2///61987#ABP057 - Performance variable [input module] | 0112/2///61987#ABA000 |  |  |  | Standard |  | IEC 61987 | IEC | IEC/SC 65E | - | C00128 | 001-01 (2023-01-23 14:53:53 by BATCH 00000807) standard | 0112-2---61987#ABP214 | https://cdd.iec.ch/cdd/iec61987/iec61987.nsf/PropertiesAllVersions/0112-2---61987%23ABP214
0112/2///61987#ABB507 | 004 | 01 | 0112/2///61987#ABB507#004 | number of special regulations |  |  |  |  | @number of special regulations |  | cardinality property |  |  |  | INT_TYPE |  |  |  |  | CONDITION_DET | [5 empty] | 0112/2///61987#ABC138 - Battery | 0112/2///61987#ABA000 |  |  |  | Standard |  |  |  | SC65E – IEC 61987 | - | C00004 |  | 0112-2---61987#ABB507 | https://cdd.iec.ch/cdd/iec61987/iec61987.nsf/PropertiesAllVersions/0112-2---61987%23ABB507
0112/2///61987#ABB052 | 004 | 01 | 0112/2///61987#ABB052#004 | upstream straight length after valve |  |  |  |  | length of straight pipe upstream of the flow measuring device or valve after a reduction that is available or necessary to ensure that it performs within its specified limits, expressed in units of pipe diameter |  |  | 1 |  |  | REAL_MEASURE_TYPE |  |  |  |  | NON_DEPENDENT_P_DET | [5 empty] | 0112/2///61987#ABC182 - Deployment conditions [1]0112/2///61987#ABE456 - Deployment conditions [6]0112/2///61987#ABE592 - Deployment conditions [7]0112/2///61987#ABC185 - Deployment design conditions [2] | 0112/2///61987#ABA000 | 0112/2///62720#UAA915 - quantity of dimension one |  |  | Standard |  |  |  | SC65E – IEC 61987 | - | C00019 |  | 0112-2---61987#ABB052 | https://cdd.iec.ch/cdd/iec61987/iec61987.nsf/PropertiesAllVersions/0112-2---61987%23ABB052
0112/2///61987#ABC698 | 001 | 02 | 0112/2///61987#ABC698#001 | reference to Accuracy expressed as a percentage [2] |  |  |  |  | reference to block ABC068 | [5 empty] | CLASS_REFERENCE_TYPE(0112/2///61987#ABC068) 0112/2///61987#ABC068 - Accuracy expressed as a percentage [2] |  |  |  |  | NON_DEPENDENT_P_DET | [5 empty] | 0112/2///61987#ABC489 - Percentage performance | 0112/2///61987#ABA000 |  |  |  | Standard |  |  |  | SC65E – IEC 61987 | - | C00004 |  | 0112-2---61987#ABC698 | https://cdd.iec.ch/cdd/iec61987/iec61987.nsf/PropertiesAllVersions/0112-2---61987%23ABC698
0112/2///61987#ABD545 | 002 | 01 | 0112/2///61987#ABD545#002 | calculated flow coefficient Cv |  |  |  |  | calculation result for the flow coefficient Cv resulting from the given process conditions not taking into account the pressure loss of a pipe reduction at the inlet or outlet |  |  | gal (US liq.)/min |  |  | REAL_MEASURE_TYPE |  |  |  |  | NON_DEPENDENT_P_DET | [5 empty] | 0112/2///61987#ABD816 - Calculation results of control devices0112/2///61987#ABE658 - Calculation results of flow modification accessory | 0112/2///61987#ABA000 | 0112/2///62720#UAA508 - gallon (US) per minute |  | 0112/2///61987#ABT504 - Volume flow rate | Standard |  |  |  |  | - | C00004 |  | 0112-2---61987#ABD545 | https://cdd.iec.ch/cdd/iec61987/iec61987.nsf/PropertiesAllVersions/0112-2---61987%23ABD545
0112/2///61987#ABJ666 | 001 | 01 | 0112/2///61987#ABJ666#001 | SENSOR_CODE |  |  |  |  | parameter defined in manufacturer specific tables indicating the type compensation applied to the sensor signal of a technology block before transformation into the primary/secondary measured value | [5 empty] | INT_TYPE |  |  |  |  | NON_DEPENDENT_P_DET | [5 empty] | 0112/2///61987#ABJ608 - SENSOR_SIGNAL | 0112/2///61987#ABA000 |  |  |  | Standard |  |  |  | SC65E – IEC 61987 | - | C00018 | 001-01 (2019-03-08 15:35:34 by BATCH 00000766) standard | 0112-2---61987#ABJ666 | https://cdd.iec.ch/cdd/iec61987/iec61987.nsf/PropertiesAllVersions/0112-2---61987%23ABJ666
0112/2///61987#ABB896 | 001 | 04 | 0112/2///61987#ABB896#001 | total performance (differential pressure, 69 bar static pressure, -10 °C to 60 °C, zero and span) |  |  |  |  | for differential pressure measuring devices, square root of: nonlinearity^2 + (maximum ambient temperature error in the range of -10 °C...60 °C)^2 + (maximum static zero point error per 69 bar change)^2 + (maximum static span error per 69 bar change)^2, expressed as percentage of span |  |  | % |  |  | REAL_MEASURE_TYPE |  |  |  |  | NON_DEPENDENT_P_DET | [5 empty] | 0112/2///61987#ABC067 - Accuracy expressed as a percentage [1] | 0112/2///61987#ABA000 | 0112/2///62720#UAA000 - percent |  | 0112/2///61987#ABT533 - Percentage | Standard |  |  |  | SC65E – IEC 61987 | - | C00004 |  | 0112-2---61987#ABB896 | https://cdd.iec.ch/cdd/iec61987/iec61987.nsf/PropertiesAllVersions/0112-2---61987%23ABB896
0112/2///61987#ABA979 | 002 | 01 | 0112/2///61987#ABA979#002 | state for "high" signal |  |  |  |  | meaning of input or output signal when it is high | [5 empty] | ENUM_CODE_TYPE(0112/2///61987#ABL658) |  |  |  |  | DEPENDENT_P_DET |  |  | 0112/2///61987#ABL658 | 0112/2///61987#ABN243 - temperature high0112/2///61987#ABN244 - pressure high0112/2///61987#ABN245 - level high0112/2///61987#ABI407 - others |  | 0112/2///61987#ABC594 - Signal function | 0112/2///61987#ABA000 |  |  |  | Standard |  |  |  | SC65E – IEC 61987 | 0112/2///61987#ABI406 - empty_property | C00091 |  | 0112-2---61987#ABA979 | https://cdd.iec.ch/cdd/iec61987/iec61987.nsf/PropertiesAllVersions/0112-2---61987%23ABA979
0112/2///61987#ABD739 | 002 | 02 | 0112/2///61987#ABD739#002 | torque of spring at 100% travel |  |  |  |  | torque of an actuator spring for full travel |  |  | kN·m |  |  | REAL_MEASURE_TYPE |  |  |  |  | NON_DEPENDENT_P_DET | [5 empty] | 0112/2///61987#ABE033 - Structural design of a pneumatic rotary actuator | 0112/2///61987#ABA000 | 0112/2///62720#UAA574 - kilonewton metre |  | 0112/2///61987#ABT538 - Moment of force | Standard |  |  |  |  | - | C00018 |  | 0112-2---61987#ABD739 | https://cdd.iec.ch/cdd/iec61987/iec61987.nsf/PropertiesAllVersions/0112-2---61987%23ABD739
0112/2///61987#ABC994 | 002 | 01 | 0112/2///61987#ABC994#002 | reference to Material of flow straightener |  |  |  |  | reference to block ABC364 | [5 empty] | CLASS_REFERENCE_TYPE(0112/2///61987#ABC364) 0112/2///61987#ABC364 - Material of flow straightener |  |  |  |  | NON_DEPENDENT_P_DET | [5 empty] | 0112/2///61987#ABC246 - Flowtube assembly0112/2///61987#ABC412 - Flow measuring chamber0112/2///61987#ABC445 - Meter run | 0112/2///61987#ABA000 |  |  |  | Standard |  |  |  | SC65E – IEC 61987 | - | C00004 |  | 0112-2---61987#ABC994 | https://cdd.iec.ch/cdd/iec61987/iec61987.nsf/PropertiesAllVersions/0112-2---61987%23ABC994
0112/2///61987#ABD506 | 001 | 02 | 0112/2///61987#ABD506#001 | reference to Deployment conditions [3] |  |  |  |  | reference to block ABD505 | [5 empty] | CLASS_REFERENCE_TYPE(0112/2///61987#ABD505) 0112/2///61987#ABD505 - Deployment conditions [3] |  |  |  |  | NON_DEPENDENT_P_DET | [5 empty] | 0112/2///61987#ABD507 - Installation conditions [4]0112/2///61987#ABD824 - Installation conditions [6] | 0112/2///61987#ABA000 |  |  |  | Standard |  |  |  | SC65E – IEC 61987 | - | C00004 |  | 0112-2---61987#ABD506 | https://cdd.iec.ch/cdd/iec61987/iec61987.nsf/PropertiesAllVersions/0112-2---61987%23ABD506
0112/2///61987#ABE861 | 001 | 01 | 0112/2///61987#ABE861#001 | non-repeatability of degree of filling |  |  |  |  | for a device, absolute degree of deviation between the results of successive measurements of degree of filling, carried out under the same conditions of measurement |  |  | % |  |  | REAL_MEASURE_TYPE |  |  | IEV 311-06-06 (Repeatability), MOD |  | NON_DEPENDENT_P_DET | [5 empty] | 0112/2///61987#ABE856 - Absolute performance for degree of filling | 0112/2///61987#ABA000 | 0112/2///62720#UAA000 - percent |  | 0112/2///61987#ABT533 - Percentage | Standard |  | IEC 61987 | IEC | SC65E | - | C00018 | 001-01 (2018-03-28 07:27:02 by BATCH 00000762) standard | 0112-2---61987#ABE861 | https://cdd.iec.ch/cdd/iec61987/iec61987.nsf/PropertiesAllVersions/0112-2---61987%23ABE861
0112/2///61987#ABV025 | 001 | 01 | 0112/2///61987#ABV025#001 | reference to Absolute performance for flow velocity |  |  |  |  | reference to block ABC060 | [5 empty] | CLASS_REFERENCE_TYPE(0112/2///61987#ABC060) 0112/2///61987#ABC060 - Absolute performance for flow velocity |  |  |  |  | DEPENDENT_P_DET | [5 empty] | 0112/2///61987#ABG289 - Type of performance variable [23] | 0112/2///61987#ABA000 |  |  |  | Standard |  | IEC 61987 | IEC | SC65E | 0112/2///61987#ABV006 - performance variable type [23] | C00018 | 001-01 (2018-03-28 07:27:23 by BATCH 00000762) standard | 0112-2---61987#ABV025 | https://cdd.iec.ch/cdd/iec61987/iec61987.nsf/PropertiesAllVersions/0112-2---61987%23ABV025
0112/2///61987#ABA916 | 004 | 01 | 0112/2///61987#ABA916#004 | outer surface finish |  |  |  |  | finishing specification of a device or flange surface expressed as roughness, either as a maximum depth or in a standardized roughness dimension |  |  | µm |  |  | REAL_MEASURE_TYPE |  |  |  |  | NON_DEPENDENT_P_DET | [5 empty] | 0112/2///61987#ABC044 - Transmitter body [1]0112/2///61987#ABC045 - Transmitter body [2]0112/2///61987#ABC046 - Transmitter body [3]0112/2///61987#ABC047 - Transmitter body [4]0112/2///61987#ABC174 - Connection head0112/2///61987#ABC048 - Transmitter housing [1]0112/2///61987#ABC049 - Transmitter housing [2]0112/2///61987#ABE040 - Transmitter housing [3]0112/2///61987#ABE607 - Solenoid valve housing0112/2///61987#ABF375 - Transmitter/switch housing0112/2///61987#ABD812 - Body of valve [2]0112/2///61987#ABD813 - Body of valve [3]0112/2///61987#ABD814 - Body of valve [1]0112/2///61987#ABE605 - Body of solenoid valve | 0112/2///61987#ABA000 | 0112/2///62720#UAA090 - micrometre |  | 0112/2///61987#ABT548 - Length short | Standard |  |  |  | SC65E – IEC 61987 | - | C00004 |  | 0112-2---61987#ABA916 | https://cdd.iec.ch/cdd/iec61987/iec61987.nsf/PropertiesAllVersions/0112-2---61987%23ABA916
0112/2///61987#ABB300 | 001 | 04 | 0112/2///61987#ABB300#001 | kinematic viscosity |  |  |  |  | measure for the friction forces of a fluid divided by the fluid density | The dynamic viscosity is obtained from the kinematic viscosity by multiplication with the fluid density |  | mm²/s |  |  | REAL_MEASURE_TYPE |  |  |  |  | NON_DEPENDENT_P_DET | [5 empty] | 0112/2///61987#ABC103 - Aqueous phase0112/2///61987#ABC323 - Liquid phase0112/2///61987#ABC447 - Non-aqueous liquid phase0112/2///61987#ABC577 - Remote seal fill fluid0112/2///61987#ABC679 - Gas/vapor phase [pressure]0112/2///61987#ABC680 - Gas/vapor phase [flow]0112/2///61987#ABD833 - Liquid phase [valves]0112/2///61987#ABD881 - Gas phase [valves]0112/2///61987#ABE045 - Vapor phase [valves]0112/2///61987#ABG459 - Aqueous phase [level]0112/2///61987#ABG460 - Aqueous phase [density]0112/2///61987#ABG461 - Non-aqueous liquid phase [level]0112/2///61987#ABG462 - Non-aqueous liquid phase [density]0112/2///61987#ABG463 - Gas/vapor phase [level]0112/2///61987#ABG464 - Gas/vapor phase [density]0112/2///61987#ABH067 - Intermediate phase [level]0112/2///61987#ABH190 - Foam phase [level]0112/2///61987#ABN682 - Continuous measurement variables | 0112/2///61987#ABA000 | 0112/2///62720#UAA872 - millimetre squared per second |  | 0112/2///61987#ABT553 - Kinematic viscosity | Standard |  |  |  | SC65E – IEC 61987 | - | C00004 |  | 0112-2---61987#ABB300 | https://cdd.iec.ch/cdd/iec61987/iec61987.nsf/PropertiesAllVersions/0112-2---61987%23ABB300
0112/2///61987#ABB375 | 005 | 01 | 0112/2///61987#ABB375#005 | reference standard for area classification |  |  |  |  | code or standard on which the explosion protection measures are to be based | [5 empty] | ENUM_CODE_TYPE(0112/2///61987#ABJ753) |  |  |  |  | DEPENDENT_P_DET |  |  | 0112/2///61987#ABJ753 | 0112/2///61987#ABK698 - EN 600790112/2///61987#ABK699 - IEC 600790112/2///61987#ABK700 - NEC 5000112/2///61987#ABK701 - NEC 5050112/2///61987#ABK702 - EN 134630112/2///61987#ABK703 - ISO 800790112/2///61987#ABK560 - TIIS0112/2///61987#ABI407 - others |  | 0112/2///61987#ABC104 - Area classification | 0112/2///61987#ABA000 |  |  |  | Standard |  |  |  | SC65E – IEC 61987 | 0112/2///61987#ABI406 - empty_property | C00091 |  | 0112-2---61987#ABB375 | https://cdd.iec.ch/cdd/iec61987/iec61987.nsf/PropertiesAllVersions/0112-2---61987%23ABB375
0112/2///61987#ABH316 | 001 | 01 | 0112/2///61987#ABH316#001 | reference to Dimensions of target |  |  |  |  | reference to block ABH233 | [5 empty] | CLASS_REFERENCE_TYPE(0112/2///61987#ABH233) 0112/2///61987#ABH233 - Dimensions of target |  |  |  |  | NON_DEPENDENT_P_DET | [5 empty] | 0112/2///61987#ABH258 - Radiation thermometer parameters | 0112/2///61987#ABA000 |  |  |  | Standard |  | IEC 61987 | IEC | SC65E | - | C00019 | 001-01 (2018-03-28 07:27:14 by BATCH 00000762) standard | 0112-2---61987#ABH316 | https://cdd.iec.ch/cdd/iec61987/iec61987.nsf/PropertiesAllVersions/0112-2---61987%23ABH316
0112/2///61987#ABJ682 | 001 | 01 | 0112/2///61987#ABJ682#001 | POSITION_MEASURE |  |  |  |  | parameter indicating the result feedback from the actuation acquisition function | [5 empty] | REAL_TYPE |  |  | IEC 61804-2 MOD |  | NON_DEPENDENT_P_DET | [5 empty] | 0112/2///61987#ABI812 - Modulation actuation technology block | 0112/2///61987#ABA000 |  |  |  | Standard |  |  |  | SC65E – IEC 61987 | - | C00018 | 001-01 (2019-03-08 15:35:34 by BATCH 00000766) standard | 0112-2---61987#ABJ682 | https://cdd.iec.ch/cdd/iec61987/iec61987.nsf/PropertiesAllVersions/0112-2---61987%23ABJ682
0112/2///61987#ABP293 | 001 | 01 | 0112/2///61987#ABP293#001 | reference to Deployment design conditions [infrastructure device] |  |  |  |  | reference to block ABP289 | [5 empty] | CLASS_REFERENCE_TYPE(0112/2///61987#ABP289) 0112/2///61987#ABP289 - Deployment design conditions [infrastructure device] |  |  |  |  | NON_DEPENDENT_P_DET | [5 empty] | 0112/2///61987#ABP290 - Installation design conditions [infrastructure device] | 0112/2///61987#ABA000 |  |  |  | Standard |  | IEC 61987 | IEC | IEC/SC 65E | - | C00128 | 001-01 (2023-01-23 14:53:54 by BATCH 00000807) standard | 0112-2---61987#ABP293 | https://cdd.iec.ch/cdd/iec61987/iec61987.nsf/PropertiesAllVersions/0112-2---61987%23ABP293
0112/2///61987#ABB106 | 001 | 02 | 0112/2///61987#ABB106#001 | minimum nominal diameter of pipeline |  |  |  |  | minimum nominal diameter of the pipeline that can be used for operation of the device within the specified accuracy limits | [5 empty] | STRING_TYPE |  |  |  |  | NON_DEPENDENT_P_DET | [5 empty] | 0112/2///61987#ABC157 - Clamp-on ultrasonic flowmeter0112/2///61987#ABC243 - Fixed electromagnetic insertion flow transmitter0112/2///61987#ABC301 - Insertion thermal mass flow transmitter0112/2///61987#ABC582 - Retractable electromagnetic insertion flow transmitter0112/2///61987#ABC583 - Retractable thermal mass flow transmitter | 0112/2///61987#ABA000 |  |  |  | Standard |  |  |  | SC65E – IEC 61987 | - | C00004 |  | 0112-2---61987#ABB106 | https://cdd.iec.ch/cdd/iec61987/iec61987.nsf/PropertiesAllVersions/0112-2---61987%23ABB106
0112/2///61987#ABB919 | 001 | 02 | 0112/2///61987#ABB919#001 | style of condensate pot |  |  |  |  | classification of a vessel to separate gas and its condensates according to its method of fabrication | [5 empty] | STRING_TYPE |  |  |  |  | NON_DEPENDENT_P_DET | [5 empty] | 0112/2///61987#ABC270 - Impulse line | 0112/2///61987#ABA000 |  |  |  | Standard |  |  |  | SC65E – IEC 61987 | - | C00004 |  | 0112-2---61987#ABB919 | https://cdd.iec.ch/cdd/iec61987/iec61987.nsf/PropertiesAllVersions/0112-2---61987%23ABB919
0112/2///61987#ABB626 | 001 | 04 | 0112/2///61987#ABB626#001 | binary pulse/frequency signal level |  |  |  |  | nominal signal level for a binary logic state "1" |  |  | Hz |  |  | REAL_MEASURE_TYPE |  |  |  |  | NON_DEPENDENT_P_DET | [5 empty] | 0112/2///61987#ABC487 - Parameters of a manufacturer-specific pulse/frequency binary signal | 0112/2///61987#ABA000 | 0112/2///62720#UAA170 - hertz |  | 0112/2///61987#ABT561 - Frequency | Standard |  |  |  | SC65E – IEC 61987 | - | C00018 |  | 0112-2---61987#ABB626 | https://cdd.iec.ch/cdd/iec61987/iec61987.nsf/PropertiesAllVersions/0112-2---61987%23ABB626
0112/2///61987#ABE807 | 001 | 01 | 0112/2///61987#ABE807#001 | non-repeatability of volume fraction |  |  |  |  | for a device, absolute degree of deviation between the results of successive measurements of volume fraction, carried out under the same conditions of measurement |  |  | % |  |  | REAL_MEASURE_TYPE |  |  | IEV 311-06-06 (Repeatability), MOD |  | NON_DEPENDENT_P_DET | [5 empty] | 0112/2///61987#ABE793 - Absolute performance for volume fraction | 0112/2///61987#ABA000 | 0112/2///62720#UAA000 - percent |  | 0112/2///61987#ABT533 - Percentage | Standard |  | IEC 61987 | IEC | SC65E | - | C00018 | 001-01 (2018-03-28 07:27:02 by BATCH 00000762) standard | 0112-2---61987#ABE807 | https://cdd.iec.ch/cdd/iec61987/iec61987.nsf/PropertiesAllVersions/0112-2---61987%23ABE807
0112/2///61987#ABG937 | 001 | 01 | 0112/2///61987#ABG937#001 | reference to Mechanical and electrical construction [rotary paddle switch] |  |  |  |  | reference to block ABG377 | [5 empty] | CLASS_REFERENCE_TYPE(0112/2///61987#ABG377) 0112/2///61987#ABG377 - Mechanical and electrical construction [rotary paddle switch] |  |  |  |  | NON_DEPENDENT_P_DET | [5 empty] | 0112/2///61987#ABE730 - Device LOP for rotary paddle switch | 0112/2///61987#ABA000 |  |  |  | Standard |  | IEC 61987 | IEC | SC65E | - | C00018 | 001-01 (2018-03-28 07:27:12 by BATCH 00000762) standard | 0112-2---61987#ABG937 | https://cdd.iec.ch/cdd/iec61987/iec61987.nsf/PropertiesAllVersions/0112-2---61987%23ABG937
0112/2///61987#ABA559 | 004 | 01 | 0112/2///61987#ABA559#004 | additional protection measures |  |  |  |  | additional protective measures for the device recommended or required by a supplier | [5 empty] | STRING_TYPE |  |  |  |  | NON_DEPENDENT_P_DET | [5 empty] | 0112/2///61987#ABC048 - Transmitter housing [1]0112/2///61987#ABC049 - Transmitter housing [2]0112/2///61987#ABE040 - Transmitter housing [3]0112/2///61987#ABE607 - Solenoid valve housing0112/2///61987#ABF375 - Transmitter/switch housing0112/2///61987#ABP025 - Device housing | 0112/2///61987#ABA000 |  |  |  | Standard |  |  |  | SC65E – IEC 61987 | - | C00004 |  | 0112-2---61987#ABA559 | https://cdd.iec.ch/cdd/iec61987/iec61987.nsf/PropertiesAllVersions/0112-2---61987%23ABA559
0112/2///61987#ABB882 | 002 | 01 | 0112/2///61987#ABB882#002 | positive tolerance on rated voltage |  |  |  |  | difference between the maximum voltage and the rated voltage, expressed as percentage of rated voltage |  |  | % |  |  | REAL_MEASURE_TYPE |  |  |  |  | NON_DEPENDENT_P_DET | [5 empty] | 0112/2///61987#ABC066 - AC rating for external power0112/2///61987#ABC179 - DC rating for external power0112/2///61987#ABC213 - Electrical data for passive behaviour | 0112/2///61987#ABA000 | 0112/2///62720#UAA000 - percent |  | 0112/2///61987#ABT533 - Percentage | Standard |  |  |  | SC65E – IEC 61987 | - | C00004 |  | 0112-2---61987#ABB882 | https://cdd.iec.ch/cdd/iec61987/iec61987.nsf/PropertiesAllVersions/0112-2---61987%23ABB882
0112/2///61987#ABF817 | 001 | 01 | 0112/2///61987#ABF817#001 | reference to Container of nuclear source |  |  |  |  | reference to block ABF465 | [5 empty] | CLASS_REFERENCE_TYPE(0112/2///61987#ABF465) 0112/2///61987#ABF465 - Container of nuclear source |  |  |  |  | NON_DEPENDENT_P_DET | [5 empty] | 0112/2///61987#ABF343 - Structural design of a nuclear level transmitter/switch0112/2///61987#ABF634 - Structural design of a radiometric density transmitter | 0112/2///61987#ABA000 |  |  |  | Standard |  | IEC 61987 | IEC | SC65E | - | C00018 | 001-01 (2018-03-28 07:27:09 by BATCH 00000762) standard | 0112-2---61987#ABF817 | https://cdd.iec.ch/cdd/iec61987/iec61987.nsf/PropertiesAllVersions/0112-2---61987%23ABF817
0112/2///61987#ABI536 | 001 | 01 | 0112/2///61987#ABI536#001 | reason for maintenance |  |  |  |  | plain text characterizing a reason for maintenance | [5 empty] | STRING_TYPE |  |  |  |  | NON_DEPENDENT_P_DET | [5 empty] | 0112/2///61987#ABI479 - Regular maintenance/service0112/2///61987#ABI485 - Event triggered maintenance/service | 0112/2///61987#ABA000 |  |  |  | Standard |  |  |  | SC65E – IEC 61987 | - | C00018 | 001-01 (2019-03-08 15:35:32 by BATCH 00000766) standard | 0112-2---61987#ABI536 | https://cdd.iec.ch/cdd/iec61987/iec61987.nsf/PropertiesAllVersions/0112-2---61987%23ABI536
0112/2///61987#ABF009 | 002 | 01 | 0112/2///61987#ABF009#002 | maximum influence of relative permittivity on point level | maximum influence of dielectric constant on point level |  |  |  | change in output of a point level measuring device caused by a change in the process relative permittivity with respect to reference conditions, expressed as the maximum error across the specified process relative permittivity range |  |  | mm |  |  | REAL_MEASURE_TYPE |  |  |  |  | NON_DEPENDENT_P_DET | [5 empty] | 0112/2///61987#ABE984 - Influence of external quantities expressed for point level | 0112/2///61987#ABA000 | 0112/2///62720#UAA862 - millimetre |  | 0112/2///61987#ABT548 - Length short | Standard |  | IEC 61987 | IEC | SC65E | - | C00091 |  | 0112-2---61987#ABF009 | https://cdd.iec.ch/cdd/iec61987/iec61987.nsf/PropertiesAllVersions/0112-2---61987%23ABF009
0112/2///61987#ABF078 | 001 | 01 | 0112/2///61987#ABF078#001 | accuracy of resistance measuring instrument |  |  |  |  | quality which characterizes the ability of a resistance measuring instrument to provide an indicated value close to a true value of the measurand under reference conditions | the accuracy is based on a statistical sample of test devices |  | Ω |  |  | REAL_MEASURE_TYPE |  |  | IEV 311-06-08 (modified) |  | NON_DEPENDENT_P_DET | [5 empty] | 0112/2///61987#ABF076 - Absolute performance for resistance0112/2///61987#ABF090 - Accuracy for a subrange of resistance0112/2///61987#ABP010 - Absolute performance for resistance [I/O module] | 0112/2///61987#ABA000 | 0112/2///62720#UAA017 - ohm |  | 0112/2///61987#ABT564 - Electrical resistance | Standard |  | IEC 61987 | IEC | SC65E | - | C00019 | 001-01 (2018-03-28 07:27:04 by BATCH 00000762) standard | 0112-2---61987#ABF078 | https://cdd.iec.ch/cdd/iec61987/iec61987.nsf/PropertiesAllVersions/0112-2---61987%23ABF078
0112/2///61987#ABF209 | 001 | 02 | 0112/2///61987#ABF209#001 | number of external switches |  |  |  |  | @number of external switches |  | Cardinality property |  |  |  | INT_TYPE |  |  |  |  | CONDITION_DET | [5 empty] | 0112/2///61987#ABF217 - Structural design of a magnetic level gauge | 0112/2///61987#ABA000 |  |  |  | Standard |  | IEC 61987 | IEC | IEC SC65E | - | C00112 |  | 0112-2---61987#ABF209 | https://cdd.iec.ch/cdd/iec61987/iec61987.nsf/PropertiesAllVersions/0112-2---61987%23ABF209
0112/2///61987#ABH386 | 001 | 01 | 0112/2///61987#ABH386#001 | material of fibre optic head |  |  |  |  | material of which a fibre optic head is made | [5 empty] | STRING_TYPE |  |  |  |  | NON_DEPENDENT_P_DET | [5 empty] | 0112/2///61987#ABF261 - Fibre optics | 0112/2///61987#ABA000 |  |  |  | Standard |  |  |  | SC65E – IEC 61987 | - | C0018 | 001-01 (2018-03-28 07:27:15 by BATCH 00000762) standard | 0112-2---61987#ABH386 | https://cdd.iec.ch/cdd/iec61987/iec61987.nsf/PropertiesAllVersions/0112-2---61987%23ABH386
0112/2///61987#ABA052 | 001 | 01 | 0112/2///61987#ABA052#001 | source of attachment |  |  |  |  | origin of an of an e-mail attachment | [5 empty] | STRING_TYPE |  |  |  |  | NON_DEPENDENT_P_DET | [5 empty] | 0112/2///61987#ABA396 - Attachment | 0112/2///61987#ABA000 |  |  |  | Standard |  | IEC 61987 |  | SC65E – IEC 61987 | - | C00018 | 001-01 (2019-03-08 15:35:27 by BATCH 00000766) standard | 0112-2---61987#ABA052 | https://cdd.iec.ch/cdd/iec61987/iec61987.nsf/PropertiesAllVersions/0112-2---61987%23ABA052
0112/2///61987#ABB075 | 001 | 04 | 0112/2///61987#ABB075#001 | lower limiting value of downstream absolute pressure |  |  |  |  | lowest absolute pressure downstream of the flowmeter for which no cavitation damage is to be expected |  |  | bar |  |  | REAL_MEASURE_TYPE |  |  |  |  | NON_DEPENDENT_P_DET | [5 empty] | 0112/2///61987#ABC317 - Limiting flow conditions | 0112/2///61987#ABA000 | 0112/2///62720#UAA323 - bar |  | 0112/2///61987#ABT524 - Pressure | Standard |  |  |  | SC65E – IEC 61987 | - | C00004 |  | 0112-2---61987#ABB075 | https://cdd.iec.ch/cdd/iec61987/iec61987.nsf/PropertiesAllVersions/0112-2---61987%23ABB075
0112/2///61987#ABD788 | 001 | 05 | 0112/2///61987#ABD788#001 | set upper range end-value of travel for linear motion |  |  |  |  | value defining the end of the linear range of a linear travel |  |  | mm |  |  | REAL_MEASURE_TYPE |  |  |  |  | NON_DEPENDENT_P_DET | [5 empty] | 0112/2///61987#ABD961 - Parameters of pneumatic linear actuator0112/2///61987#ABD963 - Parameters of positioner | 0112/2///61987#ABA000 | 0112/2///62720#UAA862 - millimetre |  | 0112/2///61987#ABT548 - Length short | Standard |  | IEC 61987 | IEC | IEC/SC 65E | - | C00128 |  | 0112-2---61987#ABD788 | https://cdd.iec.ch/cdd/iec61987/iec61987.nsf/PropertiesAllVersions/0112-2---61987%23ABD788
0112/2///61987#ABF038 | 001 | 01 | 0112/2///61987#ABF038#001 | reference position of float |  |  |  |  | fluid level at a float under the design conditions of the float, measured from the lowest point of the float |  |  | mm |  |  | REAL_MEASURE_TYPE |  |  |  |  | NON_DEPENDENT_P_DET | [5 empty] | 0112/2///61987#ABF035 - Design conditions of float | 0112/2///61987#ABA000 | 0112/2///62720#UAA862 - millimetre |  | 0112/2///61987#ABT548 - Length short | Standard |  | IEC 61987 | IEC | SC65E | - | C00018 | 001-01 (2018-03-28 07:27:03 by BATCH 00000762) standard | 0112-2---61987#ABF038 | https://cdd.iec.ch/cdd/iec61987/iec61987.nsf/PropertiesAllVersions/0112-2---61987%23ABF038
0112/2///61987#ABF344 | 002 | 01 | 0112/2///61987#ABF344#002 | type of hydrostatic pressure level transmitter |  |  |  |  | classification of a hydrostatic pressure level measurement according to the method used to measure pressure difference | [5 empty] | ENUM_CODE_TYPE(0112/2///61987#ABL365) |  |  |  |  | DEPENDENT_P_DET |  |  | 0112/2///61987#ABL365 | 0112/2///61987#ABL033 - differential pressure transmitter0112/2///61987#ABM178 - two separate pressure transmitters0112/2///61987#ABM179 - submersion pressure transmitter0112/2///61987#ABI407 - others |  | 0112/2///61987#ABF341 - Structural design of a hydrostatic pressure level transmitter | 0112/2///61987#ABA000 |  |  |  | Standard |  | IEC 61987 | IEC | SC65E | 0112/2///61987#ABI406 - empty_property | C00091 |  | 0112-2---61987#ABF344 | https://cdd.iec.ch/cdd/iec61987/iec61987.nsf/PropertiesAllVersions/0112-2---61987%23ABF344
0112/2///61987#ABI538 | 001 | 01 | 0112/2///61987#ABI538#001 | alternative action |  |  |  |  | action that can be executed instead of another | [5 empty] | STRING_TYPE |  |  |  |  | NON_DEPENDENT_P_DET | [5 empty] | 0112/2///61987#ABI479 - Regular maintenance/service0112/2///61987#ABI482 - Regular inspection0112/2///61987#ABI484 - Event triggered inspection0112/2///61987#ABI485 - Event triggered maintenance/service | 0112/2///61987#ABA000 |  |  |  | Standard |  |  |  | SC65E – IEC 61987 | - | C00018 | 001-01 (2019-03-08 15:35:32 by BATCH 00000766) standard | 0112-2---61987#ABI538 | https://cdd.iec.ch/cdd/iec61987/iec61987.nsf/PropertiesAllVersions/0112-2---61987%23ABI538
0112/2///61987#ABU246 | 001 | 02 | 0112/2///61987#ABU246#001 | reference to Type of auxiliary input [6] |  |  |  |  | reference to block ABC656 |  | Id specified in IEC61987-12/-13: ABD299 |  |  |  | CLASS_REFERENCE_TYPE(0112/2///61987#ABC656) 0112/2///61987#ABC656 - Type of auxiliary input [6] |  |  |  |  | NON_DEPENDENT_P_DET | [5 empty] | 0112/2///61987#ABC131 - Auxiliary input [6] | 0112/2///61987#ABA000 |  |  |  | Standard |  |  |  | SC65E – IEC 61987 | - | C00004 |  | 0112-2---61987#ABU246 | https://cdd.iec.ch/cdd/iec61987/iec61987.nsf/PropertiesAllVersions/0112-2---61987%23ABU246
0112/2///61987#ABC792 | 004 | 01 | 0112/2///61987#ABC792#004 | reference to Communication protocol |  |  |  |  | reference to block ABC162 | [5 empty] | CLASS_REFERENCE_TYPE(0112/2///61987#ABC162) 0112/2///61987#ABC162 - Communication protocol |  |  |  |  | NON_DEPENDENT_P_DET | [5 empty] | 0112/2///61987#ABC201 - Digital communication interface | 0112/2///61987#ABA000 |  |  |  | Standard |  |  |  | SC65E – IEC 61987 | - | C00004 |  | 0112-2---61987#ABC792 | https://cdd.iec.ch/cdd/iec61987/iec61987.nsf/PropertiesAllVersions/0112-2---61987%23ABC792
0112/2///61987#ABB619 | 002 | 02 | 0112/2///61987#ABB619#002 | designation of manufacturer-specific input |  |  |  |  | alphanumeric character sequence identifying a manufacturer-specific input or input signal | [5 empty] | ENUM_CODE_TYPE(0112/2///61987#ABJ794) |  | 0112/2///61987#ABJ794 |  |  | DEPENDENT_P_DET |  |  | 0112/2///61987#ABJ794 | 0112/2///61987#ABL222 - PFM0112/2///61987#ABL223 - PCM0112/2///61987#ABI407 - others |  | 0112/2///61987#ABC331 - Manufacturer-specific input [1]0112/2///61987#ABC332 - Manufacturer-specific input [2]0112/2///61987#ABD898 - Manufacturer-specific input [3]0112/2///61987#ABG124 - Manufacturer-specific input [4]0112/2///61987#ABG125 - Manufacturer-specific input [5]0112/2///61987#ABG126 - Manufacturer-specific input [6]0112/2///61987#ABH050 - Manufacturer-specific input [7]0112/2///61987#ABP047 - Manufacturer-specific input [I/O module] | 0112/2///61987#ABA000 |  |  |  | Standard |  | IEC 61987 | IEC | IEC/SC 65E | 0112/2///61987#ABI406 - empty_property | C00112 |  | 0112-2---61987#ABB619 | https://cdd.iec.ch/cdd/iec61987/iec61987.nsf/PropertiesAllVersions/0112-2---61987%23ABB619
0112/2///61987#ABU895 | 001 | 01 | 0112/2///61987#ABU895#001 | output type [13] |  |  |  |  | polymorphism property allowing selection of an output type for a device |  | Polymorphic control property |  |  |  | ENUM_STRING_TYPE(0112/2///61987#ABU821(Analog current output [8],Analog voltage output [8],Frequency output [8],Pulse output [2],Binary output IEC 60947-5-6 (NAMUR),0112/2///61987#Binary current output,0112/2///61987#Binary isolated output,0112/2///61987#Binary electronic output,0112/2///61987#Manufacturer-specific output [8])) |  |  |  |  | CONDITION_DET |  |  | 0112/2///61987#ABU821 | 0112/2///61987#ABU727 - IEC61987-11 Name of Analog current output [8]0112/2///61987#ABU728 - IEC61987-11 Name of Analog voltage output [8]0112/2///61987#ABU729 - IEC61987-11 Name of Frequency output [8]0112/2///61987#ABU749 - IEC61987-11 Name of Pulse output [2]0112/2///61987#ABU793 - IEC61987-11 Name of Binary output IEC 60947-5-6 (NAMUR)0112/2///61987#ABU794 - IEC61987-11 Name of Binary current output0112/2///61987#ABU795 - IEC61987-11 Name of Binary isolated output0112/2///61987#ABU796 - IEC61987-11 Name of Binary electronic output0112/2///61987#ABU730 - IEC61987-11 Name of Manufacturer-specific output [8] |  | 0112/2///61987#ABG143 - Type of output [13] | 0112/2///61987#ABA000 |  |  |  | Standard |  | IEC 61987 | IEC | SC65E | - | C00018 | 001-01 (2018-03-28 07:27:22 by BATCH 00000762) standard | 0112-2---61987#ABU895 | https://cdd.iec.ch/cdd/iec61987/iec61987.nsf/PropertiesAllVersions/0112-2---61987%23ABU895
0112/2///61987#ABH288 | 001 | 01 | 0112/2///61987#ABH288#001 | reference to Shell |  |  |  |  | reference to block ABH108 | [5 empty] | CLASS_REFERENCE_TYPE(0112/2///61987#ABH108) 0112/2///61987#ABH108 - Shell |  |  |  |  | NON_DEPENDENT_P_DET | [5 empty] | 0112/2///61987#ABG478 - Process equipment [level] | 0112/2///61987#ABA000 |  |  |  | Standard |  | IEC 61987 | IEC | SC65E | - | C00018 | 001-01 (2018-03-28 07:27:14 by BATCH 00000762) standard | 0112-2---61987#ABH288 | https://cdd.iec.ch/cdd/iec61987/iec61987.nsf/PropertiesAllVersions/0112-2---61987%23ABH288
0112/2///61987#ABB866 | 001 | 03 | 0112/2///61987#ABB866#001 | quantity of pulses per pulse value of other variable |  |  |  |  | number of pulses assigned per unit of other variable | [5 empty] | REAL_TYPE |  |  |  |  | NON_DEPENDENT_P_DET | [5 empty] | 0112/2///61987#ABC113 - Assigned other variable pulse value | 0112/2///61987#ABA000 |  |  |  | Standard |  |  |  | SC65E – IEC 61987 | - | C00019 |  | 0112-2---61987#ABB866 | https://cdd.iec.ch/cdd/iec61987/iec61987.nsf/PropertiesAllVersions/0112-2---61987%23ABB866
0112/2///61987#ABF533 | 001 | 01 | 0112/2///61987#ABF533#001 | type of free-space radar level transmitter |  |  |  |  | classification of a free-space radar level transmitter according to its functional or constructional design | [5 empty] | STRING_TYPE |  |  |  |  | NON_DEPENDENT_P_DET | [5 empty] | 0112/2///61987#ABF018 - Structural design of a free-space radar level transmitter | 0112/2///61987#ABA000 |  |  |  | Standard |  | IEC 61987 | IEC | SC65E | - | C00018 | 001-01 (2018-03-28 07:27:07 by BATCH 00000762) standard | 0112-2---61987#ABF533 | https://cdd.iec.ch/cdd/iec61987/iec61987.nsf/PropertiesAllVersions/0112-2---61987%23ABF533
0112/2///61987#ABF094 | 001 | 02 | 0112/2///61987#ABF094#001 | set upper range end-value of interval of resistance |  |  |  |  | value defining the end of a subrange for resistance |  |  | Ω |  |  | REAL_MEASURE_TYPE |  |  |  |  | NON_DEPENDENT_P_DET | [5 empty] | 0112/2///61987#ABF090 - Accuracy for a subrange of resistance | 0112/2///61987#ABA000 | 0112/2///62720#UAA017 - ohm |  | 0112/2///61987#ABT564 - Electrical resistance | Standard |  | IEC 61987 | IEC | IEC/SC 65E | - | C00128 |  | 0112-2---61987#ABF094 | https://cdd.iec.ch/cdd/iec61987/iec61987.nsf/PropertiesAllVersions/0112-2---61987%23ABF094
0112/2///61987#ABE295 | 001 | 02 | 0112/2///61987#ABE295#001 | reference to Trace heating system [2] |  |  |  |  | reference to block ABE039 | [5 empty] | CLASS_REFERENCE_TYPE(0112/2///61987#ABE039) 0112/2///61987#ABE039 - Trace heating system [2] |  |  |  |  | NON_DEPENDENT_P_DET | [5 empty] | 0112/2///61987#ABE014 - Structural design [globe valve]0112/2///61987#ABE015 - Structural design [plug valve]0112/2///61987#ABE016 - Structural design [diaphragm/pinch valve]0112/2///61987#ABE017 - Structural design [pneumatic linear actuator]0112/2///61987#ABE018 - Structural design [valve body assembly]0112/2///61987#ABE019 - Structural design [pressure reducing regulator or back pressure/excess pressure regulator]0112/2///61987#ABE020 - Structural design [gate valve]0112/2///61987#ABE021 - Structural design [butterfly valve]0112/2///61987#ABE022 - Structural design [ball valve]0112/2///61987#ABE024 - Structural design [pneumatic rotary actuator]0112/2///61987#ABE025 - Structural design [eccentric plug valve] | 0112/2///61987#ABA000 |  |  |  | Standard |  |  |  |  | - | C00004 |  | 0112-2---61987#ABE295 | https://cdd.iec.ch/cdd/iec61987/iec61987.nsf/PropertiesAllVersions/0112-2---61987%23ABE295
0112/2///61987#ABF194 | 001 | 01 | 0112/2///61987#ABF194#001 | speed of rotation |  |  |  |  | number of revolutions per time |  |  | 1/min |  |  | REAL_MEASURE_TYPE |  |  |  |  | NON_DEPENDENT_P_DET | [5 empty] | 0112/2///61987#ABF192 - Paddle0112/2///61987#ABN682 - Continuous measurement variables0112/2///61987#ABN694 - Specific machine vibration measurement variables | 0112/2///61987#ABA000 | 0112/2///62720#UAA843 - reciprocal minute |  | 0112/2///61987#ABT560 - Frequency low | Standard |  | IEC 61987 | IEC | SC65E | - | C00018 | 001-01 (2018-03-28 07:27:05 by BATCH 00000762) standard | 0112-2---61987#ABF194 | https://cdd.iec.ch/cdd/iec61987/iec61987.nsf/PropertiesAllVersions/0112-2---61987%23ABF194
0112/2///61987#ABE300 | 001 | 02 | 0112/2///61987#ABE300#001 | reference to Valve body assembly |  |  |  |  | reference to block ABE044 | [5 empty] | CLASS_REFERENCE_TYPE(0112/2///61987#ABE044) 0112/2///61987#ABE044 - Valve body assembly |  |  |  |  | NON_DEPENDENT_P_DET | [5 empty] | 0112/2///61987#ABE309 - Operating LOP for actuator | 0112/2///61987#ABA000 |  |  |  | Standard |  |  |  |  | - | C00004 |  | 0112-2---61987#ABE300 | https://cdd.iec.ch/cdd/iec61987/iec61987.nsf/PropertiesAllVersions/0112-2---61987%23ABE300
0112/2///61987#ABA366 | 001 | 04 | 0112/2///61987#ABA366#001 | upper range-value of volume | upper range-value |  |  |  | volume assigned to the upper range end-value of the input or output signal |  |  | m³ |  |  | REAL_MEASURE_TYPE |  |  |  |  | NON_DEPENDENT_P_DET | [5 empty] | 0112/2///61987#ABC117 - Assigned totalized value range for mass and for volume0112/2///61987#ABE877 - Assigned volume range | 0112/2///61987#ABA000 | 0112/2///62720#UAA757 - metre cubed |  | 0112/2///61987#ABT505 - Volume | Standard |  |  |  | SC65E – IEC 61987 | - | C00004 |  | 0112-2---61987#ABA366 | https://cdd.iec.ch/cdd/iec61987/iec61987.nsf/PropertiesAllVersions/0112-2---61987%23ABA366
0112/2///61987#ABE151 | 002 | 01 | 0112/2///61987#ABE151#002 | reference to Liquid phase [valves] |  |  |  |  | reference to block ABD833 | [5 empty] | CLASS_REFERENCE_TYPE(0112/2///61987#ABD833) 0112/2///61987#ABD833 - Liquid phase [valves] |  |  |  |  | NON_DEPENDENT_P_DET | [5 empty] | 0112/2///61987#ABD988 - Process conditions at the inlet0112/2///61987#ABD989 - Process conditions at the outlet | 0112/2///61987#ABA000 |  |  |  | Standard |  |  |  |  | - | C00004 |  | 0112-2---61987#ABE151 | https://cdd.iec.ch/cdd/iec61987/iec61987.nsf/PropertiesAllVersions/0112-2---61987%23ABE151
0112/2///61987#ABI516 | 001 | 01 | 0112/2///61987#ABI516#001 | designation of spare part |  |  |  |  | alphanumeric character sequence identifying a spare part | [5 empty] | STRING_TYPE |  |  |  |  | NON_DEPENDENT_P_DET | [5 empty] | 0112/2///61987#ABI473 - Spare part | 0112/2///61987#ABA000 |  |  |  | Standard |  |  |  | SC65E – IEC 61987 | - | C00018 | 001-01 (2019-03-08 15:35:32 by BATCH 00000766) standard | 0112-2---61987#ABI516 | https://cdd.iec.ch/cdd/iec61987/iec61987.nsf/PropertiesAllVersions/0112-2---61987%23ABI516
0112/2///61987#ABP285 | 001 | 01 | 0112/2///61987#ABP285#001 | reference to Operating LOP for infrastructure devices |  |  |  |  | reference to block ABP284 | [5 empty] | CLASS_REFERENCE_TYPE(0112/2///61987#ABP284) 0112/2///61987#ABP284 - Operating LOP for infrastructure devices |  |  |  |  | NON_DEPENDENT_P_DET | [5 empty] | 0112/2///61987#ABN977 - Infrastructure device | 0112/2///61987#ABA000 |  |  |  | Standard |  | IEC 61987 | IEC | IEC/SC 65E | - | C00128 | 001-01 (2023-01-23 14:53:53 by BATCH 00000807) standard | 0112-2---61987#ABP285 | https://cdd.iec.ch/cdd/iec61987/iec61987.nsf/PropertiesAllVersions/0112-2---61987%23ABP285
0112/2///61987#ABH557 | 001 | 01 | 0112/2///61987#ABH557#001 | number of device or component pressure tests |  |  |  |  | cardinality property | [5 empty] | INT_TYPE |  |  |  |  | CONDITION_DET | [5 empty] | 0112/2///61987#ABH552 - Calibration and test results | 0112/2///61987#ABA000 |  |  |  | Standard |  | IEC 61987 |  | SC65E – IEC 61987 | - | C00018 | 001-01 (2019-03-08 15:35:29 by BATCH 00000766) standard | 0112-2---61987#ABH557 | https://cdd.iec.ch/cdd/iec61987/iec61987.nsf/PropertiesAllVersions/0112-2---61987%23ABH557
0112/2///61987#ABA108 | 005 | 01 | 0112/2///61987#ABA108#005 | reference standard for vibration resistance |  |  |  |  | standard to which a statement on vibration resistance refers | [5 empty] | STRING_TYPE |  |  |  |  | NON_DEPENDENT_P_DET | [5 empty] | 0112/2///61987#ABC450 - Normal environmental design conditions0112/2///61987#ABD509 - Normal environmental conditions [1]0112/2///61987#ABD944 - Normal environmental conditions [2]0112/2///61987#ABD945 - Normal environmental design conditions [3]0112/2///61987#ABD946 - Normal environmental design conditions [2]0112/2///61987#ABE367 - Normal environmental conditions [4]0112/2///61987#ABE371 - Normal environmental conditions [3]0112/2///61987#ABE588 - Normal environmental conditions [5]0112/2///61987#ABC315 - Limiting environmental conditions0112/2///61987#ABD827 - Limiting environmental conditions [2]0112/2///61987#ABE589 - Limiting environmental conditions [3]0112/2///61987#ABC316 - Limiting environmental design conditions0112/2///61987#ABC449 - Normal environmental conditions | 0112/2///61987#ABA000 |  |  |  | Standard |  |  |  | SC65E – IEC 61987 | - | C00004 |  | 0112-2---61987#ABA108 | https://cdd.iec.ch/cdd/iec61987/iec61987.nsf/PropertiesAllVersions/0112-2---61987%23ABA108
0112/2///61987#ABD064 | 001 | 02 | 0112/2///61987#ABD064#001 | reference to Mechanical and electrical construction [vortex flow transmitter] |  |  |  |  | reference to block ABC434 | [5 empty] | CLASS_REFERENCE_TYPE(0112/2///61987#ABC434) 0112/2///61987#ABC434 - Mechanical and electrical construction [vortex flow transmitter] |  |  |  |  | NON_DEPENDENT_P_DET | [5 empty] | 0112/2///61987#ABA022 - Device LOP for vortex flow transmitter | 0112/2///61987#ABA000 |  |  |  | Standard |  |  |  | SC65E – IEC 61987 | - | C00004 |  | 0112-2---61987#ABD064 | https://cdd.iec.ch/cdd/iec61987/iec61987.nsf/PropertiesAllVersions/0112-2---61987%23ABD064
0112/2///61987#ABG954 | 001 | 01 | 0112/2///61987#ABG954#001 | reference to Mechanical and electrical construction [thermowell] |  |  |  |  | reference to block ABG394 | [5 empty] | CLASS_REFERENCE_TYPE(0112/2///61987#ABG394) 0112/2///61987#ABG394 - Mechanical and electrical construction [thermowell] |  |  |  |  | NON_DEPENDENT_P_DET | [5 empty] | 0112/2///61987#ABE765 - Device LOP for thermowell | 0112/2///61987#ABA000 |  |  |  | Standard |  | IEC 61987 | IEC | SC65E | - | C00019 | 001-01 (2018-03-28 07:27:12 by BATCH 00000762) standard | 0112-2---61987#ABG954 | https://cdd.iec.ch/cdd/iec61987/iec61987.nsf/PropertiesAllVersions/0112-2---61987%23ABG954
0112/2///61987#ABB203 | 002 | 01 | 0112/2///61987#ABB203#002 | type of assigned RTD sensor |  |  |  |  | classification of a resistance temperature detector according to a type code in a standard | [5 empty] | ENUM_CODE_TYPE(0112/2///61987#ABJ760) |  |  |  |  | DEPENDENT_P_DET |  |  | 0112/2///61987#ABJ760 | 0112/2///61987#ABK976 - Cu10000112/2///61987#ABK977 - Cu250112/2///61987#ABK978 - Ni1000112/2///61987#ABK979 - Ni10000112/2///61987#ABK980 - Ni1200112/2///61987#ABK981 - Ni250112/2///61987#ABK982 - Ni500112/2///61987#ABK983 - Pt100112/2///61987#ABK984 - Pt1000112/2///61987#ABK985 - Pt10000112/2///61987#ABK986 - Pt2000112/2///61987#ABK987 - Pt250112/2///61987#ABK988 - Pt500112/2///61987#ABK989 - Pt5000112/2///61987#ABI407 - others |  | 0112/2///61987#ABC579 - RTD input0112/2///61987#ABP070 - RTD input [I/O module] | 0112/2///61987#ABA000 |  |  |  | Standard |  |  |  | SC65E – IEC 61987 | 0112/2///61987#ABI406 - empty_property | C00091 |  | 0112-2---61987#ABB203 | https://cdd.iec.ch/cdd/iec61987/iec61987.nsf/PropertiesAllVersions/0112-2---61987%23ABB203
0112/2///61987#ABG901 | 001 | 01 | 0112/2///61987#ABG901#001 | reference to Process design ratings [13] |  |  |  |  | reference to block ABG341 | [5 empty] | CLASS_REFERENCE_TYPE(0112/2///61987#ABG341) 0112/2///61987#ABG341 - Process design ratings [13] |  |  |  |  | NON_DEPENDENT_P_DET | [5 empty] | 0112/2///61987#ABG326 - Rated operating conditions [21] | 0112/2///61987#ABA000 |  |  |  | Standard |  | IEC 61987 | IEC | SC65E | - | C00018 | 001-01 (2018-03-28 07:27:11 by BATCH 00000762) standard | 0112-2---61987#ABG901 | https://cdd.iec.ch/cdd/iec61987/iec61987.nsf/PropertiesAllVersions/0112-2---61987%23ABG901
0112/2///61987#ABF473 | 001 | 01 | 0112/2///61987#ABF473#001 | distance for local dose rate |  |  |  |  | distance from a radioactive source for which the local dose rate is stated |  |  | m |  |  | REAL_MEASURE_TYPE |  |  |  |  | NON_DEPENDENT_P_DET | [5 empty] | 0112/2///61987#ABF463 - Nuclear source | 0112/2///61987#ABA000 | 0112/2///62720#UAA726 - metre |  | 0112/2///61987#ABT548 - Length short | Standard |  | IEC 61987 | IEC | SC65E | - | C00018 | 001-01 (2018-03-28 07:27:07 by BATCH 00000762) standard | 0112-2---61987#ABF473 | https://cdd.iec.ch/cdd/iec61987/iec61987.nsf/PropertiesAllVersions/0112-2---61987%23ABF473
0112/2///61987#ABV196 | 001 | 01 | 0112/2///61987#ABV196#001 | reference to Type of measured variable [15] |  |  |  |  | reference to block ABF987 | [5 empty] | CLASS_REFERENCE_TYPE(0112/2///61987#ABF987) 0112/2///61987#ABF987 - Type of measured variable [15] |  |  |  |  | NON_DEPENDENT_P_DET | [5 empty] | 0112/2///61987#ABF951 - Measured variable [15] | 0112/2///61987#ABA000 |  |  |  | Standard |  | IEC 61987 | IEC | SC65E | - | C00019 | 001-01 (2018-03-28 07:27:24 by BATCH 00000762) standard | 0112-2---61987#ABV196 | https://cdd.iec.ch/cdd/iec61987/iec61987.nsf/PropertiesAllVersions/0112-2---61987%23ABV196
0112/2///61987#ABB258 | 005 | 01 | 0112/2///61987#ABB258#005 | mode |  |  |  |  | waveform used by an optical connection | [5 empty] | ENUM_CODE_TYPE(0112/2///61987#ABL633) |  |  |  |  | DEPENDENT_P_DET |  |  | 0112/2///61987#ABL633 | 0112/2///61987#ABN143 - single-mode0112/2///61987#ABN144 - multimode0112/2///61987#ABI407 - others |  | 0112/2///61987#ABC462 - Optical communication interface | 0112/2///61987#ABA000 |  |  |  | Standard |  |  |  | SC65E – IEC 61987 | 0112/2///61987#ABI406 - empty_property | C00091 |  | 0112-2---61987#ABB258 | https://cdd.iec.ch/cdd/iec61987/iec61987.nsf/PropertiesAllVersions/0112-2---61987%23ABB258
0112/2///61987#ABD159 | 001 | 02 | 0112/2///61987#ABD159#001 | reference to Pressure tap of an orifice assembly |  |  |  |  | reference to block ABC529 | [5 empty] | CLASS_REFERENCE_TYPE(0112/2///61987#ABC529) 0112/2///61987#ABC529 - Pressure tap of an orifice assembly |  |  |  |  | NON_DEPENDENT_P_DET | [5 empty] | 0112/2///61987#ABC464 - Orifice flange or fitting | 0112/2///61987#ABA000 |  |  |  | Standard |  |  |  | SC65E – IEC 61987 | - | C00004 |  | 0112-2---61987#ABD159 | https://cdd.iec.ch/cdd/iec61987/iec61987.nsf/PropertiesAllVersions/0112-2---61987%23ABD159
0112/2///61987#ABU545 | 001 | 03 | 0112/2///61987#ABU545#001 | reference to Analog voltage input [3] |  |  |  |  | reference to block ABD801 |  | Id specified in IEC61987-22: ABE057 |  |  |  | CLASS_REFERENCE_TYPE(0112/2///61987#ABD801) 0112/2///61987#ABD801 - Analog voltage input [3] |  |  |  |  | DEPENDENT_P_DET | [5 empty] | 0112/2///61987#ABE326 - Type of control input | 0112/2///61987#ABA000 |  |  |  | Standard |  |  |  |  | 0112/2///61987#ABU530 - control input type | C00004 |  | 0112-2---61987#ABU545 | https://cdd.iec.ch/cdd/iec61987/iec61987.nsf/PropertiesAllVersions/0112-2---61987%23ABU545
0112/2///61987#ABH286 | 001 | 02 | 0112/2///61987#ABH286#001 | reference to Strapping table point |  |  |  |  | reference to block ABH099 | [5 empty] | CLASS_REFERENCE_TYPE(0112/2///61987#ABH099) 0112/2///61987#ABH099 - Strapping table point |  |  |  |  | DEPENDENT_P_DET | [5 empty] | 0112/2///61987#ABH095 - Strapping table | 0112/2///61987#ABA000 |  |  |  | Standard |  | IEC 61987 | IEC | IEC SC65E | 0112/2///61987#ABH098 - number of strapping table points | C00112 |  | 0112-2---61987#ABH286 | https://cdd.iec.ch/cdd/iec61987/iec61987.nsf/PropertiesAllVersions/0112-2---61987%23ABH286
0112/2///61987#ABH600 | 001 | 01 | 0112/2///61987#ABH600#001 | trip value for value replacement |  |  |  |  | value of the input which triggers the forcing of an output to a value independent of an input value | [5 empty] | REAL_TYPE |  |  |  |  | NON_DEPENDENT_P_DET | [5 empty] | 0112/2///61987#ABH596 - Replacement of values | 0112/2///61987#ABA000 |  |  |  | Standard |  | IEC 61987 |  | SC65E – IEC 61987 | - | C00019 | 001-01 (2019-03-08 15:35:29 by BATCH 00000766) standard | 0112-2---61987#ABH600 | https://cdd.iec.ch/cdd/iec61987/iec61987.nsf/PropertiesAllVersions/0112-2---61987%23ABH600
0112/2///61987#ABE194 | 001 | 02 | 0112/2///61987#ABE194#001 | reference to Mechanical and electrical construction [pneumatic linear actuator] |  |  |  |  | reference to block ABD938 | [5 empty] | CLASS_REFERENCE_TYPE(0112/2///61987#ABD938) 0112/2///61987#ABD938 - Mechanical and electrical construction [pneumatic linear actuator] |  |  |  |  | NON_DEPENDENT_P_DET | [5 empty] | 0112/2///61987#ABE319 - Device LOP for pneumatic linear actuator | 0112/2///61987#ABA000 |  |  |  | Standard |  |  |  |  | - | C00004 |  | 0112-2---61987#ABE194 | https://cdd.iec.ch/cdd/iec61987/iec61987.nsf/PropertiesAllVersions/0112-2---61987%23ABE194
0112/2///61987#ABA241 | 003 | 01 | 0112/2///61987#ABA241#003 | number of overfill protection approvals |  |  |  |  | @number of overfill protection approvals |  | cardinality property |  |  |  | INT_TYPE |  |  |  |  | CONDITION_DET | [5 empty] | 0112/2///61987#ABC102 - Approval for use in special applications | 0112/2///61987#ABA000 |  |  |  | Standard |  |  |  | SC65E – IEC 61987 | - | C00004 |  | 0112-2---61987#ABA241 | https://cdd.iec.ch/cdd/iec61987/iec61987.nsf/PropertiesAllVersions/0112-2---61987%23ABA241
0112/2///61987#ABD705 | 001 | 04 | 0112/2///61987#ABD705#001 | reference supply gauge pressure for forces by actuating fluid |  |  |  |  | gauge supply pressure at which the forces of an actuator were determined |  |  | bar |  |  | REAL_MEASURE_TYPE |  |  |  |  | NON_DEPENDENT_P_DET | [5 empty] | 0112/2///61987#ABE436 - Force by actuation fluid pressure0112/2///61987#ABE439 - Torque by actuation fluid pressure | 0112/2///61987#ABA000 | 0112/2///62720#UAA323 - bar |  | 0112/2///61987#ABT524 - Pressure | Standard |  |  |  |  | - | C00004 |  | 0112-2---61987#ABD705 | https://cdd.iec.ch/cdd/iec61987/iec61987.nsf/PropertiesAllVersions/0112-2---61987%23ABD705
0112/2///61987#ABU964 | 001 | 01 | 0112/2///61987#ABU964#001 | reference to Pressure measurement |  |  |  |  | reference to block ABC528 | [5 empty] | CLASS_REFERENCE_TYPE(0112/2///61987#ABC528) 0112/2///61987#ABC528 - Pressure measurement |  |  |  |  | DEPENDENT_P_DET | [5 empty] | 0112/2///61987#ABF979 - Type of measured variable [7]0112/2///61987#ABF981 - Type of measured variable [9]0112/2///61987#ABF984 - Type of measured variable [12]0112/2///61987#ABG012 - Type of measured variable [40]0112/2///61987#ABG013 - Type of measured variable [41] | 0112/2///61987#ABA000 |  |  |  | Standard |  | IEC 61987 | IEC | SC65E | 0112/2///61987#ABU941 - measured variable type [7] | C00018 | 001-01 (2018-03-28 07:27:23 by BATCH 00000762) standard | 0112-2---61987#ABU964 | https://cdd.iec.ch/cdd/iec61987/iec61987.nsf/PropertiesAllVersions/0112-2---61987%23ABU964
0112/2///61987#ABF881 | 001 | 01 | 0112/2///61987#ABF881#001 | reference to Device LOP for ultrasonic level transmitter |  |  |  |  | reference to block ABE744 | [5 empty] | CLASS_REFERENCE_TYPE(0112/2///61987#ABE744) 0112/2///61987#ABE744 - Device LOP for ultrasonic level transmitter |  |  |  |  | NON_DEPENDENT_P_DET | [5 empty] | 0112/2///61987#ABA829 - Ultrasonic level transmitter | 0112/2///61987#ABA000 |  |  |  | Standard |  | IEC 61987 | IEC | SC65E | - | C00018 | 001-01 (2018-03-28 07:27:10 by BATCH 00000762) standard | 0112-2---61987#ABF881 | https://cdd.iec.ch/cdd/iec61987/iec61987.nsf/PropertiesAllVersions/0112-2---61987%23ABF881
0112/2///61987#ABB865 | 001 | 03 | 0112/2///61987#ABB865#001 | maximum assignable quantity of pulses per value of other variable |  |  |  |  | highest other variable value assignable to pulse value of other variable | [5 empty] | REAL_TYPE |  |  |  |  | NON_DEPENDENT_P_DET | [5 empty] | 0112/2///61987#ABC113 - Assigned other variable pulse value | 0112/2///61987#ABA000 |  |  |  | Standard |  |  |  | SC65E – IEC 61987 | - | C00019 |  | 0112-2---61987#ABB865 | https://cdd.iec.ch/cdd/iec61987/iec61987.nsf/PropertiesAllVersions/0112-2---61987%23ABB865
0112/2///61987#ABA472 | 005 | 01 | 0112/2///61987#ABA472#005 | attribute of standard |  |  |  |  | plain text description of an additional approval for a code or standard | [5 empty] | STRING_TYPE |  |  |  |  | NON_DEPENDENT_P_DET | [5 empty] | 0112/2///61987#ABC474 - Other standards approval | 0112/2///61987#ABA000 |  |  |  | Standard |  |  |  | SC65E – IEC 61987 | - | C00004 |  | 0112-2---61987#ABA472 | https://cdd.iec.ch/cdd/iec61987/iec61987.nsf/PropertiesAllVersions/0112-2---61987%23ABA472
0112/2///61987#ABB629 | 001 | 04 | 0112/2///61987#ABB629#001 | minimum pulse/frequency signal level for signal "1" |  |  |  |  | minimum value of an input or output signal for the logical state "1" |  |  | Hz |  |  | REAL_MEASURE_TYPE |  |  |  |  | NON_DEPENDENT_P_DET | [5 empty] | 0112/2///61987#ABC487 - Parameters of a manufacturer-specific pulse/frequency binary signal | 0112/2///61987#ABA000 | 0112/2///62720#UAA170 - hertz |  | 0112/2///61987#ABT561 - Frequency | Standard |  |  |  | SC65E – IEC 61987 | - | C00018 |  | 0112-2---61987#ABB629 | https://cdd.iec.ch/cdd/iec61987/iec61987.nsf/PropertiesAllVersions/0112-2---61987%23ABB629
0112/2///61987#ABB283 | 001 | 03 | 0112/2///61987#ABB283#001 | number of accuracies for a subrange of other variable |  |  |  |  | @number of accuracies for a subrange of other variable |  | cardinality property |  |  |  | INT_TYPE |  |  |  |  | CONDITION_DET | [5 empty] | 0112/2///61987#ABC063 - Absolute performance for other variable | 0112/2///61987#ABA000 |  |  |  | Standard |  |  |  | SC65E – IEC 61987 | - | C00004 |  | 0112-2---61987#ABB283 | https://cdd.iec.ch/cdd/iec61987/iec61987.nsf/PropertiesAllVersions/0112-2---61987%23ABB283
0112/2///61987#ABU955 | 001 | 01 | 0112/2///61987#ABU955#001 | reference to Manufacturer-specific output [18] |  |  |  |  | reference to block ABG211 | [5 empty] | CLASS_REFERENCE_TYPE(0112/2///61987#ABG211) 0112/2///61987#ABG211 - Manufacturer-specific output [18] |  |  |  |  | DEPENDENT_P_DET | [5 empty] | 0112/2///61987#ABG155 - Type of output [25] | 0112/2///61987#ABA000 |  |  |  | Standard |  | IEC 61987 | IEC | SC65E | 0112/2///61987#ABU940 - output type [25] | C00018 | 001-01 (2018-03-28 07:27:22 by BATCH 00000762) standard | 0112-2---61987#ABU955 | https://cdd.iec.ch/cdd/iec61987/iec61987.nsf/PropertiesAllVersions/0112-2---61987%23ABU955
0112/2///61987#ABP173 | 001 | 01 | 0112/2///61987#ABP173#001 | set sample time |  |  |  |  | set time of collection of data to produce a resulting mean value |  |  | ms |  |  | REAL_MEASURE_TYPE |  |  |  |  | NON_DEPENDENT_P_DET | [5 empty] | 0112/2///61987#ABP017 - Analog to digital conversion | 0112/2///61987#ABA000 | 0112/2///62720#UAA899 - millisecond |  | 0112/2///61987#ABT510 - Time/time duration short | Standard |  | IEC 61987 | IEC | IEC/SC 65E | - | C00128 | 001-01 (2023-01-23 14:53:52 by BATCH 00000807) standard | 0112-2---61987#ABP173 | https://cdd.iec.ch/cdd/iec61987/iec61987.nsf/PropertiesAllVersions/0112-2---61987%23ABP173
0112/2///61987#ABC018 | 001 | 04 | 0112/2///61987#ABC018#001 | total error (absolute or gauge pressure, -10 °C to 60 °C) |  |  |  |  | for absolute or gauge pressure measuring devices, total error for one year, calculated by the sum of the total performance (absolute or gauge pressure, -10 °C to 60 °C) and the long term drift per annum, expressed as percentage of span |  |  | % |  |  | REAL_MEASURE_TYPE |  |  |  |  | NON_DEPENDENT_P_DET | [5 empty] | 0112/2///61987#ABC067 - Accuracy expressed as a percentage [1] | 0112/2///61987#ABA000 | 0112/2///62720#UAA000 - percent |  | 0112/2///61987#ABT533 - Percentage | Standard |  |  |  | SC65E – IEC 61987 | - | C00004 |  | 0112-2---61987#ABC018 | https://cdd.iec.ch/cdd/iec61987/iec61987.nsf/PropertiesAllVersions/0112-2---61987%23ABC018
0112/2///61987#ABI381 | 001 | 02 | 0112/2///61987#ABI381#001 | reference to Pulse input function block |  |  |  |  | reference to block ABH901 | [5 empty] | CLASS_REFERENCE_TYPE(0112/2///61987#ABH901) 0112/2///61987#ABH901 - Pulse input function block |  |  |  |  | DEPENDENT_P_DET | [5 empty] | 0112/2///61987#ABH840 - User application parameters | 0112/2///61987#ABA000 |  |  |  | Standard |  | IEC 61987 | IEC | IEC SC65E | 0112/2///61987#ABI036 - number of Pulse input function blocks | C00112 |  | 0112-2---61987#ABI381 | https://cdd.iec.ch/cdd/iec61987/iec61987.nsf/PropertiesAllVersions/0112-2---61987%23ABI381
0112/2///61987#ABJ445 | 001 | 02 | 0112/2///61987#ABJ445#001 | reference to Density technology block |  |  |  |  | reference to block ABI807 | [5 empty] | CLASS_REFERENCE_TYPE(0112/2///61987#ABI807) 0112/2///61987#ABI807 - Density technology block |  |  |  |  | DEPENDENT_P_DET | [5 empty] | 0112/2///61987#ABH840 - User application parameters | 0112/2///61987#ABA000 |  |  |  | Standard |  | IEC 61987 | IEC | IEC SC65E | 0112/2///61987#ABJ051 - number of Density technology blocks | C00112 |  | 0112-2---61987#ABJ445 | https://cdd.iec.ch/cdd/iec61987/iec61987.nsf/PropertiesAllVersions/0112-2---61987%23ABJ445
0112/2///61987#ABB860 | 001 | 03 | 0112/2///61987#ABB860#001 | minimum assignable pulse value of other variable |  |  |  |  | lowest other variable quantity assignable to one pulse | [5 empty] | REAL_TYPE |  |  |  |  | NON_DEPENDENT_P_DET | [5 empty] | 0112/2///61987#ABC113 - Assigned other variable pulse value | 0112/2///61987#ABA000 |  |  |  | Standard |  |  |  | SC65E – IEC 61987 | - | C00019 |  | 0112-2---61987#ABB860 | https://cdd.iec.ch/cdd/iec61987/iec61987.nsf/PropertiesAllVersions/0112-2---61987%23ABB860
0112/2///61987#ABD541 | 001 | 04 | 0112/2///61987#ABD541#001 | breakaway force to close |  |  |  |  | force needed to overcome static friction when a rotary valve is to be moved from the position open in the direction of closing |  |  | N |  |  | REAL_MEASURE_TYPE |  |  |  |  | NON_DEPENDENT_P_DET | [5 empty] | 0112/2///61987#ABD816 - Calculation results of control devices | 0112/2///61987#ABA000 | 0112/2///62720#UAA235 - newton |  | 0112/2///61987#ABT562 - Force | Standard |  |  |  |  | - | C00004 |  | 0112-2---61987#ABD541 | https://cdd.iec.ch/cdd/iec61987/iec61987.nsf/PropertiesAllVersions/0112-2---61987%23ABD541
0112/2///61987#ABI515 | 001 | 01 | 0112/2///61987#ABI515#001 | type of spare part |  |  |  |  | classification of a spare part according to its mechanical construction | [5 empty] | STRING_TYPE |  |  |  |  | NON_DEPENDENT_P_DET | [5 empty] | 0112/2///61987#ABI473 - Spare part | 0112/2///61987#ABA000 |  |  |  | Standard |  |  |  | SC65E – IEC 61987 | - | C00018 | 001-01 (2019-03-08 15:35:32 by BATCH 00000766) standard | 0112-2---61987#ABI515 | https://cdd.iec.ch/cdd/iec61987/iec61987.nsf/PropertiesAllVersions/0112-2---61987%23ABI515
0112/2///61987#ABE790 | 001 | 01 | 0112/2///61987#ABE790#001 | lower range-limit of volume fraction |  |  |  |  | lowest value of volume fraction that a device can be adjusted to measure within its specified accuracy limits |  |  | % |  |  | REAL_MEASURE_TYPE |  |  |  |  | NON_DEPENDENT_P_DET | [5 empty] | 0112/2///61987#ABE789 - Measuring range for volume fraction | 0112/2///61987#ABA000 | 0112/2///62720#UAA000 - percent |  | 0112/2///61987#ABT533 - Percentage | Standard |  | IEC 61987 | IEC | SC65E | - | C00017 | 001-01 (2018-03-28 07:27:01 by BATCH 00000762) standard | 0112-2---61987#ABE790 | https://cdd.iec.ch/cdd/iec61987/iec61987.nsf/PropertiesAllVersions/0112-2---61987%23ABE790
0112/2///61987#ABF739 | 001 | 01 | 0112/2///61987#ABF739#001 | reference to Indicator rail |  |  |  |  | reference to block ABF162 | [5 empty] | CLASS_REFERENCE_TYPE(0112/2///61987#ABF162) 0112/2///61987#ABF162 - Indicator rail |  |  |  |  | NON_DEPENDENT_P_DET | [5 empty] | 0112/2///61987#ABF217 - Structural design of a magnetic level gauge | 0112/2///61987#ABA000 |  |  |  | Standard |  | IEC 61987 | IEC | SC65E | - | C00018 | 001-01 (2018-03-28 07:27:09 by BATCH 00000762) standard | 0112-2---61987#ABF739 | https://cdd.iec.ch/cdd/iec61987/iec61987.nsf/PropertiesAllVersions/0112-2---61987%23ABF739
0112/2///61987#ABH558 | 002 | 01 | 0112/2///61987#ABH558#002 | mode of calibration or test procedure |  |  |  |  | classification of the means provided for the calibration of a device | [5 empty] | ENUM_CODE_TYPE(0112/2///61987#ABL318) |  |  |  |  | DEPENDENT_P_DET |  |  | 0112/2///61987#ABL318 | 0112/2///61987#ABM016 - built-in calibrator0112/2///61987#ABM017 - built-in drift check0112/2///61987#ABM018 - custom calibrator0112/2///61987#ABM019 - dry calibration0112/2///61987#ABM020 - water calibration0112/2///61987#ABI407 - others |  | 0112/2///61987#ABH561 - Calibration | 0112/2///61987#ABA000 |  |  |  | Standard |  | IEC 61987 |  | SC65E – IEC 61987 | 0112/2///61987#ABI406 - empty_property | C00091 |  | 0112-2---61987#ABH558 | https://cdd.iec.ch/cdd/iec61987/iec61987.nsf/PropertiesAllVersions/0112-2---61987%23ABH558
0112/2///61987#ABH547 | 001 | 01 | 0112/2///61987#ABH547#001 | input value of dynamic viscosity |  |  |  |  | input value of a dynamic viscosity table |  |  | mPa·s |  |  | REAL_MEASURE_TYPE |  |  |  |  | NON_DEPENDENT_P_DET | [5 empty] | 0112/2///61987#ABH638 - Calibration point of dynamic viscosity | 0112/2///61987#ABA000 | 0112/2///62720#UAA797 - millipascal second |  | 0112/2///61987#ABT571 - Dynamic viscosity | Standard |  | IEC 61987 |  | SC65E – IEC 61987 | - | C00018 | 001-01 (2019-03-08 15:35:29 by BATCH 00000766) standard | 0112-2---61987#ABH547 | https://cdd.iec.ch/cdd/iec61987/iec61987.nsf/PropertiesAllVersions/0112-2---61987%23ABH547
0112/2///61987#ABA897 | 002 | 01 | 0112/2///61987#ABA897#002 | type of drag pointer |  |  |  |  | classification of a min/max indicator according to the method of indication | [5 empty] | ENUM_CODE_TYPE(0112/2///61987#ABJ785) |  |  |  |  | DEPENDENT_P_DET |  |  | 0112/2///61987#ABJ785 | 0112/2///61987#ABL187 - mark pointer0112/2///61987#ABL188 - knife edge pointer0112/2///61987#ABI407 - others |  | 0112/2///61987#ABC446 - Drag pointer | 0112/2///61987#ABA000 |  |  |  | Standard |  |  |  | SC65E – IEC 61987 | 0112/2///61987#ABI406 - empty_property | C00091 |  | 0112-2---61987#ABA897 | https://cdd.iec.ch/cdd/iec61987/iec61987.nsf/PropertiesAllVersions/0112-2---61987%23ABA897
0112/2///61987#ABE907 | 001 | 01 | 0112/2///61987#ABE907#001 | lower range-value of ullage | lower range-value |  |  |  | ullage value assigned to the lower range end-value of the input or output signal |  |  | m |  |  | REAL_MEASURE_TYPE |  |  |  |  | NON_DEPENDENT_P_DET | [5 empty] | 0112/2///61987#ABE900 - Assigned ullage range | 0112/2///61987#ABA000 | 0112/2///62720#UAA726 - metre |  | 0112/2///61987#ABT548 - Length short | Standard |  | IEC 61987 | IEC | SC65E | - | C00018 | 001-01 (2018-03-28 07:27:02 by BATCH 00000762) standard | 0112-2---61987#ABE907 | https://cdd.iec.ch/cdd/iec61987/iec61987.nsf/PropertiesAllVersions/0112-2---61987%23ABE907
0112/2///61987#ABI400 | 001 | 01 | 0112/2///61987#ABI400#001 | reference to HART event notification parameters |  |  |  |  | reference to block ABH920 | [5 empty] | CLASS_REFERENCE_TYPE(0112/2///61987#ABH920) 0112/2///61987#ABH920 - HART event notification parameters |  |  |  |  | NON_DEPENDENT_P_DET | [5 empty] | 0112/2///61987#ABH911 - HART configuration parameter | 0112/2///61987#ABA000 |  |  |  | Standard |  |  |  | SC65E – IEC 61987 | - | C00004 | 001-01 (2018-03-28 07:27:17 by BATCH 00000762) standard | 0112-2---61987#ABI400 | https://cdd.iec.ch/cdd/iec61987/iec61987.nsf/PropertiesAllVersions/0112-2---61987%23ABI400
0112/2///61987#ABJ046 | 001 | 01 | 0112/2///61987#ABJ046#001 | SENSOR_ISOLATION_MATERIAL |  |  |  |  | parameter indicating the construction material of the isolating diaphragms | [5 empty] | INT_TYPE |  |  |  |  | NON_DEPENDENT_P_DET | [5 empty] | 0112/2///61987#ABJ606 - SENSOR_DESCRIPTION | 0112/2///61987#ABA000 |  |  |  | Standard |  |  |  | SC65E – IEC 61987 | - | C00018 | 001-01 (2019-03-08 15:35:33 by BATCH 00000766) standard | 0112-2---61987#ABJ046 | https://cdd.iec.ch/cdd/iec61987/iec61987.nsf/PropertiesAllVersions/0112-2---61987%23ABJ046
0112/2///61987#ABN718 | 001 | 02 | 0112/2///61987#ABN718#001 | distance |  |  |  |  | one-dimensional subspace of space-time, which is locally orthogonal to time |  |  | m |  |  | REAL_MEASURE_TYPE |  |  | IEV 113-01-03 MOD |  | NON_DEPENDENT_P_DET | [5 empty] | 0112/2///61987#ABN682 - Continuous measurement variables | 0112/2///61987#ABA000 | 0112/2///62720#UAA726 - metre |  | 0112/2///61987#ABT548 - Length short | Standard |  | IEC 61987 | IEC | IEC SC65E | - | C00112 |  | 0112-2---61987#ABN718 | https://cdd.iec.ch/cdd/iec61987/iec61987.nsf/PropertiesAllVersions/0112-2---61987%23ABN718
0112/2///61987#ABB554 | 001 | 04 | 0112/2///61987#ABB554#001 | reference period for long-term drift |  |  |  |  | time used for determining a long-term drift |  |  | y |  |  | REAL_MEASURE_TYPE |  |  |  |  | NON_DEPENDENT_P_DET | [5 empty] | 0112/2///61987#ABC324 - Long-term behaviour0112/2///61987#ABF308 - Long-term behaviour [2] | 0112/2///61987#ABA000 | 0112/2///62720#UAB026 - year |  | 0112/2///61987#ABT511 - Time/time duration long | Standard |  |  |  | SC65E – IEC 61987 | - | C00004 |  | 0112-2---61987#ABB554 | https://cdd.iec.ch/cdd/iec61987/iec61987.nsf/PropertiesAllVersions/0112-2---61987%23ABB554
0112/2///61987#ABD199 | 001 | 05 | 0112/2///61987#ABD199#001 | reference to Reference electrode |  |  |  |  | reference to block ABC573 | [5 empty] | CLASS_REFERENCE_TYPE(0112/2///61987#ABC573) 0112/2///61987#ABC573 - Reference electrode |  |  |  |  | DEPENDENT_P_DET | [5 empty] | 0112/2///61987#ABC642 - Structural design of an electromagnetic flow transmitter0112/2///61987#ABC643 - Structural design of an electromagnetic insertion flow transmitter | 0112/2///61987#ABA000 |  |  |  | Standard |  | IEC 61987 | IEC | IEC SC65E | 0112/2///61987#ABB466 - number of reference electrodes | C00112 |  | 0112-2---61987#ABD199 | https://cdd.iec.ch/cdd/iec61987/iec61987.nsf/PropertiesAllVersions/0112-2---61987%23ABD199
0112/2///61987#ABF235 | 002 | 01 | 0112/2///61987#ABF235#002 | influence of air humidity on a radiation thermometer |  |  |  |  | additional uncertainty of the measured temperature value depending on the relative air humidity at a defined ambient temperature |  |  | %/°C |  |  | REAL_MEASURE_TYPE |  |  | IEC 62492-2 MOD |  | NON_DEPENDENT_P_DET | [5 empty] | 0112/2///61987#ABF003 - Performance of non-contact temperature transmitter/radiation temperature transmitter | 0112/2///61987#ABA000 | 0112/2///62720#UAA003 - percent per degree Celsius |  | 0112/2///61987#ABT527 - Percentage per temperature | Standard |  | IEC 61987 | IEC | IEC/SC 65E | - | C00112 |  | 0112-2---61987#ABF235 | https://cdd.iec.ch/cdd/iec61987/iec61987.nsf/PropertiesAllVersions/0112-2---61987%23ABF235
0112/2///61987#ABH393 | 001 | 01 | 0112/2///61987#ABH393#001 | reference to Filter |  |  |  |  | reference to block ABH363 | [5 empty] | CLASS_REFERENCE_TYPE(0112/2///61987#ABH363) 0112/2///61987#ABH363 - Filter |  |  |  |  | NON_DEPENDENT_P_DET | [5 empty] | 0112/2///61987#ABF635 - Structural design of a vibrating fork/rod density transmitter | 0112/2///61987#ABA000 |  |  |  | Standard |  |  |  | SC65E – IEC 61987 | - | C00018 | 001-01 (2018-03-28 07:27:15 by BATCH 00000762) standard | 0112-2---61987#ABH393 | https://cdd.iec.ch/cdd/iec61987/iec61987.nsf/PropertiesAllVersions/0112-2---61987%23ABH393
0112/2///61987#ABJ376 | 001 | 01 | 0112/2///61987#ABJ376#001 | reference to SETPOINT |  |  |  |  | reference to block ABI738 | [5 empty] | CLASS_REFERENCE_TYPE(0112/2///61987#ABI738) 0112/2///61987#ABI738 - SETPOINT |  |  |  |  | NON_DEPENDENT_P_DET | [5 empty] | 0112/2///61987#ABI812 - Modulation actuation technology block | 0112/2///61987#ABA000 |  |  |  | Standard |  |  |  | SC65E – IEC 61987 | - | C00018 | 001-01 (2019-03-08 15:35:33 by BATCH 00000766) standard | 0112-2---61987#ABJ376 | https://cdd.iec.ch/cdd/iec61987/iec61987.nsf/PropertiesAllVersions/0112-2---61987%23ABJ376
0112/2///61987#ABU649 | 001 | 01 | 0112/2///61987#ABU649#001 | reference to Type of auxiliary input [21] |  |  |  |  | reference to block ABG070 | [5 empty] | CLASS_REFERENCE_TYPE(0112/2///61987#ABG070) 0112/2///61987#ABG070 - Type of auxiliary input [21] |  |  |  |  | NON_DEPENDENT_P_DET | [5 empty] | 0112/2///61987#ABG059 - Auxiliary input [21] | 0112/2///61987#ABA000 |  |  |  | Standard |  | IEC 61987 | IEC | SC65E | - | C00017 | 001-01 (2018-03-28 07:27:21 by BATCH 00000762) standard | 0112-2---61987#ABU649 | https://cdd.iec.ch/cdd/iec61987/iec61987.nsf/PropertiesAllVersions/0112-2---61987%23ABU649
0112/2///61987#ABD283 | 004 | 01 | 0112/2///61987#ABD283#004 | reference to Touch screen |  |  |  |  | reference to block ABC041 | [5 empty] | CLASS_REFERENCE_TYPE(0112/2///61987#ABC041) 0112/2///61987#ABC041 - Touch screen |  |  |  |  | NON_DEPENDENT_P_DET | [5 empty] | 0112/2///61987#ABC329 - Manual controls | 0112/2///61987#ABA000 |  |  |  | Standard |  |  |  | SC65E – IEC 61987 | - | C00004 |  | 0112-2---61987#ABD283 | https://cdd.iec.ch/cdd/iec61987/iec61987.nsf/PropertiesAllVersions/0112-2---61987%23ABD283
0112/2///61987#ABB099 | 002 | 01 | 0112/2///61987#ABB099#002 | material of separating/measuring diaphragm coating |  |  |  |  | material of which the coating of the diaphragm separating the process fluid from the fill fluid inside a pressure transmitter is made | [5 empty] | STRING_TYPE |  |  |  |  | NON_DEPENDENT_P_DET | [5 empty] | 0112/2///61987#ABC626 - Structural design of a differential pressure transmitter0112/2///61987#ABC641 - Structural design of an absolute or a gauge pressure transmitter | 0112/2///61987#ABA000 |  |  |  | Standard |  |  |  | SC65E – IEC 61987 | - | C00004 |  | 0112-2---61987#ABB099 | https://cdd.iec.ch/cdd/iec61987/iec61987.nsf/PropertiesAllVersions/0112-2---61987%23ABB099
0112/2///61987#ABF167 | 002 | 01 | 0112/2///61987#ABF167#002 | style of ultrasonic level measurement |  |  |  |  | classification of an ultrasonic level measurement according to the position of its probe | [5 empty] | ENUM_CODE_TYPE(0112/2///61987#ABL560) |  |  |  |  | DEPENDENT_P_DET |  |  | 0112/2///61987#ABL560 | 0112/2///61987#ABM836 - outside strapped0112/2///61987#ABM837 - in the liquid0112/2///61987#ABM838 - in the gas0112/2///61987#ABI407 - others |  | 0112/2///61987#ABF182 - Structural design of an ultrasonic level transmitter | 0112/2///61987#ABA000 |  |  |  | Standard |  | IEC 61987 | IEC | SC65E | 0112/2///61987#ABI406 - empty_property | C00091 |  | 0112-2---61987#ABF167 | https://cdd.iec.ch/cdd/iec61987/iec61987.nsf/PropertiesAllVersions/0112-2---61987%23ABF167
0112/2///61987#ABH403 | 001 | 01 | 0112/2///61987#ABH403#001 | minimum differential pressure span |  |  |  |  | lowest span to which a differential pressure measurement instrument can be adjusted |  |  | mbar |  |  | REAL_MEASURE_TYPE |  |  |  |  | NON_DEPENDENT_P_DET | [5 empty] | 0112/2///61987#ABF341 - Structural design of a hydrostatic pressure level transmitter | 0112/2///61987#ABA000 | 0112/2///62720#UAA810 - millibar |  | 0112/2///61987#ABT524 - Pressure | Standard |  |  |  | SC65E – IEC 61987 | - | C00018 | 001-01 (2018-03-28 07:27:15 by BATCH 00000762) standard | 0112-2---61987#ABH403 | https://cdd.iec.ch/cdd/iec61987/iec61987.nsf/PropertiesAllVersions/0112-2---61987%23ABH403
0112/2///61987#ABD418 | 006 | 01 | 0112/2///61987#ABD418#006 | minimum output frequency |  |  |  |  | lowest frequency provided by a power supply |  |  | Hz |  |  | REAL_MEASURE_TYPE |  |  |  |  | NON_DEPENDENT_P_DET | [5 empty] | 0112/2///61987#ABC215 - Electrical line power supply0112/2///61987#ABC219 - Electrical power output circuit0112/2///61987#ABD858 - Electrical line power supply [2] | 0112/2///61987#ABA000 | 0112/2///62720#UAA170 - hertz |  | 0112/2///61987#ABT561 - Frequency | Standard |  | IEC 61987 | IEC | IEC/SC 65E | - | C00112 |  | 0112-2---61987#ABD418 | https://cdd.iec.ch/cdd/iec61987/iec61987.nsf/PropertiesAllVersions/0112-2---61987%23ABD418
0112/2///61987#ABA302 | 004 | 01 | 0112/2///61987#ABA302#004 | firmware version |  |  |  |  | version of the firmware supplied with the device | [5 empty] | STRING_TYPE |  |  |  |  | NON_DEPENDENT_P_DET | [5 empty] | 0112/2///61987#ABC330 - Manufacturer identification0112/2///61987#ABC269 - Identification | 0112/2///61987#ABA000 |  |  |  | Standard |  |  |  | SC65E – IEC 61987 | - | C00004 |  | 0112-2---61987#ABA302 | https://cdd.iec.ch/cdd/iec61987/iec61987.nsf/PropertiesAllVersions/0112-2---61987%23ABA302
0112/2///61987#ABB905 | 002 | 01 | 0112/2///61987#ABB905#002 | reference base for zero point error for bilateral application of static pressure |  |  |  |  | basis for stating the zero point error for static pressure applied to both sides of a differential pressure transmitter | [5 empty] | ENUM_CODE_TYPE(0112/2///61987#ABJ764) |  |  |  |  | DEPENDENT_P_DET |  |  | 0112/2///61987#ABJ764 | 0112/2///61987#ABL009 - relative to calibrated span0112/2///61987#ABL010 - relative to full scale0112/2///61987#ABL011 - relative to measured value0112/2///61987#ABL012 - relative to measuring upper range-limit0112/2///61987#ABL013 - relative to span0112/2///61987#ABI407 - others |  | 0112/2///61987#ABC500 - Performance of differential pressure transmitter | 0112/2///61987#ABA000 |  |  |  | Standard |  |  |  | SC65E – IEC 61987 | 0112/2///61987#ABI406 - empty_property | C00091 |  | 0112-2---61987#ABB905 | https://cdd.iec.ch/cdd/iec61987/iec61987.nsf/PropertiesAllVersions/0112-2---61987%23ABB905
0112/2///61987#ABU227 | 001 | 03 | 0112/2///61987#ABU227#001 | reference to Frequency input [2] |  |  |  |  | reference to block ABC248 |  | Id specified in IEC61987-12/-13: ABC878 |  |  |  | CLASS_REFERENCE_TYPE(0112/2///61987#ABC248) 0112/2///61987#ABC248 - Frequency input [2] |  |  |  |  | DEPENDENT_P_DET | [5 empty] | 0112/2///61987#ABC658 - Type of auxiliary input [8] | 0112/2///61987#ABA000 |  |  |  | Standard |  |  |  | SC65E – IEC 61987 | 0112/2///61987#ABU222 - auxiliary input type [8] | C00004 |  | 0112-2---61987#ABU227 | https://cdd.iec.ch/cdd/iec61987/iec61987.nsf/PropertiesAllVersions/0112-2---61987%23ABU227
0112/2///61987#ABU210 | 001 | 02 | 0112/2///61987#ABU210#001 | reference to Assigned variable [4] |  |  |  |  | reference to block ABC121 |  | Id specified in IEC61987-12/-13: ABC751 |  |  |  | CLASS_REFERENCE_TYPE(0112/2///61987#ABC121) 0112/2///61987#ABC121 - Assigned variable [4] |  |  |  |  | NON_DEPENDENT_P_DET | [5 empty] | 0112/2///61987#ABC084 - Analog current input [2]0112/2///61987#ABC088 - Analog current output [3]0112/2///61987#ABC093 - Analog voltage input [2]0112/2///61987#ABC096 - Analog voltage output [2]0112/2///61987#ABC248 - Frequency input [2]0112/2///61987#ABC251 - Frequency output [2]0112/2///61987#ABC332 - Manufacturer-specific input [2]0112/2///61987#ABC334 - Manufacturer-specific output [2] | 0112/2///61987#ABA000 |  |  |  | Standard |  |  |  | SC65E – IEC 61987 | - | C00004 |  | 0112-2---61987#ABU210 | https://cdd.iec.ch/cdd/iec61987/iec61987.nsf/PropertiesAllVersions/0112-2---61987%23ABU210
0112/2///61987#ABB517 | 001 | 04 | 0112/2///61987#ABB517#001 | maximum pulse length |  |  |  |  | for a binary signal, the permissible maximum duration of the signal with the logic value "1" |  |  | ms |  |  | REAL_MEASURE_TYPE |  |  |  |  | NON_DEPENDENT_P_DET | [5 empty] | 0112/2///61987#ABC142 - Binary input0112/2///61987#ABP021 - Binary input [I/O module] | 0112/2///61987#ABA000 | 0112/2///62720#UAA899 - millisecond |  | 0112/2///61987#ABT510 - Time/time duration short | Standard |  |  |  | SC65E – IEC 61987 | - | C00004 |  | 0112-2---61987#ABB517 | https://cdd.iec.ch/cdd/iec61987/iec61987.nsf/PropertiesAllVersions/0112-2---61987%23ABB517
0112/2///61987#ABA630 | 001 | 04 | 0112/2///61987#ABA630#001 | minimum adjustable full scale frequency value |  |  |  |  | lowest upper range end-value to which a frequency output can be adjusted |  |  | Hz |  |  | REAL_MEASURE_TYPE |  |  |  |  | NON_DEPENDENT_P_DET | [5 empty] | 0112/2///61987#ABC142 - Binary input0112/2///61987#ABC249 - Frequency input/output parameters0112/2///61987#ABP021 - Binary input [I/O module] | 0112/2///61987#ABA000 | 0112/2///62720#UAA170 - hertz |  | 0112/2///61987#ABT561 - Frequency | Standard |  |  |  | SC65E – IEC 61987 | - | C00018 |  | 0112-2---61987#ABA630 | https://cdd.iec.ch/cdd/iec61987/iec61987.nsf/PropertiesAllVersions/0112-2---61987%23ABA630
0112/2///61987#ABI349 | 001 | 02 | 0112/2///61987#ABI349#001 | reference to Temperature technology block |  |  |  |  | reference to block ABH869 | [5 empty] | CLASS_REFERENCE_TYPE(0112/2///61987#ABH869) 0112/2///61987#ABH869 - Temperature technology block |  |  |  |  | DEPENDENT_P_DET | [5 empty] | 0112/2///61987#ABH840 - User application parameters | 0112/2///61987#ABA000 |  |  |  | Standard |  | IEC 61987 | IEC | IEC SC65E | 0112/2///61987#ABH980 - number of Temperature technology blocks | C00112 |  | 0112-2---61987#ABI349 | https://cdd.iec.ch/cdd/iec61987/iec61987.nsf/PropertiesAllVersions/0112-2---61987%23ABI349
0112/2///61987#ABU666 | 001 | 01 | 0112/2///61987#ABU666#001 | reference to Density measurement [2] |  |  |  |  | reference to block ABG359 | [5 empty] | CLASS_REFERENCE_TYPE(0112/2///61987#ABG359) 0112/2///61987#ABG359 - Density measurement [2] |  |  |  |  | DEPENDENT_P_DET | [5 empty] | 0112/2///61987#ABG011 - Type of measured variable [39] | 0112/2///61987#ABA000 |  |  |  | Standard |  | IEC 61987 | IEC | SC65E | 0112/2///61987#ABU653 - measured variable type [39] | C00017 | 001-01 (2018-03-28 07:27:21 by BATCH 00000762) standard | 0112-2---61987#ABU666 | https://cdd.iec.ch/cdd/iec61987/iec61987.nsf/PropertiesAllVersions/0112-2---61987%23ABU666
0112/2///61987#ABF849 | 001 | 01 | 0112/2///61987#ABF849#001 | reference to Structural design of a vibrating tube density transmitter |  |  |  |  | reference to block ABF633 | [5 empty] | CLASS_REFERENCE_TYPE(0112/2///61987#ABF633) 0112/2///61987#ABF633 - Structural design of a vibrating tube density transmitter |  |  |  |  | NON_DEPENDENT_P_DET | [5 empty] | 0112/2///61987#ABG444 - Structural design [vibrating tube density transmitter] | 0112/2///61987#ABA000 |  |  |  | Standard |  | IEC 61987 | IEC | SC65E | - | C00017 | 001-01 (2018-03-28 07:27:10 by BATCH 00000762) standard | 0112-2---61987#ABF849 | https://cdd.iec.ch/cdd/iec61987/iec61987.nsf/PropertiesAllVersions/0112-2---61987%23ABF849
0112/2///61987#ABH228 | 001 | 01 | 0112/2///61987#ABH228#001 | ambient temperature of a radiation thermometer |  |  |  |  | ambient temperature to which a radiation thermometer is exposed |  |  | °C |  |  | REAL_MEASURE_TYPE |  |  |  |  | NON_DEPENDENT_P_DET | [5 empty] | 0112/2///61987#ABH229 - Process case variables for non-contact temperature transmitter | 0112/2///61987#ABA000 | 0112/2///62720#UAA033 - degree Celsius |  | 0112/2///61987#ABT514 - Temperature | Standard |  | IEC 61987 | IEC | SC65E | - | C00019 | 001-01 (2018-03-28 07:27:14 by BATCH 00000762) standard | 0112-2---61987#ABH228 | https://cdd.iec.ch/cdd/iec61987/iec61987.nsf/PropertiesAllVersions/0112-2---61987%23ABH228
0112/2///61987#ABI972 | 001 | 01 | 0112/2///61987#ABI972#001 | STRATEGY |  |  |  |  | user-specified value to be used in configuration or diagnostics as a key in sorting block information. | [5 empty] | INT_TYPE |  |  |  |  | NON_DEPENDENT_P_DET | [5 empty] | 0112/2///61987#ABI711 - Standard parameters | 0112/2///61987#ABA000 |  |  |  | Standard |  |  |  | SC65E – IEC 61987 | - | C00018 | 001-01 (2019-03-08 15:35:33 by BATCH 00000766) standard | 0112-2---61987#ABI972 | https://cdd.iec.ch/cdd/iec61987/iec61987.nsf/PropertiesAllVersions/0112-2---61987%23ABI972
0112/2///61987#ABA227 | 006 | 01 | 0112/2///61987#ABA227#006 | type of general usage approval |  |  |  |  | classification of a general usage approval according to the regulatory or issuing authority | [5 empty] | ENUM_CODE_TYPE(0112/2///61987#ABL392) |  |  |  |  | DEPENDENT_P_DET |  |  | 0112/2///61987#ABL392 | 0112/2///61987#ABM279 - European declaration of conformity0112/2///61987#ABM280 - UL approval0112/2///61987#ABM281 - CSA general purpose certificate0112/2///61987#ABM282 - C-tick0112/2///61987#ABM283 - GOSS/GOST metrological certificate0112/2///61987#ABI407 - others |  | 0112/2///61987#ABC101 - Approval for general usage | 0112/2///61987#ABA000 |  |  |  | Standard |  |  |  | SC65E – IEC 61987 | 0112/2///61987#ABI406 - empty_property | C00091 |  | 0112-2---61987#ABA227 | https://cdd.iec.ch/cdd/iec61987/iec61987.nsf/PropertiesAllVersions/0112-2---61987%23ABA227
0112/2///61987#ABB096 | 002 | 01 | 0112/2///61987#ABB096#002 | minimum downstream absolute pressure |  |  |  |  | lowest absolute pressure downstream of a flowmeter that allows the device to operate within specifications or which is available |  |  | bar |  |  | REAL_MEASURE_TYPE |  |  |  |  | NON_DEPENDENT_P_DET | [5 empty] | 0112/2///61987#ABC182 - Deployment conditions [1]0112/2///61987#ABG334 - Deployment conditions [9]0112/2///61987#ABC185 - Deployment design conditions [2] | 0112/2///61987#ABA000 | 0112/2///62720#UAA323 - bar |  | 0112/2///61987#ABT524 - Pressure | Standard |  |  |  | SC65E – IEC 61987 | - | C00004 |  | 0112-2---61987#ABB096 | https://cdd.iec.ch/cdd/iec61987/iec61987.nsf/PropertiesAllVersions/0112-2---61987%23ABB096
0112/2///61987#ABD047 | 001 | 02 | 0112/2///61987#ABD047#001 | reference to Measuring range for mass flow |  |  |  |  | reference to block ABC417 | [5 empty] | CLASS_REFERENCE_TYPE(0112/2///61987#ABC417) 0112/2///61987#ABC417 - Measuring range for mass flow |  |  |  |  | NON_DEPENDENT_P_DET | [5 empty] | 0112/2///61987#ABC337 - Mass flow measurement | 0112/2///61987#ABA000 |  |  |  | Standard |  |  |  | SC65E – IEC 61987 | - | C00004 |  | 0112-2---61987#ABD047 | https://cdd.iec.ch/cdd/iec61987/iec61987.nsf/PropertiesAllVersions/0112-2---61987%23ABD047
0112/2///61987#ABP274 | 001 | 01 | 0112/2///61987#ABP274#001 | reference to RTD input [I/O module] |  |  |  |  | reference to block ABP070 | [5 empty] | CLASS_REFERENCE_TYPE(0112/2///61987#ABP070) 0112/2///61987#ABP070 - RTD input [I/O module] |  |  |  |  | NON_DEPENDENT_P_DET | [5 empty] | 0112/2///61987#ABP044 - Input [I/O module] | 0112/2///61987#ABA000 |  |  |  | Standard |  | IEC 61987 | IEC | IEC/SC 65E | - | C00128 | 001-01 (2023-01-23 14:53:53 by BATCH 00000807) standard | 0112-2---61987#ABP274 | https://cdd.iec.ch/cdd/iec61987/iec61987.nsf/PropertiesAllVersions/0112-2---61987%23ABP274
0112/2///61987#ABP262 | 001 | 01 | 0112/2///61987#ABP262#001 | reference to Performance variable [output module] |  |  |  |  | reference to block ABP058 | [5 empty] | CLASS_REFERENCE_TYPE(0112/2///61987#ABP058) 0112/2///61987#ABP058 - Performance variable [output module] |  |  |  |  | DEPENDENT_P_DET | [5 empty] | 0112/2///61987#ABP056 - Performance of outputs [I/O module] | 0112/2///61987#ABA000 |  |  |  | Standard |  | IEC 61987 | IEC | IEC/SC 65E | 0112/2///61987#ABP085 - number of performance variables [output module] | C00128 | 001-01 (2023-01-23 14:53:53 by BATCH 00000807) standard | 0112-2---61987#ABP262 | https://cdd.iec.ch/cdd/iec61987/iec61987.nsf/PropertiesAllVersions/0112-2---61987%23ABP262
0112/2///61987#ABB540 | 001 | 04 | 0112/2///61987#ABB540#001 | length of weld-in flow nozzle section |  |  |  |  | horizontal distance between the two ends of a weld-in flow nozzle pipe with integral metering taps |  |  | mm |  |  | REAL_MEASURE_TYPE |  |  |  |  | NON_DEPENDENT_P_DET | [5 empty] | 0112/2///61987#ABC244 - Flow nozzle | 0112/2///61987#ABA000 | 0112/2///62720#UAA862 - millimetre |  | 0112/2///61987#ABT548 - Length short | Standard |  |  |  | SC65E – IEC 61987 | - | C00004 |  | 0112-2---61987#ABB540 | https://cdd.iec.ch/cdd/iec61987/iec61987.nsf/PropertiesAllVersions/0112-2---61987%23ABB540
0112/2///61987#ABI587 | 001 | 01 | 0112/2///61987#ABI587#001 | HW_WRITE_PROTECTION |  |  |  |  | parameter indicating the position of a write blocking mechanism that cannot be modified by remote access | [5 empty] | INT_TYPE |  |  |  |  | NON_DEPENDENT_P_DET | [5 empty] | 0112/2///61987#ABH841 - Device (resource) block | 0112/2///61987#ABA000 |  |  |  | Standard |  |  |  | SC65E – IEC 61987 | - | C00019 | 001-01 (2019-03-08 15:35:33 by BATCH 00000766) standard | 0112-2---61987#ABI587 | https://cdd.iec.ch/cdd/iec61987/iec61987.nsf/PropertiesAllVersions/0112-2---61987%23ABI587
0112/2///61987#ABB642 | 003 | 01 | 0112/2///61987#ABB642#003 | reference humidity |  |  |  |  | relative humidity at which the performance of a device was tested |  |  | % |  |  | LEVEL(MIN,NOM,MAX) OF REAL_MEASURE_TYPE |  |  |  |  | NON_DEPENDENT_P_DET | [5 empty] | 0112/2///61987#ABC563 - Reference ambient conditions0112/2///61987#ABD486 - Reference ambient conditions [1]0112/2///61987#ABP064 - Reference ambient conditions [I/O module] | 0112/2///61987#ABA000 | 0112/2///62720#UAA000 - percent |  | 0112/2///61987#ABT533 - Percentage | Standard |  |  |  | SC65E – IEC 61987 | - | C00004 |  | 0112-2---61987#ABB642 | https://cdd.iec.ch/cdd/iec61987/iec61987.nsf/PropertiesAllVersions/0112-2---61987%23ABB642
0112/2///61987#ABD791 | 001 | 04 | 0112/2///61987#ABD791#001 | volume per stroke |  |  |  |  | volume of actuator medium required for one full working stroke |  |  | cm³ |  |  | REAL_MEASURE_TYPE |  |  |  |  | NON_DEPENDENT_P_DET | [5 empty] | 0112/2///61987#ABE032 - Structural design of a pneumatic linear actuator0112/2///61987#ABE033 - Structural design of a pneumatic rotary actuator | 0112/2///61987#ABA000 | 0112/2///62720#UAA385 - centimetre cubed |  | 0112/2///61987#ABT505 - Volume | Standard |  |  |  |  | - | C00004 |  | 0112-2---61987#ABD791 | https://cdd.iec.ch/cdd/iec61987/iec61987.nsf/PropertiesAllVersions/0112-2---61987%23ABD791
0112/2///61987#ABC705 | 001 | 05 | 0112/2///61987#ABC705#001 | reference to Accuracy for a subrange of other variable |  |  |  |  | reference to block ABC075 | [5 empty] | CLASS_REFERENCE_TYPE(0112/2///61987#ABC075) 0112/2///61987#ABC075 - Accuracy for a subrange of other variable |  |  |  |  | DEPENDENT_P_DET | [5 empty] | 0112/2///61987#ABC063 - Absolute performance for other variable | 0112/2///61987#ABA000 |  |  |  | Standard |  | IEC 61987 | IEC | IEC SC65E | 0112/2///61987#ABB283 - number of accuracies for a subrange of other variable | C00112 |  | 0112-2---61987#ABC705 | https://cdd.iec.ch/cdd/iec61987/iec61987.nsf/PropertiesAllVersions/0112-2---61987%23ABC705
0112/2///61987#ABB748 | 001 | 03 | 0112/2///61987#ABB748#001 | number of accuracies for a subrange of temperature |  |  |  |  | @number of accuracies for a subrange of temperature |  | cardinality property |  |  |  | INT_TYPE |  |  |  |  | CONDITION_DET | [5 empty] | 0112/2///61987#ABC065 - Absolute performance for temperature0112/2///61987#ABF109 - Absolute performance for temperature [2]0112/2///61987#ABG319 - Absolute performance for temperature [3] | 0112/2///61987#ABA000 |  |  |  | Standard |  |  |  | SC65E – IEC 61987 | - | C00004 |  | 0112-2---61987#ABB748 | https://cdd.iec.ch/cdd/iec61987/iec61987.nsf/PropertiesAllVersions/0112-2---61987%23ABB748
0112/2///61987#ABE527 | 002 | 02 | 0112/2///61987#ABE527#002 | reference to Switching position |  |  |  |  | reference to block ABE602 | [5 empty] | CLASS_REFERENCE_TYPE(0112/2///61987#ABE602) 0112/2///61987#ABE602 - Switching position |  |  |  |  | DEPENDENT_P_DET | [5 empty] | 0112/2///61987#ABE601 - Structural design of a limit switch | 0112/2///61987#ABA000 |  |  |  | Standard |  | IEC 61987 | IEC | IEC SC65E | 0112/2///61987#ABE526 - number of switching positions | C00112 |  | 0112-2---61987#ABE527 | https://cdd.iec.ch/cdd/iec61987/iec61987.nsf/PropertiesAllVersions/0112-2---61987%23ABE527
0112/2///61987#ABH416 | 001 | 01 | 0112/2///61987#ABH416#001 | distance between lower and drain process connection |  |  |  |  | vertical distance between two process connections |  |  | mm |  |  | REAL_MEASURE_TYPE |  |  |  |  | NON_DEPENDENT_P_DET | [5 empty] | 0112/2///61987#ABF023 - Structural design of a bypass/measuring chamber | 0112/2///61987#ABA000 | 0112/2///62720#UAA862 - millimetre |  | 0112/2///61987#ABT548 - Length short | Standard |  |  |  | SC65E – IEC 61987 | - | C00018 | 001-01 (2018-03-28 07:27:15 by BATCH 00000762) standard | 0112-2---61987#ABH416 | https://cdd.iec.ch/cdd/iec61987/iec61987.nsf/PropertiesAllVersions/0112-2---61987%23ABH416
0112/2///61987#ABI530 | 001 | 01 | 0112/2///61987#ABI530#001 | type of requirement |  |  |  |  | classification of a requirement according to instructions or conditions to be met | [5 empty] | STRING_TYPE |  |  |  |  | NON_DEPENDENT_P_DET | [5 empty] | 0112/2///61987#ABI478 - Requirement | 0112/2///61987#ABA000 |  |  |  | Standard |  |  |  | SC65E – IEC 61987 | - | C00018 | 001-01 (2019-03-08 15:35:32 by BATCH 00000766) standard | 0112-2---61987#ABI530 | https://cdd.iec.ch/cdd/iec61987/iec61987.nsf/PropertiesAllVersions/0112-2---61987%23ABI530
[39 empty] | 0112-2---61360_4#AAE524 | https://cdd.iec.ch/cdd/iec61987/iec61987.nsf/PropertiesAllVersions/0112-2---61360_4%23AAE524
0112/2///61987#ABB441 | 002 | 01 | 0112/2///61987#ABB441#002 | principle of measurement of ultrasonic flow transmitter |  |  |  |  | classification of an ultrasonic flowmeter according to the physical principle used for its function | [5 empty] | ENUM_CODE_TYPE(0112/2///61987#ABL376) |  |  |  |  | DEPENDENT_P_DET |  |  | 0112/2///61987#ABL376 | 0112/2///61987#ABM221 - doppler effect0112/2///61987#ABM222 - dual frequency0112/2///61987#ABM223 - dual mode0112/2///61987#ABM224 - transit time0112/2///61987#ABI407 - others |  | 0112/2///61987#ABC043 - Transducer of an ultrasonic flow transmitter0112/2///61987#ABF639 - Transducer of an ultrasonic density transmitter | 0112/2///61987#ABA000 |  |  |  | Standard |  |  |  | SC65E – IEC 61987 | 0112/2///61987#ABI406 - empty_property | C00091 |  | 0112-2---61987#ABB441 | https://cdd.iec.ch/cdd/iec61987/iec61987.nsf/PropertiesAllVersions/0112-2---61987%23ABB441
0112/2///61987#ABE474 | 001 | 01 | 0112/2///61987#ABE474#001 | upper range-limit of angle |  |  |  |  | highest value of the angle that the device can be adjusted to measure within the specified accuracy limits |  |  | ° |  |  | REAL_MEASURE_TYPE |  |  |  |  | NON_DEPENDENT_P_DET | [5 empty] | 0112/2///61987#ABE567 - Measuring range for travel | 0112/2///61987#ABA000 | 0112/2///62720#UAA024 - degree |  | 0112/2///61987#ABT580 - Angle | Standard |  | IEC 61987 | IEC | SC65E | - | C00016 | 001-01 (2018-03-28 07:27:00 by BATCH 00000762) standard | 0112-2---61987#ABE474 | https://cdd.iec.ch/cdd/iec61987/iec61987.nsf/PropertiesAllVersions/0112-2---61987%23ABE474
0112/2///61987#ABE717 | 001 | 01 | 0112/2///61987#ABE717#001 | reference to Diagnosis [2] |  |  |  |  | reference to block ABE716 | [5 empty] | CLASS_REFERENCE_TYPE(0112/2///61987#ABE716) 0112/2///61987#ABE716 - Diagnosis [2] |  |  |  |  | NON_DEPENDENT_P_DET | [5 empty] | 0112/2///61987#ABE712 - Operability [2]0112/2///61987#ABP051 - Operability [I/O module] | 0112/2///61987#ABA000 |  |  |  | Standard |  |  |  | SC65E – IEC 61987 | - | C00016 | 001-01 (2018-03-28 07:27:01 by BATCH 00000762) standard | 0112-2---61987#ABE717 | https://cdd.iec.ch/cdd/iec61987/iec61987.nsf/PropertiesAllVersions/0112-2---61987%23ABE717
0112/2///61987#ABH255 | 001 | 01 | 0112/2///61987#ABH255#001 | number of gas components |  |  |  |  | @number of gas components |  | Cardinality property |  |  |  | INT_TYPE |  |  |  |  | CONDITION_DET | [5 empty] | 0112/2///61987#ABH253 - Atmosphere in sight path | 0112/2///61987#ABA000 |  |  |  | Standard |  | IEC 61987 | IEC | SC65E | - | C00019 | 001-01 (2018-03-28 07:27:14 by BATCH 00000762) standard | 0112-2---61987#ABH255 | https://cdd.iec.ch/cdd/iec61987/iec61987.nsf/PropertiesAllVersions/0112-2---61987%23ABH255
0112/2///61987#ABA453 | 004 | 01 | 0112/2///61987#ABA453#004 | set purpose of signal |  |  |  |  | function that has been set at the factory for a binary signal | [5 empty] | STRING_TYPE |  |  |  |  | NON_DEPENDENT_P_DET | [5 empty] | 0112/2///61987#ABC145 - Binary output IEC 60947-5-6 (NAMUR)0112/2///61987#ABC594 - Signal function | 0112/2///61987#ABA000 |  |  |  | Standard |  |  |  | SC65E – IEC 61987 | - | C00004 |  | 0112-2---61987#ABA453 | https://cdd.iec.ch/cdd/iec61987/iec61987.nsf/PropertiesAllVersions/0112-2---61987%23ABA453
0112/2///61987#ABP299 | 001 | 01 | 0112/2///61987#ABP299#001 | reference to Issuing organization |  |  |  |  | reference to block ABP296 | [5 empty] | CLASS_REFERENCE_TYPE(0112/2///61987#ABP296) 0112/2///61987#ABP296 - Issuing organization |  |  |  |  | NON_DEPENDENT_P_DET | [5 empty] | 0112/2///61987#ABH515 - Certificate or approval | 0112/2///61987#ABA000 |  |  |  | Standard |  | IEC 61987 | IEC | IEC SC65E | - | C00112 | 001-01 (2022-06-28 13:02:00 by BATCH 00000794) standard | 0112-2---61987#ABP299 | https://cdd.iec.ch/cdd/iec61987/iec61987.nsf/PropertiesAllVersions/0112-2---61987%23ABP299
0112/2///61987#ABP270 | 001 | 01 | 0112/2///61987#ABP270#001 | reference to Reference conditions of the device [I/O module] |  |  |  |  | reference to block ABP066 | [5 empty] | CLASS_REFERENCE_TYPE(0112/2///61987#ABP066) 0112/2///61987#ABP066 - Reference conditions of the device [I/O module] |  |  |  |  | NON_DEPENDENT_P_DET | [5 empty] | 0112/2///61987#ABP055 - Performance of inputs [I/O module]0112/2///61987#ABP056 - Performance of outputs [I/O module] | 0112/2///61987#ABA000 |  |  |  | Standard |  | IEC 61987 | IEC | IEC/SC 65E | - | C00128 | 001-01 (2023-01-23 14:53:53 by BATCH 00000807) standard | 0112-2---61987#ABP270 | https://cdd.iec.ch/cdd/iec61987/iec61987.nsf/PropertiesAllVersions/0112-2---61987%23ABP270
0112/2///61987#ABB799 | 003 | 01 | 0112/2///61987#ABB799#003 | number of further reference conditions |  |  |  |  | @number of further reference conditions |  | cardinality property |  |  |  | INT_TYPE |  |  |  |  | CONDITION_DET | [5 empty] | 0112/2///61987#ABC572 - Reference device conditions0112/2///61987#ABG241 - Reference device conditions [2]0112/2///61987#ABG244 - Reference device conditions [5]0112/2///61987#ABG245 - Reference device conditions [6]0112/2///61987#ABU697 - Reference device conditions [7]0112/2///61987#ABU698 - Reference device conditions [3]0112/2///61987#ABP067 - Reference device conditions [I/O module] | 0112/2///61987#ABA000 |  |  |  | Standard |  |  |  | SC65E – IEC 61987 | - | C00004 |  | 0112-2---61987#ABB799 | https://cdd.iec.ch/cdd/iec61987/iec61987.nsf/PropertiesAllVersions/0112-2---61987%23ABB799
0112/2///61987#ABU167 | 002 | 01 | 0112/2///61987#ABU167#002 | measured variable type [2] |  |  |  |  | type of quantity subject to measurement |  | polymorphic control property;¦Id specified in IEC61987-12/-13 |  |  |  | ENUM_STRING_TYPE(0112/2///61987#ABU095(Mass flow measurement,Actual volume flow measurement,Normalized volume flow measurement,Density measurement,Pressure measurement,Temperature measurement,Dynamic viscosity measurement,Other variable)) |  |  |  |  | CONDITION_DET |  |  | 0112/2///61987#ABU095 | 0112/2///61987#ABU024 - IEC61987-11 Name of Mass flow measurement0112/2///61987#ABU025 - IEC61987-11 Name of Actual volume flow measurement0112/2///61987#ABU026 - IEC61987-11 Name of Normalized volume flow measurement0112/2///61987#ABD489 - IEC61987-11 Name of Flow velocity measurement0112/2///61987#ABU009 - IEC61987-11 Name of Density measurement0112/2///61987#ABU055 - IEC61987-11 Name of Pressure measurement0112/2///61987#ABU056 - IEC61987-11 Name of Temperature measurement0112/2///61987#ABU010 - IEC61987-11 Name of Dynamic viscosity measurement0112/2///61987#ABU057 - IEC61987-11 Name of Other variable |  | 0112/2///61987#ABC661 - Type of measured variable [2] | 0112/2///61987#ABA000 |  |  |  | Standard |  |  |  | SC65E – IEC 61987 | - | C00091 |  | 0112-2---61987#ABU167 | https://cdd.iec.ch/cdd/iec61987/iec61987.nsf/PropertiesAllVersions/0112-2---61987%23ABU167
0112/2///61987#ABH571 | 001 | 01 | 0112/2///61987#ABH571#001 | value of actual volume flow digital output |  |  |  |  | digital reading of a value representing an actual volume flow variable |  |  | m³/h |  |  | REAL_MEASURE_TYPE |  |  |  |  | NON_DEPENDENT_P_DET | [5 empty] | 0112/2///61987#ABH647 - Output values of actual volume flow | 0112/2///61987#ABA000 | 0112/2///62720#UAA763 - metre cubed per hour |  | 0112/2///61987#ABT504 - Volume flow rate | Standard |  | IEC 61987 |  | SC65E – IEC 61987 | - | C00018 | 001-01 (2019-03-08 15:35:29 by BATCH 00000766) standard | 0112-2---61987#ABH571 | https://cdd.iec.ch/cdd/iec61987/iec61987.nsf/PropertiesAllVersions/0112-2---61987%23ABH571
0112/2///61987#ABI512 | 001 | 01 | 0112/2///61987#ABI512#001 | details of accessory |  |  |  |  | plain text characterizing an accessory | [5 empty] | STRING_TYPE |  |  |  |  | NON_DEPENDENT_P_DET | [5 empty] | 0112/2///61987#ABI472 - Accessory | 0112/2///61987#ABA000 |  |  |  | Standard |  |  |  | SC65E – IEC 61987 | - | C00018 | 001-01 (2019-03-08 15:35:32 by BATCH 00000766) standard | 0112-2---61987#ABI512 | https://cdd.iec.ch/cdd/iec61987/iec61987.nsf/PropertiesAllVersions/0112-2---61987%23ABI512
0112/2///61987#ABU967 | 001 | 01 | 0112/2///61987#ABU967#001 | reference to RTD/thermocouple input |  |  |  |  | reference to block ABC580 | [5 empty] | CLASS_REFERENCE_TYPE(0112/2///61987#ABC580) 0112/2///61987#ABC580 - RTD/thermocouple input |  |  |  |  | DEPENDENT_P_DET | [5 empty] | 0112/2///61987#ABG063 - Type of auxiliary input [14]0112/2///61987#ABG071 - Type of auxiliary input [22] | 0112/2///61987#ABA000 |  |  |  | Standard |  | IEC 61987 | IEC | SC65E | 0112/2///61987#ABU942 - auxiliary input type [14] | C00018 | 001-01 (2018-03-28 07:27:23 by BATCH 00000762) standard | 0112-2---61987#ABU967 | https://cdd.iec.ch/cdd/iec61987/iec61987.nsf/PropertiesAllVersions/0112-2---61987%23ABU967
0112/2///61987#ABU927 | 001 | 01 | 0112/2///61987#ABU927#001 | reference to Type of performance variable [11] |  |  |  |  | reference to block ABG277 | [5 empty] | CLASS_REFERENCE_TYPE(0112/2///61987#ABG277) 0112/2///61987#ABG277 - Type of performance variable [11] |  |  |  |  | NON_DEPENDENT_P_DET | [5 empty] | 0112/2///61987#ABG254 - Performance variable [14] | 0112/2///61987#ABA000 |  |  |  | Standard |  | IEC 61987 | IEC | SC65E | - | C00018 | 001-01 (2018-03-28 07:27:22 by BATCH 00000762) standard | 0112-2---61987#ABU927 | https://cdd.iec.ch/cdd/iec61987/iec61987.nsf/PropertiesAllVersions/0112-2---61987%23ABU927
0112/2///61987#ABA204 | 001 | 01 | 0112/2///61987#ABA204#001 | number of business partners |  |  |  |  | cardinality property for business partner | [5 empty] | INT_TYPE |  |  |  |  | CONDITION_DET | [5 empty] | 0112/2///61987#ABA439 - Administrative information | 0112/2///61987#ABA000 |  |  |  | Standard |  | IEC 61987 |  | SC65E – IEC 61987 | - | C00018 | 001-01 (2019-03-08 15:35:28 by BATCH 00000766) standard | 0112-2---61987#ABA204 | https://cdd.iec.ch/cdd/iec61987/iec61987.nsf/PropertiesAllVersions/0112-2---61987%23ABA204
0112/2///61987#ABG783 | 001 | 01 | 0112/2///61987#ABG783#001 | reference to Performance [20] |  |  |  |  | reference to block ABG223 | [5 empty] | CLASS_REFERENCE_TYPE(0112/2///61987#ABG223) 0112/2///61987#ABG223 - Performance [20] |  |  |  |  | NON_DEPENDENT_P_DET | [5 empty] | 0112/2///61987#ABE756 - Device LOP for separate level transmitter/switching unit | 0112/2///61987#ABA000 |  |  |  | Standard |  | IEC 61987 | IEC | SC65E | - | C00018 | 001-01 (2018-03-28 07:27:11 by BATCH 00000762) standard | 0112-2---61987#ABG783 | https://cdd.iec.ch/cdd/iec61987/iec61987.nsf/PropertiesAllVersions/0112-2---61987%23ABG783
0112/2///61987#ABH405 | 002 | 01 | 0112/2///61987#ABH405#002 | nominal size of capillary fitting |  |  |  |  | alphanumeric designation of size for a capillary connection, which is used for reference purposes | [5 empty] | ENUM_CODE_TYPE(0112/2///61987#ABJ728) |  |  |  |  | DEPENDENT_P_DET |  |  | 0112/2///61987#ABJ728 | 0112/2///61987#ABJ811 - 1/16 - 27 NPT0112/2///61987#ABJ812 - 1/8 - 27 NPT0112/2///61987#ABJ813 - 1/4 - 18 NPT0112/2///61987#ABJ814 - 3/8 - 18 NPT0112/2///61987#ABJ815 - 1/2 - 14 NPT0112/2///61987#ABJ816 - 3/4 - 14 NPT0112/2///61987#ABJ817 - 1 - 11 1/2 NPT0112/2///61987#ABJ818 - 1 1/4 - 11 1/2 NPT0112/2///61987#ABJ819 - 1 1/2 - 11 1/2 NPT0112/2///61987#ABJ820 - 2 - 11 1/2 NPT0112/2///61987#ABJ821 - 2 1/2 - 8 NPT0112/2///61987#ABJ822 - 3 - 8 NPT0112/2///61987#ABJ823 - 3 1/2 - 8 NPT0112/2///61987#ABJ824 - 4 - 8 NPT0112/2///61987#ABJ825 - 5 - 8 NPT0112/2///61987#ABJ826 - 6 - 8 NPT0112/2///61987#ABJ827 - 8 - 8 NPT0112/2///61987#ABJ828 - NPS 1/160112/2///61987#ABJ829 - NPS 1/80112/2///61987#ABJ830 - NPS 1/40112/2///61987#ABJ831 - NPS 3/80112/2///61987#ABJ832 - NPS 1/20112/2///61987#ABJ833 - NPS 3/40112/2///61987#ABJ834 - NPS 10112/2///61987#ABJ835 - NPS 1 1/40112/2///61987#ABJ836 - NPS 1 1/20112/2///61987#ABJ837 - NPS 20112/2///61987#ABJ838 - NPS 2 1/20112/2///61987#ABJ839 - NPS 30112/2///61987#ABJ840 - NPS 3 1/20112/2///61987#ABJ841 - NPS 40112/2///61987#ABJ842 - NPS 4 1/20112/2///61987#ABJ843 - NPS 50112/2///61987#ABJ844 - NPS 60112/2///61987#ABJ845 - NPS 70112/2///61987#ABJ846 - NPS 80112/2///61987#ABJ847 - NPS 90112/2///61987#ABJ848 - NPS 100112/2///61987#ABJ849 - NPS 120112/2///61987#ABJ850 - NPS 140112/2///61987#ABJ851 - NPS 160112/2///61987#ABJ852 - NPS 180112/2///61987#ABJ853 - NPS 200112/2///61987#ABJ854 - NPS 220112/2///61987#ABJ855 - NPS 240112/2///61987#ABJ856 - NPS 260112/2///61987#ABJ857 - NPS 280112/2///61987#ABJ858 - NPS 300112/2///61987#ABJ859 - NPS 320112/2///61987#ABJ860 - NPS 340112/2///61987#ABJ861 - NPS 360112/2///61987#ABJ862 - NPS 400112/2///61987#ABJ863 - NPS 420112/2///61987#ABJ864 - NPS 440112/2///61987#ABJ865 - NPS 460112/2///61987#ABJ866 - NPS 480112/2///61987#ABJ867 - NPS 520112/2///61987#ABJ868 - NPS 560112/2///61987#ABJ869 - NPS 600112/2///61987#ABJ870 - NPS 640112/2///61987#ABJ871 - NPS 680112/2///61987#ABJ872 - NPS 720112/2///61987#ABJ873 - NPS 800112/2///61987#ABJ874 - NPS 920112/2///61987#ABJ875 - NPS 960112/2///61987#ABJ876 - NPS 1000112/2///61987#ABJ877 - NPS 1040112/2///61987#ABJ878 - NPS 1080112/2///61987#ABJ879 - NPS 1120112/2///61987#ABJ880 - NPS 1160112/2///61987#ABJ881 - NPS 1200112/2///61987#ABJ882 - NPS 1240112/2///61987#ABJ883 - NPS 1280112/2///61987#ABJ884 - NPS 1320112/2///61987#ABJ885 - NPS 1360112/2///61987#ABJ886 - NPS 1400112/2///61987#ABJ887 - NPS 1440112/2///61987#ABJ888 - NPS 1480112/2///61987#ABJ889 - NPS 1520112/2///61987#ABJ890 - NPS 1560112/2///61987#ABJ891 - NPS 1600112/2///61987#ABJ892 - M4 x 0.70112/2///61987#ABJ893 - M5 x 0.80112/2///61987#ABJ894 - M6 x 10112/2///61987#ABJ895 - M7 x 10112/2///61987#ABJ896 - M8 x 10112/2///61987#ABJ897 - M10 x 10112/2///61987#ABJ898 - M10 x 1.50112/2///61987#ABJ899 - M12 x 10112/2///61987#ABJ900 - M12 x 1.50112/2///61987#ABJ901 - M14 x 1.50112/2///61987#ABJ902 - M15 x 1.50112/2///61987#ABJ903 - M16 x 1.50112/2///61987#ABJ904 - M17 x 1.50112/2///61987#ABJ905 - M18 x 1.50112/2///61987#ABJ906 - M20 x 1.50112/2///61987#ABJ907 - M22 x 1.50112/2///61987#ABJ908 - M24 x 1.50112/2///61987#ABJ909 - M25 x 1.50112/2///61987#ABJ910 - M26 x 1.50112/2///61987#ABJ911 - M27 x 1.50112/2///61987#ABJ912 - M28 x 1.50112/2///61987#ABJ913 - M30 x 1.50112/2///61987#ABJ914 - M32 x 1.50112/2///61987#ABJ915 - M40 x 1.50112/2///61987#ABJ916 - M50 x 1.50112/2///61987#ABJ917 - M63 x 1.50112/2///61987#ABJ918 - M75 x 1.50112/2///61987#ABJ919 - DN 10112/2///61987#ABJ920 - DN 1.50112/2///61987#ABJ921 - DN 20112/2///61987#ABJ922 - DN 2.50112/2///61987#ABJ923 - DN 30112/2///61987#ABJ924 - DN 40112/2///61987#ABJ925 - DN 50112/2///61987#ABJ926 - DN 60112/2///61987#ABJ927 - DN 80112/2///61987#ABJ928 - DN 100112/2///61987#ABJ929 - DN 120112/2///61987#ABJ930 - DN 150112/2///61987#ABJ931 - DN 160112/2///61987#ABJ932 - DN 200112/2///61987#ABJ933 - DN 240112/2///61987#ABJ934 - DN 250112/2///61987#ABJ935 - DN 320112/2///61987#ABJ936 - DN 340112/2///61987#ABJ937 - DN 350112/2///61987#ABJ938 - DN 400112/2///61987#ABJ939 - DN 450112/2///61987#ABJ940 - DN 500112/2///61987#ABJ941 - DN 550112/2///61987#ABJ942 - DN 580112/2///61987#ABJ943 - DN 600112/2///61987#ABJ944 - DN 650112/2///61987#ABJ945 - DN 700112/2///61987#ABJ946 - DN 800112/2///61987#ABJ947 - DN 900112/2///61987#ABJ948 - DN 1000112/2///61987#ABJ949 - DN 1200112/2///61987#ABJ950 - DN 1250112/2///61987#ABJ951 - DN 1500112/2///61987#ABJ952 - DN 2000112/2///61987#ABJ953 - DN 2500112/2///61987#ABJ954 - DN 2750112/2///61987#ABJ955 - DN 3000112/2///61987#ABJ956 - DN 3500112/2///61987#ABJ957 - DN 4000112/2///61987#ABJ958 - DN 4500112/2///61987#ABJ959 - DN 5000112/2///61987#ABJ960 - DN 5500112/2///61987#ABJ961 - DN 6000112/2///61987#ABJ962 - DN 7000112/2///61987#ABJ963 - DN 8000112/2///61987#ABJ964 - DN 9000112/2///61987#ABJ965 - DN 10000112/2///61987#ABJ966 - DN 12000112/2///61987#ABJ967 - DN 14000112/2///61987#ABJ968 - DN 15000112/2///61987#ABJ969 - DN 16000112/2///61987#ABJ970 - DN 18000112/2///61987#ABJ971 - DN 20000112/2///61987#ABJ972 - DN 22000112/2///61987#ABJ973 - DN 24000112/2///61987#ABJ974 - DN 26000112/2///61987#ABJ975 - DN 28000112/2///61987#ABJ976 - DN 30000112/2///61987#ABJ977 - DN 32000112/2///61987#ABJ978 - DN 34000112/2///61987#ABJ979 - DN 36000112/2///61987#ABJ980 - DN 38000112/2///61987#ABJ981 - DN 40000112/2///61987#ABJ982 - G 1/160112/2///61987#ABJ983 - G 1/16 A0112/2///61987#ABJ984 - G 1/16 B0112/2///61987#ABJ985 - G 1/80112/2///61987#ABJ986 - G 1/8 A0112/2///61987#ABJ987 - G 1/8 B0112/2///61987#ABJ988 - G 1/40112/2///61987#ABJ989 - G 1/4 A0112/2///61987#ABJ990 - G 1/4 B0112/2///61987#ABJ991 - G 3/80112/2///61987#ABJ992 - G 3/8 A0112/2///61987#ABJ993 - G 3/8 B0112/2///61987#ABJ994 - G 1/20112/2///61987#ABJ995 - G 1/2 A0112/2///61987#ABJ996 - G 1/2 B0112/2///61987#ABJ997 - G 5/80112/2///61987#ABJ998 - G 5/8 A0112/2///61987#ABJ999 - G 5/8 B0112/2///61987#ABK000 - G 3/40112/2///61987#ABK001 - G 3/4 A0112/2///61987#ABK002 - G 3/4 B0112/2///61987#ABK003 - G 7/80112/2///61987#ABK004 - G 7/8 A0112/2///61987#ABK005 - G 7/8 B0112/2///61987#ABK006 - G 10112/2///61987#ABK007 - G 1 A0112/2///61987#ABK008 - G 1 B0112/2///61987#ABK009 - G 1 1/80112/2///61987#ABK010 - G 1 1/8 A0112/2///61987#ABK011 - G 1 1/8 B0112/2///61987#ABK012 - G 1 1/40112/2///61987#ABK013 - G 1 1/4 A0112/2///61987#ABK014 - G 1 1/4 B0112/2///61987#ABK015 - G 1 1/20112/2///61987#ABK016 - G 1 1/2 A0112/2///61987#ABK017 - G 1 1/2 B0112/2///61987#ABK018 - G 1 3/40112/2///61987#ABK019 - G 1 3/4 A0112/2///61987#ABK020 - G 1 3/4 B0112/2///61987#ABK021 - G 20112/2///61987#ABK022 - G 2 A0112/2///61987#ABK023 - G 2 B0112/2///61987#ABK024 - G 2 1/40112/2///61987#ABK025 - G 2 1/4 A0112/2///61987#ABK026 - G 2 1/4 B0112/2///61987#ABK027 - G 2 1/20112/2///61987#ABK028 - G 2 1/2 A0112/2///61987#ABK029 - G 2 1/2 B0112/2///61987#ABK030 - G 2 3/40112/2///61987#ABK031 - G 2 3/4 A0112/2///61987#ABK032 - G 2 3/4 B0112/2///61987#ABK033 - G 30112/2///61987#ABK034 - G 3 A0112/2///61987#ABK035 - G 3 B0112/2///61987#ABK036 - G 3 1/20112/2///61987#ABK037 - G 3 1/2 A0112/2///61987#ABK038 - G 3 1/2 B0112/2///61987#ABK039 - G 40112/2///61987#ABK040 - G 4 A0112/2///61987#ABK041 - G 4 B0112/2///61987#ABK042 - G 4 1/20112/2///61987#ABK043 - G 4 1/2 A0112/2///61987#ABK044 - G 4 1/2 B0112/2///61987#ABK045 - G 50112/2///61987#ABK046 - G 5 A0112/2///61987#ABK047 - G 5 B0112/2///61987#ABK048 - G 5 1/20112/2///61987#ABK049 - G 5 1/2 A0112/2///61987#ABK050 - G 5 1/2 B0112/2///61987#ABK051 - G 60112/2///61987#ABK052 - G 6 A0112/2///61987#ABK053 - G 6 B0112/2///61987#ABK054 - R 1/160112/2///61987#ABK055 - R 1/80112/2///61987#ABK056 - R 1/40112/2///61987#ABK057 - R 3/80112/2///61987#ABK058 - R 1/20112/2///61987#ABK059 - R 3/40112/2///61987#ABK060 - R 10112/2///61987#ABK061 - R 1 1/40112/2///61987#ABK062 - R 1 1/20112/2///61987#ABK063 - R 20112/2///61987#ABK064 - R 2 1/20112/2///61987#ABK065 - R 30112/2///61987#ABK066 - R 40112/2///61987#ABK067 - R 50112/2///61987#ABK068 - R 60112/2///61987#ABK069 - Rc 1/160112/2///61987#ABK070 - Rc 1/80112/2///61987#ABK071 - Rc 1/40112/2///61987#ABK072 - Rc 3/80112/2///61987#ABK073 - Rc 1/20112/2///61987#ABK074 - Rc 3/40112/2///61987#ABK075 - Rc 10112/2///61987#ABK076 - Rc 1 1/40112/2///61987#ABK077 - Rc 1 1/20112/2///61987#ABK078 - Rc 20112/2///61987#ABK079 - Rc 2 1/20112/2///61987#ABK080 - Rc 30112/2///61987#ABK081 - Rc 40112/2///61987#ABK082 - Rc 50112/2///61987#ABK083 - Rc 60112/2///61987#ABK084 - Rp 1/160112/2///61987#ABK085 - Rp 1/80112/2///61987#ABK086 - Rp 1/40112/2///61987#ABK087 - Rp 3/80112/2///61987#ABK088 - Rp 1/20112/2///61987#ABK089 - Rp 3/40112/2///61987#ABK090 - Rp 10112/2///61987#ABK091 - Rp 1 1/40112/2///61987#ABK092 - Rp 1 1/20112/2///61987#ABK093 - Rp 20112/2///61987#ABK094 - Rp 2 1/20112/2///61987#ABK095 - Rp 30112/2///61987#ABK096 - Rp 40112/2///61987#ABK097 - Rp 50112/2///61987#ABK098 - Rp 60112/2///61987#ABK099 - 1A0112/2///61987#ABK100 - 2A0112/2///61987#ABK101 - 3A0112/2///61987#ABK102 - 4A0112/2///61987#ABK103 - 5A0112/2///61987#ABK104 - 6A0112/2///61987#ABK105 - 8A0112/2///61987#ABK106 - 10A0112/2///61987#ABK107 - 15A0112/2///61987#ABK108 - 20A0112/2///61987#ABK109 - 25A0112/2///61987#ABK110 - 32A0112/2///61987#ABK111 - 40A0112/2///61987#ABK112 - 50A0112/2///61987#ABK113 - 65A0112/2///61987#ABK114 - 80A0112/2///61987#ABK115 - 90A0112/2///61987#ABK116 - 100A0112/2///61987#ABK117 - 125A0112/2///61987#ABK118 - 150A0112/2///61987#ABK119 - 175A0112/2///61987#ABK120 - 200A0112/2///61987#ABK121 - 225A0112/2///61987#ABK122 - 250A0112/2///61987#ABK123 - 300A0112/2///61987#ABK124 - 350A0112/2///61987#ABK125 - 400A0112/2///61987#ABK126 - 450A0112/2///61987#ABK127 - 500A0112/2///61987#ABK128 - 550A0112/2///61987#ABK129 - 600A0112/2///61987#ABK130 - 650A0112/2///61987#ABK131 - 700A0112/2///61987#ABK132 - 750A0112/2///61987#ABK133 - 800A0112/2///61987#ABK134 - 850A0112/2///61987#ABK135 - 900A0112/2///61987#ABK136 - 1000A0112/2///61987#ABK137 - 1100A0112/2///61987#ABK138 - 1200A0112/2///61987#ABK139 - 1350A0112/2///61987#ABK140 - 1500A0112/2///61987#ABK141 - 1600A0112/2///61987#ABK142 - 1800A0112/2///61987#ABK143 - 2000A0112/2///61987#ABK144 - 2100A0112/2///61987#ABK145 - 2200A0112/2///61987#ABK146 - 2300A0112/2///61987#ABK147 - 2400A0112/2///61987#ABK148 - 2500A0112/2///61987#ABK149 - 2600A0112/2///61987#ABK150 - 2700A0112/2///61987#ABK151 - 2800A0112/2///61987#ABK152 - 1/16B0112/2///61987#ABK153 - 1/12B0112/2///61987#ABK154 - 1/8B0112/2///61987#ABK155 - 3/8B0112/2///61987#ABK156 - 1/4B0112/2///61987#ABK157 - 1/2B0112/2///61987#ABK158 - 3/4B0112/2///61987#ABK159 - 1B0112/2///61987#ABK160 - 1 1/4B0112/2///61987#ABK161 - 1 1/2B0112/2///61987#ABK162 - 2B0112/2///61987#ABK163 - 2 1/2B0112/2///61987#ABK164 - 3B0112/2///61987#ABK165 - 3 1/2B0112/2///61987#ABK166 - 4B0112/2///61987#ABK167 - 5B0112/2///61987#ABK168 - 6B0112/2///61987#ABK169 - 8B0112/2///61987#ABK170 - 10B0112/2///61987#ABK171 - 12B0112/2///61987#ABK172 - 14B0112/2///61987#ABK173 - 16B0112/2///61987#ABK174 - 18B0112/2///61987#ABK175 - 20B0112/2///61987#ABK176 - 24B0112/2///61987#ABK177 - 26B0112/2///61987#ABK178 - 28B0112/2///61987#ABK179 - 30B0112/2///61987#ABK180 - 32B0112/2///61987#ABK181 - 34B0112/2///61987#ABK182 - 36B0112/2///61987#ABK183 - 38B0112/2///61987#ABK184 - 40B0112/2///61987#ABK185 - 42B0112/2///61987#ABK186 - 44B0112/2///61987#ABK187 - 46B0112/2///61987#ABK188 - 48B0112/2///61987#ABK189 - 52B0112/2///61987#ABK190 - 54B0112/2///61987#ABK191 - 56B0112/2///61987#ABK192 - 60B0112/2///61987#ABK193 - 64B0112/2///61987#ABK194 - 66B0112/2///61987#ABK195 - 68B0112/2///61987#ABK196 - 72B0112/2///61987#ABK197 - 76B0112/2///61987#ABK198 - 78B0112/2///61987#ABK199 - 80B0112/2///61987#ABK200 - 84B0112/2///61987#ABK201 - 88B0112/2///61987#ABK202 - 92B0112/2///61987#ABK203 - 96B0112/2///61987#ABK204 - 100B0112/2///61987#ABK205 - 104B0112/2///61987#ABK206 - 108B0112/2///61987#ABK207 - 112B0112/2///61987#ABK208 - 116B0112/2///61987#ABK209 - 120B0112/2///61987#ABK210 - 124B0112/2///61987#ABK211 - 128B0112/2///61987#ABK212 - 132B0112/2///61987#ABK213 - 136B0112/2///61987#ABK214 - 140B0112/2///61987#ABK215 - 144B0112/2///61987#ABK216 - 148B0112/2///61987#ABK217 - 152B0112/2///61987#ABK218 - 156B0112/2///61987#ABK219 - 160B0112/2///61987#ABI407 - others |  | 0112/2///61987#ABC153 - Capillary | 0112/2///61987#ABA000 |  |  |  | Standard |  |  |  | SC65E – IEC 61987 | 0112/2///61987#ABI406 - empty_property | C00091 |  | 0112-2---61987#ABH405 | https://cdd.iec.ch/cdd/iec61987/iec61987.nsf/PropertiesAllVersions/0112-2---61987%23ABH405
0112/2///61987#ABD197 | 001 | 02 | 0112/2///61987#ABD197#001 | reference to Reference conditions of the device [2] |  |  |  |  | reference to block ABC571 | [5 empty] | CLASS_REFERENCE_TYPE(0112/2///61987#ABC571) 0112/2///61987#ABC571 - Reference conditions of the device [2] |  |  |  |  | NON_DEPENDENT_P_DET | [5 empty] | 0112/2///61987#ABC495 - Performance [5] | 0112/2///61987#ABA000 |  |  |  | Standard |  |  |  | SC65E – IEC 61987 | - | C00004 |  | 0112-2---61987#ABD197 | https://cdd.iec.ch/cdd/iec61987/iec61987.nsf/PropertiesAllVersions/0112-2---61987%23ABD197
0112/2///61987#ABE619 | 001 | 01 | 0112/2///61987#ABE619#001 | reference to Device LOP for position transmitter |  |  |  |  | reference to block ABV520 | [5 empty] | CLASS_REFERENCE_TYPE(0112/2///61987#ABV520) 0112/2///61987#ABV520 - Device LOP for position transmitter |  |  |  |  | NON_DEPENDENT_P_DET | [5 empty] | 0112/2///61987#ABD369 - Position transmitter | 0112/2///61987#ABA000 |  |  |  | Standard |  | IEC 61987 | IEC | SC65E | - | C00016 | 001-01 (2018-03-28 07:27:01 by BATCH 00000762) standard | 0112-2---61987#ABE619 | https://cdd.iec.ch/cdd/iec61987/iec61987.nsf/PropertiesAllVersions/0112-2---61987%23ABE619
0112/2///61987#ABE719 | 001 | 01 | 0112/2///61987#ABE719#001 | reference to Certificates and approvals [4] |  |  |  |  | reference to block ABE718 | [5 empty] | CLASS_REFERENCE_TYPE(0112/2///61987#ABE718) 0112/2///61987#ABE718 - Certificates and approvals [4] |  |  |  |  | NON_DEPENDENT_P_DET | [5 empty] | 0112/2///61987#ABE630 - Device LOP for limit switch0112/2///61987#ABV520 - Device LOP for position transmitter | 0112/2///61987#ABA000 |  |  |  | Standard |  |  |  | SC65E – IEC 61987 | - | C00016 | 001-01 (2018-03-28 07:27:01 by BATCH 00000762) standard | 0112-2---61987#ABE719 | https://cdd.iec.ch/cdd/iec61987/iec61987.nsf/PropertiesAllVersions/0112-2---61987%23ABE719
0112/2///61987#ABF780 | 001 | 01 | 0112/2///61987#ABF780#001 | reference to Structural design of a hydrostatic pressure level transmitter |  |  |  |  | reference to block ABF341 | [5 empty] | CLASS_REFERENCE_TYPE(0112/2///61987#ABF341) 0112/2///61987#ABF341 - Structural design of a hydrostatic pressure level transmitter |  |  |  |  | NON_DEPENDENT_P_DET | [5 empty] | 0112/2///61987#ABG407 - Structural design [hydrostatic pressure level transmitter] | 0112/2///61987#ABA000 |  |  |  | Standard |  | IEC 61987 | IEC | SC65E | - | C00018 | 001-01 (2018-03-28 07:27:09 by BATCH 00000762) standard | 0112-2---61987#ABF780 | https://cdd.iec.ch/cdd/iec61987/iec61987.nsf/PropertiesAllVersions/0112-2---61987%23ABF780
0112/2///61987#ABG610 | 001 | 02 | 0112/2///61987#ABG610#001 | reference to Auxiliary input [12] |  |  |  |  | reference to block ABG050 | [5 empty] | CLASS_REFERENCE_TYPE(0112/2///61987#ABG050) 0112/2///61987#ABG050 - Auxiliary input [12] |  |  |  |  | DEPENDENT_P_DET | [5 empty] | 0112/2///61987#ABF922 - Input [15]0112/2///61987#ABF924 - Input [17]0112/2///61987#ABF929 - Input [22]0112/2///61987#ABF940 - Input [33]0112/2///61987#ABV036 - Input [18]0112/2///61987#ABV038 - Input [18] | 0112/2///61987#ABA000 |  |  |  | Standard |  | IEC 61987 | IEC | IEC SC65E | 0112/2///61987#ABA340 - number of auxiliary inputs | C00112 |  | 0112-2---61987#ABG610 | https://cdd.iec.ch/cdd/iec61987/iec61987.nsf/PropertiesAllVersions/0112-2---61987%23ABG610
0112/2///61987#ABG895 | 001 | 01 | 0112/2///61987#ABG895#001 | reference to Process design ratings [7] |  |  |  |  | reference to block ABG335 | [5 empty] | CLASS_REFERENCE_TYPE(0112/2///61987#ABG335) 0112/2///61987#ABG335 - Process design ratings [7] |  |  |  |  | NON_DEPENDENT_P_DET | [5 empty] | 0112/2///61987#ABG320 - Rated operating conditions [15] | 0112/2///61987#ABA000 |  |  |  | Standard |  | IEC 61987 | IEC | SC65E | - | C00018 | 001-01 (2018-03-28 07:27:11 by BATCH 00000762) standard | 0112-2---61987#ABG895 | https://cdd.iec.ch/cdd/iec61987/iec61987.nsf/PropertiesAllVersions/0112-2---61987%23ABG895
0112/2///61987#ABH320 | 001 | 01 | 0112/2///61987#ABH320#001 | reference to Radiation thermometer parameters |  |  |  |  | reference to block ABH258 | [5 empty] | CLASS_REFERENCE_TYPE(0112/2///61987#ABH258) 0112/2///61987#ABH258 - Radiation thermometer parameters |  |  |  |  | NON_DEPENDENT_P_DET | [5 empty] | 0112/2///61987#ABG479 - Process equipment [temperature] | 0112/2///61987#ABA000 |  |  |  | Standard |  | IEC 61987 | IEC | SC65E | - | C00019 | 001-01 (2018-03-28 07:27:14 by BATCH 00000762) standard | 0112-2---61987#ABH320 | https://cdd.iec.ch/cdd/iec61987/iec61987.nsf/PropertiesAllVersions/0112-2---61987%23ABH320
0112/2///61987#ABD558 | 001 | 03 | 0112/2///61987#ABD558#001 | control input for valve open |  |  |  |  | control signal expressed as percentage of the signal range for fully opening a valve |  |  | % |  |  | REAL_MEASURE_TYPE |  |  |  |  | NON_DEPENDENT_P_DET | [5 empty] | 0112/2///61987#ABD963 - Parameters of positioner | 0112/2///61987#ABA000 | 0112/2///62720#UAA000 - percent |  |  | Standard |  |  |  |  | - | C00004 |  | 0112-2---61987#ABD558 | https://cdd.iec.ch/cdd/iec61987/iec61987.nsf/PropertiesAllVersions/0112-2---61987%23ABD558
0112/2///61987#ABH524 | 002 | 01 | 0112/2///61987#ABH524#002 | auto adjust |  |  |  |  | classification of a device regarding automatically setting of the parameters needed for its function | [5 empty] | ENUM_CODE_TYPE(0112/2///61987#ABL576) |  |  |  |  | DEPENDENT_P_DET |  |  | 0112/2///61987#ABL576 | 0112/2///61987#ABM895 - present0112/2///61987#ABM896 - not present0112/2///61987#ABI407 - others |  | 0112/2///61987#ABE034 - Structural design of a positioner | 0112/2///61987#ABA000 |  |  |  | Standard |  | IEC 61987 |  | SC65E – IEC 61987 | 0112/2///61987#ABI406 - empty_property | C00091 |  | 0112-2---61987#ABH524 | https://cdd.iec.ch/cdd/iec61987/iec61987.nsf/PropertiesAllVersions/0112-2---61987%23ABH524
0112/2///61987#ABN973 | 001 | 01 | 0112/2///61987#ABN973#001 | reference to Device diagnostic status |  |  |  |  | reference to block ABN972 | [5 empty] | CLASS_REFERENCE_TYPE(0112/2///61987#ABN972) 0112/2///61987#ABN972 - Device diagnostic status |  |  |  |  | NON_DEPENDENT_P_DET | [5 empty] | 0112/2///61987#ABN605 - LOPD for general device variables/status | 0112/2///61987#ABA000 |  |  |  | Standard |  |  |  | SC65E – IEC 61987 | - | C00092 | 001-01 (2020-02-24 12:37:21 by BATCH 00000778) standard | 0112-2---61987#ABN973 | https://cdd.iec.ch/cdd/iec61987/iec61987.nsf/PropertiesAllVersions/0112-2---61987%23ABN973
0112/2///61987#ABD412 | 003 | 02 | 0112/2///61987#ABD412#003 | reference to Purge gas supply |  |  |  |  | reference to block to ABD411 | [5 empty] | CLASS_REFERENCE_TYPE(0112/2///61987#ABD411) 0112/2///61987#ABD411 - Purge gas supply |  |  |  |  | DEPENDENT_P_DET | [5 empty] | 0112/2///61987#ABC512 - Physical location | 0112/2///61987#ABA000 |  |  |  | Standard |  | IEC 61987 | IEC | IEC SC65E | 0112/2///61987#ABD410 - number of purge gas supplies | C00112 |  | 0112-2---61987#ABD412 | https://cdd.iec.ch/cdd/iec61987/iec61987.nsf/PropertiesAllVersions/0112-2---61987%23ABD412
0112/2///61987#ABD454 | 002 | 01 | 0112/2///61987#ABD454#002 | reference type of tank |  |  |  |  | type of tank at which the performance of a device was tested | [5 empty] | STRING_TYPE |  |  |  |  | NON_DEPENDENT_P_DET | [5 empty] | 0112/2///61987#ABC574 - Reference process conditions0112/2///61987#ABG246 - Reference process conditions [2] | 0112/2///61987#ABA000 |  |  |  | Standard |  |  |  | SC65E – IEC 61987 | - | C00004 |  | 0112-2---61987#ABD454 | https://cdd.iec.ch/cdd/iec61987/iec61987.nsf/PropertiesAllVersions/0112-2---61987%23ABD454
0112/2///61987#ABF122 | 002 | 01 | 0112/2///61987#ABF122#002 | type of probe fastening |  |  |  |  | classification of a fixation of a probe according to the method of mounting | [5 empty] | ENUM_CODE_TYPE(0112/2///61987#ABL402) |  |  |  |  | DEPENDENT_P_DET |  |  | 0112/2///61987#ABL402 | 0112/2///61987#ABM305 - fastened to plate0112/2///61987#ABM306 - tightening weight0112/2///61987#ABM307 - lateral mount0112/2///61987#ABI407 - others |  | 0112/2///61987#ABF118 - Microwave probe | 0112/2///61987#ABA000 |  |  |  | Standard |  | IEC 61987 | IEC | SC65E | 0112/2///61987#ABI406 - empty_property | C00091 |  | 0112-2---61987#ABF122 | https://cdd.iec.ch/cdd/iec61987/iec61987.nsf/PropertiesAllVersions/0112-2---61987%23ABF122
0112/2///61987#ABH747 | 001 | 02 | 0112/2///61987#ABH747#001 | reference to Calibration point of mass fraction |  |  |  |  | reference to block ABH635 | [5 empty] | CLASS_REFERENCE_TYPE(0112/2///61987#ABH635) 0112/2///61987#ABH635 - Calibration point of mass fraction |  |  |  |  | DEPENDENT_P_DET | [5 empty] | 0112/2///61987#ABH617 - Calibration of mass fraction | 0112/2///61987#ABA000 |  |  |  | Standard |  | IEC 61987 | IEC | IEC SC65E | 0112/2///61987#ABH594 - number of calibration points | C00112 |  | 0112-2---61987#ABH747 | https://cdd.iec.ch/cdd/iec61987/iec61987.nsf/PropertiesAllVersions/0112-2---61987%23ABH747
0112/2///61987#ABP131 | 001 | 01 | 0112/2///61987#ABP131#001 | maximum measured resistance |  |  |  |  | highest resistance measured under given conditions |  |  | Ω |  |  | REAL_MEASURE_TYPE |  |  |  |  | NON_DEPENDENT_P_DET | [5 empty] | 0112/2///61987#ABP283 - Resistance to earth | 0112/2///61987#ABA000 | 0112/2///62720#UAA017 - ohm |  | 0112/2///61987#ABT564 - Electrical resistance | Standard |  | IEC 61987 | IEC | IEC/SC 65E | - | C00128 | 001-01 (2023-01-23 14:53:52 by BATCH 00000807) standard | 0112-2---61987#ABP131 | https://cdd.iec.ch/cdd/iec61987/iec61987.nsf/PropertiesAllVersions/0112-2---61987%23ABP131
0112/2///61987#ABD179 | 001 | 02 | 0112/2///61987#ABD179#001 | reference to Process side material of remote seal |  |  |  |  | reference to block ABC549 | [5 empty] | CLASS_REFERENCE_TYPE(0112/2///61987#ABC549) 0112/2///61987#ABC549 - Process side material of remote seal |  |  |  |  | NON_DEPENDENT_P_DET | [5 empty] | 0112/2///61987#ABC198 - Extended diaphragm seal | 0112/2///61987#ABA000 |  |  |  | Standard |  |  |  | SC65E – IEC 61987 | - | C00004 |  | 0112-2---61987#ABD179 | https://cdd.iec.ch/cdd/iec61987/iec61987.nsf/PropertiesAllVersions/0112-2---61987%23ABD179
0112/2///61987#ABD327 | 001 | 02 | 0112/2///61987#ABD327#001 | reference to Wetted material of measuring cell |  |  |  |  | reference to block ABC684 | [5 empty] | CLASS_REFERENCE_TYPE(0112/2///61987#ABC684) 0112/2///61987#ABC684 - Wetted material of measuring cell |  |  |  |  | NON_DEPENDENT_P_DET | [5 empty] | 0112/2///61987#ABC626 - Structural design of a differential pressure transmitter0112/2///61987#ABC641 - Structural design of an absolute or a gauge pressure transmitter | 0112/2///61987#ABA000 |  |  |  | Standard |  |  |  | SC65E – IEC 61987 | - | C00004 |  | 0112-2---61987#ABD327 | https://cdd.iec.ch/cdd/iec61987/iec61987.nsf/PropertiesAllVersions/0112-2---61987%23ABD327
0112/2///61987#ABE418 | 001 | 02 | 0112/2///61987#ABE418#001 | reference to Material of retainer |  |  |  |  | reference to block ABE417 | [5 empty] | CLASS_REFERENCE_TYPE(0112/2///61987#ABE417) 0112/2///61987#ABE417 - Material of retainer |  |  |  |  | NON_DEPENDENT_P_DET | [5 empty] | 0112/2///61987#ABD812 - Body of valve [2]0112/2///61987#ABD813 - Body of valve [3]0112/2///61987#ABD814 - Body of valve [1] | 0112/2///61987#ABA000 |  |  |  | Standard |  |  |  |  | - | C00004 |  | 0112-2---61987#ABE418 | https://cdd.iec.ch/cdd/iec61987/iec61987.nsf/PropertiesAllVersions/0112-2---61987%23ABE418
0112/2///61987#ABF512 | 001 | 01 | 0112/2///61987#ABF512#001 | style of extension |  |  |  |  | classification of an extension according to its geometrical shape | [5 empty] | STRING_TYPE |  |  |  |  | NON_DEPENDENT_P_DET | [5 empty] | 0112/2///61987#ABF191 - Structural design of a rotary paddle switch | 0112/2///61987#ABA000 |  |  |  | Standard |  | IEC 61987 | IEC | SC65E | - | C00018 | 001-01 (2018-03-28 07:27:07 by BATCH 00000762) standard | 0112-2---61987#ABF512 | https://cdd.iec.ch/cdd/iec61987/iec61987.nsf/PropertiesAllVersions/0112-2---61987%23ABF512
0112/2///61987#ABE285 | 001 | 02 | 0112/2///61987#ABE285#001 | reference to Structural design of a gate valve |  |  |  |  | reference to block ABE029 | [5 empty] | CLASS_REFERENCE_TYPE(0112/2///61987#ABE029) 0112/2///61987#ABE029 - Structural design of a gate valve |  |  |  |  | NON_DEPENDENT_P_DET | [5 empty] | 0112/2///61987#ABE020 - Structural design [gate valve] | 0112/2///61987#ABA000 |  |  |  | Standard |  |  |  |  | - | C00004 |  | 0112-2---61987#ABE285 | https://cdd.iec.ch/cdd/iec61987/iec61987.nsf/PropertiesAllVersions/0112-2---61987%23ABE285
0112/2///61987#ABH360 | 002 | 01 | 0112/2///61987#ABH360#002 | type of vibrating level switch |  |  |  |  | classification of a vibrating level switch according to its mechanical construction | [5 empty] | ENUM_CODE_TYPE(0112/2///61987#ABJ799) |  |  |  |  | DEPENDENT_P_DET |  |  | 0112/2///61987#ABJ799 | 0112/2///61987#ABL235 - rod type0112/2///61987#ABL236 - double rod type0112/2///61987#ABL237 - fork type0112/2///61987#ABI407 - others |  | 0112/2///61987#ABF183 - Structural design of a vibrating level switch | 0112/2///61987#ABA000 |  |  |  | Standard |  |  |  | SC65E – IEC 61987 | 0112/2///61987#ABI406 - empty_property | C00091 |  | 0112-2---61987#ABH360 | https://cdd.iec.ch/cdd/iec61987/iec61987.nsf/PropertiesAllVersions/0112-2---61987%23ABH360
0112/2///61987#ABI464 | 001 | 01 | 0112/2///61987#ABI464#001 | material of process connection lining/coating |  |  |  |  | material of which a lining or coating of the process connection is made | [5 empty] | STRING_TYPE |  |  |  |  | NON_DEPENDENT_P_DET | [5 empty] | 0112/2///61987#ABU458 - Process connection | 0112/2///61987#ABA000 |  |  |  | Standard |  |  |  | SC65E – IEC 61987 | - | C00019 | 001-01 (2018-03-28 07:27:17 by BATCH 00000762) standard | 0112-2---61987#ABI464 | https://cdd.iec.ch/cdd/iec61987/iec61987.nsf/PropertiesAllVersions/0112-2---61987%23ABI464
0112/2///61987#ABB700 | 001 | 04 | 0112/2///61987#ABB700#001 | angle of mounting |  |  |  |  | angle at which a device was mounted in order to determine an influence of the mounting position |  |  | ° |  |  | REAL_MEASURE_TYPE |  |  |  |  | NON_DEPENDENT_P_DET | [5 empty] | 0112/2///61987#ABC277 - Influence of external quantities expressed as a percentage for pressure0112/2///61987#ABJ593 - Influence of external quantities expressed as a percentage [5]0112/2///61987#ABC276 - Influence of external quantities expressed as a percentage0112/2///61987#ABD890 - Influence of external quantities expressed as a percentage [2]0112/2///61987#ABG313 - Influence of external quantities expressed as a percentage [3]0112/2///61987#ABG314 - Influence of external quantities expressed as a percentage [4] | 0112/2///61987#ABA000 | 0112/2///62720#UAA024 - degree |  | 0112/2///61987#ABT580 - Angle | Standard |  |  |  | SC65E – IEC 61987 | - | C00004 |  | 0112-2---61987#ABB700 | https://cdd.iec.ch/cdd/iec61987/iec61987.nsf/PropertiesAllVersions/0112-2---61987%23ABB700
0112/2///61987#ABB277 | 004 | 01 | 0112/2///61987#ABB277#004 | reference device deployment |  |  |  |  | device deployment with which the performance of a device was tested | [5 empty] | STRING_TYPE |  |  |  |  | NON_DEPENDENT_P_DET | [5 empty] | 0112/2///61987#ABC563 - Reference ambient conditions0112/2///61987#ABD486 - Reference ambient conditions [1]0112/2///61987#ABP064 - Reference ambient conditions [I/O module] | 0112/2///61987#ABA000 |  |  |  | Standard |  |  |  | SC65E – IEC 61987 | - | C00004 |  | 0112-2---61987#ABB277 | https://cdd.iec.ch/cdd/iec61987/iec61987.nsf/PropertiesAllVersions/0112-2---61987%23ABB277
0112/2///61987#ABF507 | 002 | 01 | 0112/2///61987#ABF507#002 | set type of thermocouple reference junction |  |  |  |  | setting of the thermocouple reference junction type | [5 empty] | STRING_TYPE |  |  |  |  | NON_DEPENDENT_P_DET | [5 empty] | 0112/2///61987#ABF399 - Thermocouple/voltage measurement | 0112/2///61987#ABA000 |  |  |  | Standard |  | IEC 61987 | IEC | IEC SC65E | - | C00112 |  | 0112-2---61987#ABF507 | https://cdd.iec.ch/cdd/iec61987/iec61987.nsf/PropertiesAllVersions/0112-2---61987%23ABF507
0112/2///61987#ABU870 | 001 | 01 | 0112/2///61987#ABU870#001 | reference to Performance [21] |  |  |  |  | reference to block ABV032 | [5 empty] | CLASS_REFERENCE_TYPE(0112/2///61987#ABV032) 0112/2///61987#ABV032 - Performance [21] |  |  |  |  | NON_DEPENDENT_P_DET | [5 empty] | 0112/2///61987#ABE740 - Device LOP for hydrostatic pressure level transmitter | 0112/2///61987#ABA000 |  |  |  | Standard |  | IEC 61987 | IEC | SC65E | - | C00018 | 001-01 (2018-03-28 07:27:22 by BATCH 00000762) standard | 0112-2---61987#ABU870 | https://cdd.iec.ch/cdd/iec61987/iec61987.nsf/PropertiesAllVersions/0112-2---61987%23ABU870
0112/2///61987#ABU288 | 001 | 03 | 0112/2///61987#ABU288#001 | reference to Binary input IEC 60947-5-6 (NAMUR) |  |  |  |  | reference to block ABC143 |  | Id specified in IEC61987-12/-13: ABC773 |  |  |  | CLASS_REFERENCE_TYPE(0112/2///61987#ABC143) 0112/2///61987#ABC143 - Binary input IEC 60947-5-6 (NAMUR) |  |  |  |  | DEPENDENT_P_DET | [5 empty] | 0112/2///61987#ABC055 - Type of auxiliary input [4] | 0112/2///61987#ABA000 |  |  |  | Standard |  |  |  | SC65E – IEC 61987 | 0112/2///61987#ABU274 - auxiliary input type [4] | C00004 |  | 0112-2---61987#ABU288 | https://cdd.iec.ch/cdd/iec61987/iec61987.nsf/PropertiesAllVersions/0112-2---61987%23ABU288
0112/2///61987#ABD273 | 001 | 05 | 0112/2///61987#ABD273#001 | reference to Subfunction of DIP switch |  |  |  |  | reference to block ABC647 | [5 empty] | CLASS_REFERENCE_TYPE(0112/2///61987#ABC647) 0112/2///61987#ABC647 - Subfunction of DIP switch |  |  |  |  | DEPENDENT_P_DET | [5 empty] | 0112/2///61987#ABC203 - DIP switch | 0112/2///61987#ABA000 |  |  |  | Standard |  | IEC 61987 | IEC | IEC SC65E | 0112/2///61987#ABA484 - number of subfunctions of DIP switch | C00112 |  | 0112-2---61987#ABD273 | https://cdd.iec.ch/cdd/iec61987/iec61987.nsf/PropertiesAllVersions/0112-2---61987%23ABD273
0112/2///61987#ABB618 | 004 | 01 | 0112/2///61987#ABB618#004 | maximum allowable voltage (Vmax) |  |  |  |  | highest allowable voltage to be supplied to a device based on calculation from the parameters of the power supply |  |  | V |  |  | REAL_MEASURE_TYPE |  |  |  |  | NON_DEPENDENT_P_DET | [5 empty] | 0112/2///61987#ABC233 - Explosion protection device parameters for nonincendive installation | 0112/2///61987#ABA000 | 0112/2///62720#UAA296 - volt |  | 0112/2///61987#ABT506 - Voltage | Standard |  |  |  | SC65E – IEC 61987 | - | C00004 |  | 0112-2---61987#ABB618 | https://cdd.iec.ch/cdd/iec61987/iec61987.nsf/PropertiesAllVersions/0112-2---61987%23ABB618
0112/2///61987#ABH025 | 001 | 01 | 0112/2///61987#ABH025#001 | reference to Solid/particle phase [level] |  |  |  |  | reference to block ABG465 | [5 empty] | CLASS_REFERENCE_TYPE(0112/2///61987#ABG465) 0112/2///61987#ABG465 - Solid/particle phase [level] |  |  |  |  | DEPENDENT_P_DET | [5 empty] | 0112/2///61987#ABG457 - Phase [level] | 0112/2///61987#ABA000 |  |  |  | Standard |  | IEC 61987 | IEC | SC65E | 0112/2///61987#ABU848 - phase type | C00018 | 001-01 (2018-03-28 07:27:13 by BATCH 00000762) standard | 0112-2---61987#ABH025 | https://cdd.iec.ch/cdd/iec61987/iec61987.nsf/PropertiesAllVersions/0112-2---61987%23ABH025
0112/2///61987#ABB966 | 002 | 01 | 0112/2///61987#ABB966#002 | nominal step response time T90 |  |  |  |  | time duration from a step change in the input signal to a system for the change in output of the system to reach for the first time 90% of its final steady state value, which is used for reference purposes |  |  | s |  |  | REAL_MEASURE_TYPE |  |  |  |  | NON_DEPENDENT_P_DET | [5 empty] | 0112/2///61987#ABC502 - Performance of remote seal | 0112/2///61987#ABA000 | 0112/2///62720#UAA972 - second |  | 0112/2///61987#ABT510 - Time/time duration short | Standard |  |  |  | SC65E – IEC 61987 | - | C00004 |  | 0112-2---61987#ABB966 | https://cdd.iec.ch/cdd/iec61987/iec61987.nsf/PropertiesAllVersions/0112-2---61987%23ABB966
0112/2///61987#ABE918 | 001 | 01 | 0112/2///61987#ABE918#001 | maximum assignable pulse value of level |  |  |  |  | highest level quantity assignable to one pulse |  |  | m |  |  | REAL_MEASURE_TYPE |  |  |  |  | NON_DEPENDENT_P_DET | [5 empty] | 0112/2///61987#ABE913 - Assigned level pulse value | 0112/2///61987#ABA000 | 0112/2///62720#UAA726 - metre |  | 0112/2///61987#ABT548 - Length short | Standard |  | IEC 61987 | IEC | SC65E | - | C00018 | 001-01 (2018-03-28 07:27:02 by BATCH 00000762) standard | 0112-2---61987#ABE918 | https://cdd.iec.ch/cdd/iec61987/iec61987.nsf/PropertiesAllVersions/0112-2---61987%23ABE918
0112/2///61987#ABN598 | 002 | 01 | 0112/2///61987#ABN598#002 | URL of document |  |  |  | URL of Document | link of the document using a universal resource locator (URL) | [5 empty] | URI_TYPE |  |  |  |  | NON_DEPENDENT_P_DET | [5 empty] | 0112/2///61987#ABH501 - Manual0112/2///61987#ABH502 - Drawing0112/2///61987#ABH503 - Additional document0112/2///61987#ABH515 - Certificate or approval | 0112/2///61987#ABA000 |  |  |  | Standard |  | IEC 61987 | IEC | IEC SC65E | - | C00112 |  | 0112-2---61987#ABN598 | https://cdd.iec.ch/cdd/iec61987/iec61987.nsf/PropertiesAllVersions/0112-2---61987%23ABN598
0112/2///61987#ABA090 | 001 | 02 | 0112/2///61987#ABA090#001 | reference to Contact information |  |  |  |  | reference to block ABI572 | [5 empty] | CLASS_REFERENCE_TYPE(0112/2///61987#ABI572) 0112/2///61987#ABI572 - Contact information |  |  |  |  | DEPENDENT_P_DET | [5 empty] | 0112/2///61987#ABA372 - Business partner | 0112/2///61987#ABA000 |  |  |  | Standard |  | IEC 61987 | IEC | IEC SC65E | 0112/2///61987#ABA068 - number of contact informations | C00112 |  | 0112-2---61987#ABA090 | https://cdd.iec.ch/cdd/iec61987/iec61987.nsf/PropertiesAllVersions/0112-2---61987%23ABA090
0112/2///61987#ABU339 | 001 | 03 | 0112/2///61987#ABU339#001 | reference to Assigned actual volume flow range |  |  |  |  | reference to block ABC105 |  | Id specified in IEC61987-12/-13: ABC735 |  |  |  | CLASS_REFERENCE_TYPE(0112/2///61987#ABC105) 0112/2///61987#ABC105 - Assigned actual volume flow range |  |  |  |  | DEPENDENT_P_DET | [5 empty] | 0112/2///61987#ABC121 - Assigned variable [4] | 0112/2///61987#ABA000 |  |  |  | Standard |  |  |  | SC65E – IEC 61987 | 0112/2///61987#ABU297 - assigned variable type [4] | C00004 |  | 0112-2---61987#ABU339 | https://cdd.iec.ch/cdd/iec61987/iec61987.nsf/PropertiesAllVersions/0112-2---61987%23ABU339
0112/2///61987#ABA945 | 006 | 01 | 0112/2///61987#ABA945#006 | method of cleaning |  |  |  |  | applied method of cleaning | [5 empty] | ENUM_CODE_TYPE(0112/2///61987#ABJ741) |  |  |  |  | DEPENDENT_P_DET |  |  | 0112/2///61987#ABJ741 | 0112/2///61987#ABK547 - alkaline solution0112/2///61987#ABK548 - acid solution0112/2///61987#ABK549 - CIP (cleaning in place)0112/2///61987#ABK550 - pig0112/2///61987#ABK551 - SIP (sterilization in place)0112/2///61987#ABK552 - steam lance0112/2///61987#ABK553 - steam nozzle0112/2///61987#ABK554 - steam strainer0112/2///61987#ABI407 - others |  | 0112/2///61987#ABC186 - Design conditions for external cleaning in place0112/2///61987#ABC187 - Design conditions for internal cleaning in place | 0112/2///61987#ABA000 |  |  |  | Standard |  |  |  | SC65E – IEC 61987 | 0112/2///61987#ABI406 - empty_property | C00091 |  | 0112-2---61987#ABA945 | https://cdd.iec.ch/cdd/iec61987/iec61987.nsf/PropertiesAllVersions/0112-2---61987%23ABA945
0112/2///61987#ABB940 | 001 | 02 | 0112/2///61987#ABB940#001 | material of pneumatic/hydraulic connection |  |  |  |  | material of which a pneumatic or hydraulic connection is made | [5 empty] | STRING_TYPE |  |  |  |  | NON_DEPENDENT_P_DET | [5 empty] | 0112/2///61987#ABC513 - Pneumatic/hydraulic connection | 0112/2///61987#ABA000 |  |  |  | Standard |  |  |  | SC65E – IEC 61987 | - | C00004 |  | 0112-2---61987#ABB940 | https://cdd.iec.ch/cdd/iec61987/iec61987.nsf/PropertiesAllVersions/0112-2---61987%23ABB940
0112/2///61987#ABB638 | 003 | 01 | 0112/2///61987#ABB638#003 | reference ambient temperature of the electronics |  |  |  |  | ambient temperature of electronics at which the performance of a device was tested |  |  | °C |  |  | LEVEL(MIN,NOM,MAX) OF REAL_MEASURE_TYPE |  |  |  |  | NON_DEPENDENT_P_DET | [5 empty] | 0112/2///61987#ABC563 - Reference ambient conditions0112/2///61987#ABP064 - Reference ambient conditions [I/O module] | 0112/2///61987#ABA000 | 0112/2///62720#UAA033 - degree Celsius |  | 0112/2///61987#ABT514 - Temperature | Standard |  |  |  | SC65E – IEC 61987 | - | C00004 |  | 0112-2---61987#ABB638 | https://cdd.iec.ch/cdd/iec61987/iec61987.nsf/PropertiesAllVersions/0112-2---61987%23ABB638
0112/2///61987#ABD543 | 002 | 02 | 0112/2///61987#ABD543#002 | breakaway torque to close |  |  |  |  | torque needed to overcome static friction when a rotary valve is to be moved from the position open in the direction of closing |  |  | kN·m |  |  | REAL_MEASURE_TYPE |  |  |  |  | NON_DEPENDENT_P_DET | [5 empty] | 0112/2///61987#ABD816 - Calculation results of control devices | 0112/2///61987#ABA000 | 0112/2///62720#UAA574 - kilonewton metre |  | 0112/2///61987#ABT538 - Moment of force | Standard |  |  |  |  | - | C00018 |  | 0112-2---61987#ABD543 | https://cdd.iec.ch/cdd/iec61987/iec61987.nsf/PropertiesAllVersions/0112-2---61987%23ABD543
0112/2///61987#ABB348 | 005 | 01 | 0112/2///61987#ABB348#005 | number of physical locations |  |  |  |  | @number of physical locations |  | cardinality property |  |  |  | INT_TYPE |  |  |  |  | CONDITION_DET | [5 empty] | 0112/2///61987#ABA003 - Operating LOP for flow measuring equipment0112/2///61987#ABA026 - Operating LOP for pressure measuring equipment0112/2///61987#ABE307 - Operating LOP for valve body assembly and process pressure regulator0112/2///61987#ABE308 - Operating LOP for valve/actuator accessories0112/2///61987#ABE309 - Operating LOP for actuator0112/2///61987#ABE644 - Generic operating LOP for system components0112/2///61987#ABE727 - Operating LOP for level measuring equipment0112/2///61987#ABF867 - Operating LOP for temperature measuring equipment0112/2///61987#ABF868 - Operating LOP for density measuring equipment0112/2///61987#ABP284 - Operating LOP for infrastructure devices | 0112/2///61987#ABA000 |  |  |  | Standard |  |  |  | SC65E – IEC 61987 | - | C00004 |  | 0112-2---61987#ABB348 | https://cdd.iec.ch/cdd/iec61987/iec61987.nsf/PropertiesAllVersions/0112-2---61987%23ABB348
0112/2///61987#ABG952 | 001 | 01 | 0112/2///61987#ABG952#001 | reference to Mechanical and electrical construction [temperature connection head] |  |  |  |  | reference to block ABG392 | [5 empty] | CLASS_REFERENCE_TYPE(0112/2///61987#ABG392) 0112/2///61987#ABG392 - Mechanical and electrical construction [temperature connection head] |  |  |  |  | NON_DEPENDENT_P_DET | [5 empty] | 0112/2///61987#ABE762 - Device LOP for temperature connection head | 0112/2///61987#ABA000 |  |  |  | Standard |  | IEC 61987 | IEC | SC65E | - | C00019 | 001-01 (2018-03-28 07:27:12 by BATCH 00000762) standard | 0112-2---61987#ABG952 | https://cdd.iec.ch/cdd/iec61987/iec61987.nsf/PropertiesAllVersions/0112-2---61987%23ABG952
0112/2///61987#ABB298 | 002 | 01 | 0112/2///61987#ABB298#002 | reference liquid temperature for specific gravity |  |  |  |  | temperature of the liquid on which a statement of relative density is based |  |  | °C |  |  | REAL_MEASURE_TYPE |  |  |  |  | NON_DEPENDENT_P_DET | [5 empty] | 0112/2///61987#ABC103 - Aqueous phase0112/2///61987#ABC323 - Liquid phase0112/2///61987#ABC447 - Non-aqueous liquid phase0112/2///61987#ABC597 - Solid/particle phase [pressure]0112/2///61987#ABC598 - Solid/particle phase [flow]0112/2///61987#ABD833 - Liquid phase [valves]0112/2///61987#ABG459 - Aqueous phase [level]0112/2///61987#ABG460 - Aqueous phase [density]0112/2///61987#ABG461 - Non-aqueous liquid phase [level]0112/2///61987#ABG462 - Non-aqueous liquid phase [density]0112/2///61987#ABG465 - Solid/particle phase [level]0112/2///61987#ABG466 - Solid/particle phase [density]0112/2///61987#ABG475 - Normal process design conditions [4]0112/2///61987#ABH067 - Intermediate phase [level]0112/2///61987#ABH071 - Fluid phase design conditions0112/2///61987#ABH168 - Parameters of differential pressure level measurement0112/2///61987#ABH190 - Foam phase [level]0112/2///61987#ABH344 - Normal process design conditions [7] | 0112/2///61987#ABA000 | 0112/2///62720#UAA033 - degree Celsius |  | 0112/2///61987#ABT514 - Temperature | Standard |  |  |  | SC65E – IEC 61987 | - | C00004 |  | 0112-2---61987#ABB298 | https://cdd.iec.ch/cdd/iec61987/iec61987.nsf/PropertiesAllVersions/0112-2---61987%23ABB298
0112/2///61987#ABB513 | 007 | 01 | 0112/2///61987#ABB513#007 | reference standard |  |  |  |  | standard on which statements on a particular property refer | [5 empty] | STRING_TYPE |  |  |  |  | NON_DEPENDENT_P_DET | [5 empty] | 0112/2///61987#ABC142 - Binary input0112/2///61987#ABC404 - Material test certificate0112/2///61987#ABC531 - Pressure test approval0112/2///61987#ABE570 - Solenoid valve binary input0112/2///61987#ABF289 - RTD/thermocouple probe output0112/2///61987#ABP298 - Reference document0112/2///61987#ABC141 - Binary transistor/triac output0112/2///61987#ABC144 - Binary relay output0112/2///61987#ABP021 - Binary input [I/O module] | 0112/2///61987#ABA000 |  |  |  | Standard |  |  |  | SC65E – IEC 61987 | - | C00004 |  | 0112-2---61987#ABB513 | https://cdd.iec.ch/cdd/iec61987/iec61987.nsf/PropertiesAllVersions/0112-2---61987%23ABB513
0112/2///61987#ABF476 | 002 | 01 | 0112/2///61987#ABF476#002 | type of radiation interference prevention measure |  |  |  |  | classification of a radiation interference prevention measure according to its technical realization | [5 empty] | ENUM_CODE_TYPE(0112/2///61987#ABL620) |  |  |  |  | DEPENDENT_P_DET |  |  | 0112/2///61987#ABL620 | 0112/2///61987#ABN096 - shielding0112/2///61987#ABN097 - RID0112/2///61987#ABN098 - modulator0112/2///61987#ABN099 - no measure0112/2///61987#ABI407 - others |  | 0112/2///61987#ABF463 - Nuclear source | 0112/2///61987#ABA000 |  |  |  | Standard |  | IEC 61987 | IEC | SC65E | 0112/2///61987#ABI406 - empty_property | C00091 |  | 0112-2---61987#ABF476 | https://cdd.iec.ch/cdd/iec61987/iec61987.nsf/PropertiesAllVersions/0112-2---61987%23ABF476
0112/2///61987#ABI092 | 001 | 01 | 0112/2///61987#ABI092#001 | CALIBRATION_POINT_HIGH |  |  |  |  | parameter setting the upper calibration point of a device | [5 empty] | LIST(1,2) OF REAL_TYPE |  |  |  |  | NON_DEPENDENT_P_DET | [5 empty] | 0112/2///61987#ABJ609 - SENSOR_CALIBRATION | 0112/2///61987#ABA000 |  |  |  | Standard |  |  |  | SC65E – IEC 61987 | - | C00019 | 001-01 (2019-03-08 15:35:31 by BATCH 00000766) standard | 0112-2---61987#ABI092 | https://cdd.iec.ch/cdd/iec61987/iec61987.nsf/PropertiesAllVersions/0112-2---61987%23ABI092
0112/2///61987#ABF764 | 001 | 01 | 0112/2///61987#ABF764#001 | reference to Indicator for sight glass |  |  |  |  | reference to block ABF277 | [5 empty] | CLASS_REFERENCE_TYPE(0112/2///61987#ABF277) 0112/2///61987#ABF277 - Indicator for sight glass |  |  |  |  | NON_DEPENDENT_P_DET | [5 empty] | 0112/2///61987#ABF276 - Structural design of a sight level gauge | 0112/2///61987#ABA000 |  |  |  | Standard |  | IEC 61987 | IEC | SC65E | - | C00018 | 001-01 (2018-03-28 07:27:09 by BATCH 00000762) standard | 0112-2---61987#ABF764 | https://cdd.iec.ch/cdd/iec61987/iec61987.nsf/PropertiesAllVersions/0112-2---61987%23ABF764
0112/2///61987#ABF420 | 001 | 01 | 0112/2///61987#ABF420#001 | quantity of identical temperature sensors |  |  |  |  | number of temperature sensors with the same specifications | [5 empty] | INT_TYPE |  |  |  |  | NON_DEPENDENT_P_DET | [5 empty] | 0112/2///61987#ABF417 - Temperature sensor | 0112/2///61987#ABA000 |  |  |  | Standard |  | IEC 61987 | IEC | SC65E | - | C00019 | 001-01 (2018-03-28 07:27:06 by BATCH 00000762) standard | 0112-2---61987#ABF420 | https://cdd.iec.ch/cdd/iec61987/iec61987.nsf/PropertiesAllVersions/0112-2---61987%23ABF420
0112/2///61987#ABP195 | 001 | 01 | 0112/2///61987#ABP195#001 | set filter level |  |  |  |  | set level of a filter which is used to smooth a signal | [5 empty] | STRING_TYPE |  |  |  |  | NON_DEPENDENT_P_DET | [5 empty] | 0112/2///61987#ABP017 - Analog to digital conversion | 0112/2///61987#ABA000 |  |  |  | Standard |  | IEC 61987 | IEC | IEC/SC 65E | - | C00128 | 001-01 (2023-01-23 14:53:53 by BATCH 00000807) standard | 0112-2---61987#ABP195 | https://cdd.iec.ch/cdd/iec61987/iec61987.nsf/PropertiesAllVersions/0112-2---61987%23ABP195
0112/2///61987#ABC903 | 004 | 02 | 0112/2///61987#ABC903#004 | reference to Indication style |  |  |  |  | reference to block ABC273 | [5 empty] | CLASS_REFERENCE_TYPE(0112/2///61987#ABC273) 0112/2///61987#ABC273 - Indication style |  |  |  |  | DEPENDENT_P_DET | [5 empty] | 0112/2///61987#ABC194 - Diagnosis0112/2///61987#ABE716 - Diagnosis [2] | 0112/2///61987#ABA000 |  |  |  | Standard |  | IEC 61987 | IEC | IEC SC65E | 0112/2///61987#ABB594 - number of indication styles | C00112 |  | 0112-2---61987#ABC903 | https://cdd.iec.ch/cdd/iec61987/iec61987.nsf/PropertiesAllVersions/0112-2---61987%23ABC903
0112/2///61987#ABC866 | 003 | 02 | 0112/2///61987#ABC866#003 | reference to Explosion protection parameters for intrinsic safety (active) |  |  |  |  | reference to block ABC236 | [5 empty] | CLASS_REFERENCE_TYPE(0112/2///61987#ABC236) 0112/2///61987#ABC236 - Explosion protection parameters for intrinsic safety (active) |  |  |  |  | DEPENDENT_P_DET | [5 empty] | 0112/2///61987#ABC219 - Electrical power output circuit | 0112/2///61987#ABA000 |  |  |  | Standard |  | IEC 61987 | IEC | IEC SC65E | 0112/2///61987#ABA390 - number of explosion protection parameters for intrinsic safety | C00112 |  | 0112-2---61987#ABC866 | https://cdd.iec.ch/cdd/iec61987/iec61987.nsf/PropertiesAllVersions/0112-2---61987%23ABC866
0112/2///61987#ABP276 | 001 | 01 | 0112/2///61987#ABP276#001 | reference to Selectable RMS voltage input range |  |  |  |  | reference to block ABP072 | [5 empty] | CLASS_REFERENCE_TYPE(0112/2///61987#ABP072) 0112/2///61987#ABP072 - Selectable RMS voltage input range |  |  |  |  | DEPENDENT_P_DET | [5 empty] | 0112/2///61987#ABP069 - RMS input | 0112/2///61987#ABA000 |  |  |  | Standard |  | IEC 61987 | IEC | IEC/SC 65E | 0112/2///61987#ABP087 - number of selectable RMS voltage input ranges | C00128 | 001-01 (2023-01-23 14:53:53 by BATCH 00000807) standard | 0112-2---61987#ABP276 | https://cdd.iec.ch/cdd/iec61987/iec61987.nsf/PropertiesAllVersions/0112-2---61987%23ABP276
0112/2///61987#ABB926 | 004 | 01 | 0112/2///61987#ABB926#004 | maximum permissible current |  |  |  |  | highest current that is allowed to flow in a device circuit |  |  | A |  |  | REAL_MEASURE_TYPE |  |  |  |  | NON_DEPENDENT_P_DET | [5 empty] | 0112/2///61987#ABC581 - Restricted electrical parameters | 0112/2///61987#ABA000 | 0112/2///62720#UAA101 - ampere |  | 0112/2///61987#ABT567 - Electrical current | Standard |  |  |  | SC65E – IEC 61987 | - | C00004 |  | 0112-2---61987#ABB926 | https://cdd.iec.ch/cdd/iec61987/iec61987.nsf/PropertiesAllVersions/0112-2---61987%23ABB926
0112/2///61987#ABE992 | 001 | 01 | 0112/2///61987#ABE992#001 | switching distance referenced to the insertion length |  |  |  |  | for vertical or inclined deployment, vertical distance between the tip of a point level probe and the point at which the process material triggers the point level signal for rising level; for horizontal deployment, the vertical distance between the center |  |  | mm |  |  | REAL_MEASURE_TYPE |  |  |  |  | NON_DEPENDENT_P_DET | [5 empty] | 0112/2///61987#ABE991 - Measuring range for point level | 0112/2///61987#ABA000 | 0112/2///62720#UAA862 - millimetre |  | 0112/2///61987#ABT548 - Length short | Standard |  | IEC 61987 | IEC | SC65E | - | C00018 | 001-01 (2018-03-28 07:27:03 by BATCH 00000762) standard | 0112-2---61987#ABE992 | https://cdd.iec.ch/cdd/iec61987/iec61987.nsf/PropertiesAllVersions/0112-2---61987%23ABE992
0112/2///61987#ABF785 | 001 | 01 | 0112/2///61987#ABF785#001 | reference to Cable or tube |  |  |  |  | reference to block ABF353 | [5 empty] | CLASS_REFERENCE_TYPE(0112/2///61987#ABF353) 0112/2///61987#ABF353 - Cable or tube |  |  |  |  | NON_DEPENDENT_P_DET | [5 empty] | 0112/2///61987#ABF348 - Immersible probe or transmitter | 0112/2///61987#ABA000 |  |  |  | Standard |  | IEC 61987 | IEC | SC65E | - | C00018 | 001-01 (2018-03-28 07:27:09 by BATCH 00000762) standard | 0112-2---61987#ABF785 | https://cdd.iec.ch/cdd/iec61987/iec61987.nsf/PropertiesAllVersions/0112-2---61987%23ABF785
0112/2///61987#ABH587 | 001 | 01 | 0112/2///61987#ABH587#001 | value of mass digital output |  |  |  |  | digital reading of a value representing a mass variable |  |  | kg |  |  | REAL_MEASURE_TYPE |  |  |  |  | NON_DEPENDENT_P_DET | [5 empty] | 0112/2///61987#ABH659 - Output values of mass | 0112/2///61987#ABA000 | 0112/2///62720#UAA594 - kilogram |  | 0112/2///61987#ABT546 - Mass | Standard |  | IEC 61987 |  | SC65E – IEC 61987 | - | C00018 | 001-01 (2019-03-08 15:35:29 by BATCH 00000766) standard | 0112-2---61987#ABH587 | https://cdd.iec.ch/cdd/iec61987/iec61987.nsf/PropertiesAllVersions/0112-2---61987%23ABH587
0112/2///61987#ABA075 | 001 | 03 | 0112/2///61987#ABA075#001 | quantity of function blocks |  |  |  |  | number of function blocks of the same type provided by the device | [5 empty] | INT_TYPE |  |  |  |  | NON_DEPENDENT_P_DET | [5 empty] | 0112/2///61987#ABC256 - Function block | 0112/2///61987#ABA000 |  |  |  | Standard |  |  |  | SC65E – IEC 61987 | - | C00004 |  | 0112-2---61987#ABA075 | https://cdd.iec.ch/cdd/iec61987/iec61987.nsf/PropertiesAllVersions/0112-2---61987%23ABA075
0112/2///61987#ABP132 | 001 | 01 | 0112/2///61987#ABP132#001 | maximum measured voltage |  |  |  |  | highest voltage measured under given conditions |  |  | V |  |  | REAL_MEASURE_TYPE |  |  |  |  | NON_DEPENDENT_P_DET | [5 empty] | 0112/2///61987#ABP283 - Resistance to earth | 0112/2///61987#ABA000 | 0112/2///62720#UAA296 - volt |  | 0112/2///61987#ABT506 - Voltage | Standard |  | IEC 61987 | IEC | IEC/SC 65E | - | C00128 | 001-01 (2023-01-23 14:53:52 by BATCH 00000807) standard | 0112-2---61987#ABP132 | https://cdd.iec.ch/cdd/iec61987/iec61987.nsf/PropertiesAllVersions/0112-2---61987%23ABP132
0112/2///61987#ABH522 | 001 | 01 | 0112/2///61987#ABH522#001 | type of valve performance test |  |  |  |  | classification of the valve performance test according to the kind of realization | [5 empty] | STRING_TYPE |  |  |  |  | NON_DEPENDENT_P_DET | [5 empty] | 0112/2///61987#ABD963 - Parameters of positioner | 0112/2///61987#ABA000 |  |  |  | Standard |  | IEC 61987 |  | SC65E – IEC 61987 | - | C00018 | 001-01 (2018-03-28 07:27:16 by BATCH 00000762) standard | 0112-2---61987#ABH522 | https://cdd.iec.ch/cdd/iec61987/iec61987.nsf/PropertiesAllVersions/0112-2---61987%23ABH522
0112/2///61987#ABD591 | 001 | 04 | 0112/2///61987#ABD591#001 | force of spring at 100% travel |  |  |  |  | tension of an actuator spring at full travel |  |  | kN |  |  | REAL_MEASURE_TYPE |  |  |  |  | NON_DEPENDENT_P_DET | [5 empty] | 0112/2///61987#ABE032 - Structural design of a pneumatic linear actuator | 0112/2///61987#ABA000 | 0112/2///62720#UAA573 - kilonewton |  | 0112/2///61987#ABT562 - Force | Standard |  |  |  |  | - | C00004 |  | 0112-2---61987#ABD591 | https://cdd.iec.ch/cdd/iec61987/iec61987.nsf/PropertiesAllVersions/0112-2---61987%23ABD591
0112/2///61987#ABI505 | 001 | 01 | 0112/2///61987#ABI505#001 | number of repair concepts |  |  |  |  | cardinality property for repair concept | [5 empty] | INT_TYPE |  |  |  |  | CONDITION_DET | [5 empty] | 0112/2///61987#ABI470 - Maintenance/service and repair | 0112/2///61987#ABA000 |  |  |  | Standard |  |  |  | SC65E – IEC 61987 | - | C00018 | 001-01 (2019-03-08 15:35:32 by BATCH 00000766) standard | 0112-2---61987#ABI505 | https://cdd.iec.ch/cdd/iec61987/iec61987.nsf/PropertiesAllVersions/0112-2---61987%23ABI505
0112/2///61987#ABB587 | 001 | 04 | 0112/2///61987#ABB587#001 | brightness of display |  |  |  |  | luminosity of a display |  |  | cd/m² |  |  | REAL_MEASURE_TYPE |  |  |  |  | NON_DEPENDENT_P_DET | [5 empty] | 0112/2///61987#ABC205 - Display | 0112/2///61987#ABA000 | 0112/2///62720#UAA371 - candela per metre squared |  | 0112/2///61987#ABT586 - Luminance | Standard |  |  |  | SC65E – IEC 61987 | - | C00004 |  | 0112-2---61987#ABB587 | https://cdd.iec.ch/cdd/iec61987/iec61987.nsf/PropertiesAllVersions/0112-2---61987%23ABB587
0112/2///61987#ABD039 | 001 | 05 | 0112/2///61987#ABD039#001 | reference to Measured variable [3] |  |  |  |  | reference to block ABC409 | [5 empty] | CLASS_REFERENCE_TYPE(0112/2///61987#ABC409) 0112/2///61987#ABC409 - Measured variable [3] |  |  |  |  | DEPENDENT_P_DET | [5 empty] | 0112/2///61987#ABC292 - Input [3]0112/2///61987#ABC293 - Input [4]0112/2///61987#ABC294 - Input [5]0112/2///61987#ABC295 - Input [6]0112/2///61987#ABC296 - Input [7]0112/2///61987#ABC297 - Input [8] | 0112/2///61987#ABA000 |  |  |  | Standard |  | IEC 61987 | IEC | IEC SC65E | 0112/2///61987#ABB065 - number of measured variables | C00112 |  | 0112-2---61987#ABD039 | https://cdd.iec.ch/cdd/iec61987/iec61987.nsf/PropertiesAllVersions/0112-2---61987%23ABD039
0112/2///61987#ABA597 | 001 | 04 | 0112/2///61987#ABA597#001 | critical pressure |  |  |  |  | absolute pressure of a vapour at the critical temperature | Critical temperature and critical pressure form the critical point |  | bar |  |  | REAL_MEASURE_TYPE |  |  |  |  | NON_DEPENDENT_P_DET | [5 empty] | 0112/2///61987#ABC469 - Other material properties0112/2///61987#ABD833 - Liquid phase [valves]0112/2///61987#ABD881 - Gas phase [valves]0112/2///61987#ABE045 - Vapor phase [valves] | 0112/2///61987#ABA000 | 0112/2///62720#UAA323 - bar |  | 0112/2///61987#ABT524 - Pressure | Standard |  |  |  | SC65E – IEC 61987 | - | C00004 |  | 0112-2---61987#ABA597 | https://cdd.iec.ch/cdd/iec61987/iec61987.nsf/PropertiesAllVersions/0112-2---61987%23ABA597
0112/2///61987#ABB309 | 002 | 01 | 0112/2///61987#ABB309#002 | reactivity hazard rating |  |  |  |  | classification of the reactivity of a substance according to a rating standard | [5 empty] | ENUM_CODE_TYPE(0112/2///61987#ABJ767) |  |  |  |  | DEPENDENT_P_DET |  |  | 0112/2///61987#ABJ767 | 0112/2///61987#ABL101 - 00112/2///61987#ABL102 - 10112/2///61987#ABL103 - 20112/2///61987#ABL104 - 30112/2///61987#ABL105 - 40112/2///61987#ABI407 - others |  | 0112/2///61987#ABC469 - Other material properties0112/2///61987#ABD955 - Other process material properties [2] | 0112/2///61987#ABA000 |  |  |  | Standard |  |  |  | SC65E – IEC 61987 | 0112/2///61987#ABI406 - empty_property | C00091 |  | 0112-2---61987#ABB309 | https://cdd.iec.ch/cdd/iec61987/iec61987.nsf/PropertiesAllVersions/0112-2---61987%23ABB309
0112/2///61987#ABH030 | 001 | 01 | 0112/2///61987#ABH030#001 | reference to Installation design conditions [4] |  |  |  |  | reference to block ABG470 | [5 empty] | CLASS_REFERENCE_TYPE(0112/2///61987#ABG470) 0112/2///61987#ABG470 - Installation design conditions [4] |  |  |  |  | NON_DEPENDENT_P_DET | [5 empty] | 0112/2///61987#ABG469 - Operating conditions for device design [density] | 0112/2///61987#ABA000 |  |  |  | Standard |  | IEC 61987 | IEC | SC65E | - | C00018 | 001-01 (2018-03-28 07:27:13 by BATCH 00000762) standard | 0112-2---61987#ABH030 | https://cdd.iec.ch/cdd/iec61987/iec61987.nsf/PropertiesAllVersions/0112-2---61987%23ABH030
0112/2///61987#ABB683 | 002 | 01 | 0112/2///61987#ABB683#002 | reference base for maximum influence of process pressure |  |  |  |  | basis for stating a maximum percentage influence of process pressure | [5 empty] | ENUM_CODE_TYPE(0112/2///61987#ABJ764) |  |  |  |  | DEPENDENT_P_DET |  |  | 0112/2///61987#ABJ764 | 0112/2///61987#ABL009 - relative to calibrated span0112/2///61987#ABL010 - relative to full scale0112/2///61987#ABL011 - relative to measured value0112/2///61987#ABL012 - relative to measuring upper range-limit0112/2///61987#ABL013 - relative to span0112/2///61987#ABI407 - others |  | 0112/2///61987#ABJ593 - Influence of external quantities expressed as a percentage [5]0112/2///61987#ABC276 - Influence of external quantities expressed as a percentage0112/2///61987#ABG314 - Influence of external quantities expressed as a percentage [4] | 0112/2///61987#ABA000 |  |  |  | Standard |  |  |  | SC65E – IEC 61987 | 0112/2///61987#ABI406 - empty_property | C00091 |  | 0112-2---61987#ABB683 | https://cdd.iec.ch/cdd/iec61987/iec61987.nsf/PropertiesAllVersions/0112-2---61987%23ABB683
0112/2///61987#ABD184 | 001 | 02 | 0112/2///61987#ABD184#001 | reference to Pulse signal on alarm |  |  |  |  | reference to block ABC554 | [5 empty] | CLASS_REFERENCE_TYPE(0112/2///61987#ABC554) 0112/2///61987#ABC554 - Pulse signal on alarm |  |  |  |  | NON_DEPENDENT_P_DET | [5 empty] | 0112/2///61987#ABC552 - Pulse input/output parameters | 0112/2///61987#ABA000 |  |  |  | Standard |  |  |  | SC65E – IEC 61987 | - | C00004 |  | 0112-2---61987#ABD184 | https://cdd.iec.ch/cdd/iec61987/iec61987.nsf/PropertiesAllVersions/0112-2---61987%23ABD184
0112/2///61987#ABD708 | 002 | 01 | 0112/2///61987#ABD708#002 | set point gauge pressure |  |  |  |  | gauge pressure value at the device outlet to which a pressure reducing regulator or a back pressure regulator is adjusted |  |  | bar |  |  | REAL_MEASURE_TYPE |  |  |  |  | NON_DEPENDENT_P_DET | [5 empty] | 0112/2///61987#ABD964 - Parameters of valve body assembly [4]0112/2///61987#ABE560 - Parameters of filter regulator | 0112/2///61987#ABA000 | 0112/2///62720#UAA323 - bar |  | 0112/2///61987#ABT524 - Pressure | Standard |  |  |  |  | - | C00004 |  | 0112-2---61987#ABD708 | https://cdd.iec.ch/cdd/iec61987/iec61987.nsf/PropertiesAllVersions/0112-2---61987%23ABD708
0112/2///61987#ABU646 | 001 | 01 | 0112/2///61987#ABU646#001 | reference to Function and system design |  |  |  |  | reference to block ABC255 | [5 empty] | CLASS_REFERENCE_TYPE(0112/2///61987#ABC255) 0112/2///61987#ABC255 - Function and system design [1] |  |  |  |  | NON_DEPENDENT_P_DET | [5 empty] | 0112/2///61987#ABF858 - Device LOP for buoyancy density transmitter0112/2///61987#ABF859 - Device LOP for refractive index density transmitter0112/2///61987#ABF860 - Device LOP for vibrating tube density transmitter0112/2///61987#ABF861 - Device LOP for radiometric density transmitter0112/2///61987#ABF862 - Device LOP for vibrating fork/rod density transmitter0112/2///61987#ABF863 - Device LOP for ultrasonic density transmitter0112/2///61987#ABF864 - Device LOP for microwave density transmitter0112/2///61987#ABF865 - Device LOP for density transmitter0112/2///61987#ABF866 - Device LOP for separate density transmitter | 0112/2///61987#ABA000 |  |  |  | Standard |  | IEC 61987 | IEC | SC65E | - | C00017 | 001-01 (2018-03-28 07:27:21 by BATCH 00000762) standard | 0112-2---61987#ABU646 | https://cdd.iec.ch/cdd/iec61987/iec61987.nsf/PropertiesAllVersions/0112-2---61987%23ABU646
0112/2///61987#ABA185 | 002 | 01 | 0112/2///61987#ABA185#002 | counter reset |  |  |  |  | ability of a counter to be reset | [5 empty] | ENUM_CODE_TYPE(0112/2///61987#ABL598) |  |  |  |  | DEPENDENT_P_DET |  |  | 0112/2///61987#ABL598 | 0112/2///61987#ABN013 - resettable0112/2///61987#ABN014 - non-resettable0112/2///61987#ABI407 - others |  | 0112/2///61987#ABC040 - Totalizer indicator [2]0112/2///61987#ABC655 - Totalizer indicator [1]0112/2///61987#ABC552 - Pulse input/output parameters | 0112/2///61987#ABA000 |  |  |  | Standard |  |  |  | SC65E – IEC 61987 | 0112/2///61987#ABI406 - empty_property | C00091 |  | 0112-2---61987#ABA185 | https://cdd.iec.ch/cdd/iec61987/iec61987.nsf/PropertiesAllVersions/0112-2---61987%23ABA185
0112/2///61987#ABA357 | 001 | 04 | 0112/2///61987#ABA357#001 | upper range-value of pressure | upper range-value |  |  |  | pressure value assigned to the upper range end-value of the input or output signal |  |  | bar |  |  | REAL_MEASURE_TYPE |  |  |  |  | NON_DEPENDENT_P_DET | [5 empty] | 0112/2///61987#ABC115 - Assigned pressure range | 0112/2///61987#ABA000 | 0112/2///62720#UAA323 - bar |  | 0112/2///61987#ABT524 - Pressure | Standard |  |  |  | SC65E – IEC 61987 | - | C00004 |  | 0112-2---61987#ABA357 | https://cdd.iec.ch/cdd/iec61987/iec61987.nsf/PropertiesAllVersions/0112-2---61987%23ABA357
0112/2///61987#ABA222 | 001 | 04 | 0112/2///61987#ABA222#001 | maximum supply voltage (Voc) |  |  |  |  | maximum voltage of a power source |  |  | V |  |  | REAL_MEASURE_TYPE |  |  |  |  | NON_DEPENDENT_P_DET | [5 empty] | 0112/2///61987#ABC217 - Electrical parameters of power supply | 0112/2///61987#ABA000 | 0112/2///62720#UAA296 - volt |  | 0112/2///61987#ABT506 - Voltage | Standard |  |  |  | SC65E – IEC 61987 | - | C00004 |  | 0112-2---61987#ABA222 | https://cdd.iec.ch/cdd/iec61987/iec61987.nsf/PropertiesAllVersions/0112-2---61987%23ABA222
0112/2///61987#ABF130 | 001 | 01 | 0112/2///61987#ABF130#001 | reference length for gas phase compensation |  |  |  |  | length of a component provided to correct measuring effects resulting from the gas phase |  |  | mm |  |  | REAL_MEASURE_TYPE |  |  |  |  | NON_DEPENDENT_P_DET | [5 empty] | 0112/2///61987#ABF118 - Microwave probe | 0112/2///61987#ABA000 | 0112/2///62720#UAA862 - millimetre |  | 0112/2///61987#ABT548 - Length short | Standard |  | IEC 61987 | IEC | SC65E | - | C00018 | 001-01 (2018-03-28 07:27:04 by BATCH 00000762) standard | 0112-2---61987#ABF130 | https://cdd.iec.ch/cdd/iec61987/iec61987.nsf/PropertiesAllVersions/0112-2---61987%23ABF130
0112/2///61987#ABF486 | 002 | 01 | 0112/2///61987#ABF486#002 | type of remote indication of container |  |  |  |  | classification of a remote indication according to the states indicated | [5 empty] | ENUM_CODE_TYPE(0112/2///61987#ABL557) |  |  |  |  | DEPENDENT_P_DET |  |  | 0112/2///61987#ABL557 | 0112/2///61987#ABL215 - open0112/2///61987#ABL216 - closed0112/2///61987#ABI407 - others |  | 0112/2///61987#ABF465 - Container of nuclear source | 0112/2///61987#ABA000 |  |  |  | Standard |  | IEC 61987 | IEC | SC65E | 0112/2///61987#ABI406 - empty_property | C00091 |  | 0112-2---61987#ABF486 | https://cdd.iec.ch/cdd/iec61987/iec61987.nsf/PropertiesAllVersions/0112-2---61987%23ABF486
0112/2///61987#ABV233 | 002 | 05 | 0112/2///61987#ABV233#002 | reference to Design ratings for thermowell |  |  |  |  | reference to block ABV238 | [5 empty] | CLASS_REFERENCE_TYPE(0112/2///61987#ABV238) 0112/2///61987#ABV238 - Design ratings for thermowell |  |  |  |  | DEPENDENT_P_DET | [5 empty] | 0112/2///61987#ABG323 - Rated operating conditions [18] | 0112/2///61987#ABA000 |  |  |  | Standard |  | IEC 61987 | IEC | IEC SC65E | 0112/2///61987#ABF555 - number of design ratings for thermowell | C00112 |  | 0112-2---61987#ABV233 | https://cdd.iec.ch/cdd/iec61987/iec61987.nsf/PropertiesAllVersions/0112-2---61987%23ABV233
0112/2///61987#ABE392 | 002 | 01 | 0112/2///61987#ABE392#002 | reference to Overall dimensions and weight [2] |  |  |  |  | reference to block ABE391 | [5 empty] | CLASS_REFERENCE_TYPE(0112/2///61987#ABE391) 0112/2///61987#ABE391 - Overall dimensions and weight [2] |  |  |  |  | NON_DEPENDENT_P_DET | [5 empty] | 0112/2///61987#ABD929 - Mechanical and electrical construction [globe valve]0112/2///61987#ABD930 - Mechanical and electrical construction [ball valve]0112/2///61987#ABD931 - Mechanical and electrical construction [pressure reducing regulator or back pressure/excess pressure regulator]0112/2///61987#ABD933 - Mechanical and electrical construction [butterfly valve]0112/2///61987#ABD935 - Mechanical and electrical construction [plug valve]0112/2///61987#ABD936 - Mechanical and electrical construction [diaphragm/pinch valve]0112/2///61987#ABD937 - Mechanical and electrical construction [eccentric plug valve]0112/2///61987#ABD939 - Mechanical and electrical construction [gate valve]0112/2///61987#ABD940 - Mechanical and electrical construction [valve body assembly]0112/2///61987#ABE612 - Mechanical and electrical construction [restriction orifice/diffuser] | 0112/2///61987#ABA000 |  |  |  | Standard |  |  |  | SC65E – IEC 61987 | - | C00004 |  | 0112-2---61987#ABE392 | https://cdd.iec.ch/cdd/iec61987/iec61987.nsf/PropertiesAllVersions/0112-2---61987%23ABE392
0112/2///61987#ABU885 | 001 | 01 | 0112/2///61987#ABU885#001 | output type [26] |  |  |  |  | polymorphism property allowing selection of an output type for a device |  | Polymorphic control property |  |  |  | ENUM_STRING_TYPE(0112/2///61987#ABU817(Analog current output [8],Analog voltage output [8],Frequency output [8],Binary output IEC 60947-5-6 (NAMUR),0112/2///61987#Binary current output,0112/2///61987#Binary isolated output,0112/2///61987#Binary electronic output,0112/2///61987#Manufacturer-specific output [8],0112/2///61987#Pneumatic/hydraulic output [8],0112/2///61987#Binary pneumatic/hydraulic output)) |  |  |  |  | CONDITION_DET |  |  | 0112/2///61987#ABU817 | 0112/2///61987#ABU727 - IEC61987-11 Name of Analog current output [8]0112/2///61987#ABU728 - IEC61987-11 Name of Analog voltage output [8]0112/2///61987#ABU729 - IEC61987-11 Name of Frequency output [8]0112/2///61987#ABU793 - IEC61987-11 Name of Binary output IEC 60947-5-6 (NAMUR)0112/2///61987#ABU794 - IEC61987-11 Name of Binary current output0112/2///61987#ABU795 - IEC61987-11 Name of Binary isolated output0112/2///61987#ABU796 - IEC61987-11 Name of Binary electronic output0112/2///61987#ABU730 - IEC61987-11 Name of Manufacturer-specific output [8]0112/2///61987#ABU726 - IEC61987-11 Name of Pneumatic/hydraulic output [8]0112/2///61987#ABU752 - IEC61987-11 Name of Binary pneumatic/hydraulic output |  | 0112/2///61987#ABG156 - Type of output [26] | 0112/2///61987#ABA000 |  |  |  | Standard |  | IEC 61987 | IEC | SC65E | - | C00018 | 001-01 (2018-03-28 07:27:22 by BATCH 00000762) standard | 0112-2---61987#ABU885 | https://cdd.iec.ch/cdd/iec61987/iec61987.nsf/PropertiesAllVersions/0112-2---61987%23ABU885
0112/2///61987#ABG977 | 001 | 01 | 0112/2///61987#ABG977#001 | reference to Structural design [ultrasonic level transmitter] |  |  |  |  | reference to block ABG417 | [5 empty] | CLASS_REFERENCE_TYPE(0112/2///61987#ABG417) 0112/2///61987#ABG417 - Structural design [ultrasonic level transmitter] |  |  |  |  | NON_DEPENDENT_P_DET | [5 empty] | 0112/2///61987#ABG372 - Mechanical and electrical construction [ultrasonic level transmitter] | 0112/2///61987#ABA000 |  |  |  | Standard |  | IEC 61987 | IEC | SC65E | - | C00018 | 001-01 (2018-03-28 07:27:12 by BATCH 00000762) standard | 0112-2---61987#ABG977 | https://cdd.iec.ch/cdd/iec61987/iec61987.nsf/PropertiesAllVersions/0112-2---61987%23ABG977
0112/2///61987#ABA345 | 001 | 04 | 0112/2///61987#ABA345#001 | lower range-value of mass flow | lower range-value |  |  |  | mass flow value assigned to the lower range end-value of the input or output signal |  |  | kg/h |  |  | REAL_MEASURE_TYPE |  |  |  |  | NON_DEPENDENT_P_DET | [5 empty] | 0112/2///61987#ABC109 - Assigned mass flow range | 0112/2///61987#ABA000 | 0112/2///62720#UAA607 - kilogram per hour |  | 0112/2///61987#ABT545 - Mass flow rate | Standard |  |  |  | SC65E – IEC 61987 | - | C00004 |  | 0112-2---61987#ABA345 | https://cdd.iec.ch/cdd/iec61987/iec61987.nsf/PropertiesAllVersions/0112-2---61987%23ABA345
0112/2///61987#ABD175 | 003 | 02 | 0112/2///61987#ABD175#003 | reference to Process diagnostic |  |  |  |  | reference to block ABC545 | [5 empty] | CLASS_REFERENCE_TYPE(0112/2///61987#ABC545) 0112/2///61987#ABC545 - Process diagnostic |  |  |  |  | DEPENDENT_P_DET | [5 empty] | 0112/2///61987#ABC194 - Diagnosis | 0112/2///61987#ABA000 |  |  |  | Standard |  | IEC 61987 | IEC | IEC SC65E | 0112/2///61987#ABB600 - number of process diagnostics | C00112 |  | 0112-2---61987#ABD175 | https://cdd.iec.ch/cdd/iec61987/iec61987.nsf/PropertiesAllVersions/0112-2---61987%23ABD175
0112/2///61987#ABB025 | 006 | 01 | 0112/2///61987#ABB025#006 | other start-up conditions |  |  |  |  | additional start up conditions which should be upheld to ensure that the device performs within its specified limits | [5 empty] | STRING_TYPE |  |  |  |  | NON_DEPENDENT_P_DET | [5 empty] | 0112/2///61987#ABC602 - Start-up conditions | 0112/2///61987#ABA000 |  |  |  | Standard |  |  |  | SC65E – IEC 61987 | - | C00004 |  | 0112-2---61987#ABB025 | https://cdd.iec.ch/cdd/iec61987/iec61987.nsf/PropertiesAllVersions/0112-2---61987%23ABB025
0112/2///61987#ABU434 | 001 | 03 | 0112/2///61987#ABU434#001 | reference to Binary current output |  |  |  |  | reference to block ABC140 |  | Id specified in IEC61987-12/-13: ABC770 |  |  |  | CLASS_REFERENCE_TYPE(0112/2///61987#ABC140) 0112/2///61987#ABC140 - Binary current output |  |  |  |  | DEPENDENT_P_DET | [5 empty] | 0112/2///61987#ABC670 - Type of output [7] | 0112/2///61987#ABA000 |  |  |  | Standard |  |  |  | SC65E – IEC 61987 | 0112/2///61987#ABU426 - output type [7] | C00004 |  | 0112-2---61987#ABU434 | https://cdd.iec.ch/cdd/iec61987/iec61987.nsf/PropertiesAllVersions/0112-2---61987%23ABU434
0112/2///61987#ABH404 | 001 | 01 | 0112/2///61987#ABH404#001 | maximum differential pressure span |  |  |  |  | highest span to which a differential pressure measurement instrument can be adjusted |  |  | mbar |  |  | REAL_MEASURE_TYPE |  |  |  |  | NON_DEPENDENT_P_DET | [5 empty] | 0112/2///61987#ABF341 - Structural design of a hydrostatic pressure level transmitter | 0112/2///61987#ABA000 | 0112/2///62720#UAA810 - millibar |  | 0112/2///61987#ABT524 - Pressure | Standard |  |  |  | SC65E – IEC 61987 | - | C00018 | 001-01 (2018-03-28 07:27:15 by BATCH 00000762) standard | 0112-2---61987#ABH404 | https://cdd.iec.ch/cdd/iec61987/iec61987.nsf/PropertiesAllVersions/0112-2---61987%23ABH404
0112/2///61987#ABH246 | 002 | 01 | 0112/2///61987#ABH246#002 | minimum geometric resolution of a radiation thermometer |  |  |  |  | lowest possible size of a measured object for optical measurements |  |  | mm |  |  | REAL_MEASURE_TYPE |  |  |  |  | NON_DEPENDENT_P_DET | [5 empty] | 0112/2///61987#ABH258 - Radiation thermometer parameters | 0112/2///61987#ABA000 | 0112/2///62720#UAA862 - millimetre |  | 0112/2///61987#ABT548 - Length short | Standard |  | IEC 61987 | IEC | IEC/SC 65E | - | C00112 |  | 0112-2---61987#ABH246 | https://cdd.iec.ch/cdd/iec61987/iec61987.nsf/PropertiesAllVersions/0112-2---61987%23ABH246
0112/2///61987#ABA498 | 001 | 02 | 0112/2///61987#ABA498#001 | default range or value |  |  |  |  | setting of a configuration function as delivered from a factory | [5 empty] | STRING_TYPE |  |  |  |  | NON_DEPENDENT_P_DET | [5 empty] | 0112/2///61987#ABC161 - Communication interface configuration function0112/2///61987#ABC592 - Signal configuration function | 0112/2///61987#ABA000 |  |  |  | Standard |  |  |  | SC65E – IEC 61987 | - | C00004 |  | 0112-2---61987#ABA498 | https://cdd.iec.ch/cdd/iec61987/iec61987.nsf/PropertiesAllVersions/0112-2---61987%23ABA498
0112/2///61987#ABF318 | 001 | 01 | 0112/2///61987#ABF318#001 | type of fibre optics heads |  |  |  |  | classification of the end of a fibre according to its connector plug | [5 empty] | STRING_TYPE |  |  |  |  | NON_DEPENDENT_P_DET | [5 empty] | 0112/2///61987#ABF261 - Fibre optics | 0112/2///61987#ABA000 |  |  |  | Standard |  | IEC 61987 | IEC | SC65E | - | C00019 | 001-01 (2018-03-28 07:27:05 by BATCH 00000762) standard | 0112-2---61987#ABF318 | https://cdd.iec.ch/cdd/iec61987/iec61987.nsf/PropertiesAllVersions/0112-2---61987%23ABF318
0112/2///61987#ABA496 | 002 | 01 | 0112/2///61987#ABA496#002 | action of signal configuration function |  |  |  |  | signal interface on which a signal configuration function acts | [5 empty] | ENUM_CODE_TYPE(0112/2///61987#ABL465) |  |  |  |  | DEPENDENT_P_DET |  |  | 0112/2///61987#ABL465 | 0112/2///61987#ABM526 - input0112/2///61987#ABM527 - output0112/2///61987#ABI407 - others |  | 0112/2///61987#ABC592 - Signal configuration function | 0112/2///61987#ABA000 |  |  |  | Standard |  |  |  | SC65E – IEC 61987 | 0112/2///61987#ABI406 - empty_property | C00091 |  | 0112-2---61987#ABA496 | https://cdd.iec.ch/cdd/iec61987/iec61987.nsf/PropertiesAllVersions/0112-2---61987%23ABA496
0112/2///61987#ABU532 | 001 | 02 | 0112/2///61987#ABU532#001 | reference to Type of control input |  |  |  |  | reference to block ABE326 |  | Id specified in IEC61987-22: ABE325 |  |  |  | CLASS_REFERENCE_TYPE(0112/2///61987#ABE326) 0112/2///61987#ABE326 - Type of control input |  |  |  |  | NON_DEPENDENT_P_DET | [5 empty] | 0112/2///61987#ABD806 - Control input | 0112/2///61987#ABA000 |  |  |  | Standard |  |  |  |  | - | C00004 |  | 0112-2---61987#ABU532 | https://cdd.iec.ch/cdd/iec61987/iec61987.nsf/PropertiesAllVersions/0112-2---61987%23ABU532
0112/2///61987#ABE681 | 001 | 01 | 0112/2///61987#ABE681#001 | reference to Type of auxiliary input [19] |  |  |  |  | reference to block ABE680 | [5 empty] | CLASS_REFERENCE_TYPE(0112/2///61987#ABE680) 0112/2///61987#ABE680 - Type of auxiliary input [19] |  |  |  |  | NON_DEPENDENT_P_DET | [5 empty] | 0112/2///61987#ABE678 - Auxiliary input [19] | 0112/2///61987#ABA000 |  |  |  | Standard |  |  |  |  | - | C00016 | 001-01 (2018-03-28 07:27:01 by BATCH 00000762) standard | 0112-2---61987#ABE681 | https://cdd.iec.ch/cdd/iec61987/iec61987.nsf/PropertiesAllVersions/0112-2---61987%23ABE681
0112/2///61987#ABG940 | 001 | 01 | 0112/2///61987#ABG940#001 | reference to Mechanical and electrical construction [microwave level switch] |  |  |  |  | reference to block ABG380 | [5 empty] | CLASS_REFERENCE_TYPE(0112/2///61987#ABG380) 0112/2///61987#ABG380 - Mechanical and electrical construction [microwave level switch] |  |  |  |  | NON_DEPENDENT_P_DET | [5 empty] | 0112/2///61987#ABE749 - Device LOP for microwave level switch | 0112/2///61987#ABA000 |  |  |  | Standard |  | IEC 61987 | IEC | SC65E | - | C00018 | 001-01 (2018-03-28 07:27:12 by BATCH 00000762) standard | 0112-2---61987#ABG940 | https://cdd.iec.ch/cdd/iec61987/iec61987.nsf/PropertiesAllVersions/0112-2---61987%23ABG940
0112/2///61987#ABB862 | 001 | 03 | 0112/2///61987#ABB862#001 | pulse value of other variable |  |  |  |  | other variable quantity assigned to one pulse | [5 empty] | REAL_TYPE |  |  |  |  | NON_DEPENDENT_P_DET | [5 empty] | 0112/2///61987#ABC113 - Assigned other variable pulse value | 0112/2///61987#ABA000 |  |  |  | Standard |  |  |  | SC65E – IEC 61987 | - | C00019 |  | 0112-2---61987#ABB862 | https://cdd.iec.ch/cdd/iec61987/iec61987.nsf/PropertiesAllVersions/0112-2---61987%23ABB862
0112/2///61987#ABB530 | 001 | 03 | 0112/2///61987#ABB530#001 | quantity of pressure taps |  |  |  |  | number of pressure taps provided on an orifice plate or flow nozzle | [5 empty] | INT_TYPE |  |  |  |  | NON_DEPENDENT_P_DET | [5 empty] | 0112/2///61987#ABC529 - Pressure tap of an orifice assembly0112/2///61987#ABC530 - Pressure taps of a flow nozzle | 0112/2///61987#ABA000 |  |  |  | Standard |  |  |  | SC65E – IEC 61987 | - | C00004 |  | 0112-2---61987#ABB530 | https://cdd.iec.ch/cdd/iec61987/iec61987.nsf/PropertiesAllVersions/0112-2---61987%23ABB530
0112/2///61987#ABU984 | 001 | 01 | 0112/2///61987#ABU984#001 | reference to Assigned ullage pulse value |  |  |  |  | reference to block ABE914 | [5 empty] | CLASS_REFERENCE_TYPE(0112/2///61987#ABE914) 0112/2///61987#ABE914 - Assigned ullage pulse value |  |  |  |  | DEPENDENT_P_DET | [5 empty] | 0112/2///61987#ABG099 - Assigned variable [19]0112/2///61987#ABG101 - Assigned variable [21] | 0112/2///61987#ABA000 |  |  |  | Standard |  | IEC 61987 | IEC | SC65E | 0112/2///61987#ABU947 - assigned variable type [21] | C00018 | 001-01 (2018-03-28 07:27:23 by BATCH 00000762) standard | 0112-2---61987#ABU984 | https://cdd.iec.ch/cdd/iec61987/iec61987.nsf/PropertiesAllVersions/0112-2---61987%23ABU984
0112/2///61987#ABH696 | 001 | 01 | 0112/2///61987#ABH696#001 | value of actual volume flow low flow cut-off |  |  |  |  | value of actual volume flow below which the low flow cut-off is switched on |  |  | m³/h |  |  | REAL_MEASURE_TYPE |  |  |  |  | NON_DEPENDENT_P_DET | [5 empty] | 0112/2///61987#ABH691 - Low flow cut-off | 0112/2///61987#ABA000 | 0112/2///62720#UAA763 - metre cubed per hour |  | 0112/2///61987#ABT504 - Volume flow rate | Standard |  | IEC 61987 |  | SC65E – IEC 61987 | - | C00018 | 001-01 (2019-03-08 15:35:30 by BATCH 00000766) standard | 0112-2---61987#ABH696 | https://cdd.iec.ch/cdd/iec61987/iec61987.nsf/PropertiesAllVersions/0112-2---61987%23ABH696
0112/2///61987#ABI511 | 001 | 01 | 0112/2///61987#ABI511#001 | designation of accessory |  |  |  |  | name or alphanumeric coding for an accessory | [5 empty] | STRING_TYPE |  |  |  |  | NON_DEPENDENT_P_DET | [5 empty] | 0112/2///61987#ABI472 - Accessory | 0112/2///61987#ABA000 |  |  |  | Standard |  |  |  | SC65E – IEC 61987 | - | C00018 | 001-01 (2019-03-08 15:35:32 by BATCH 00000766) standard | 0112-2---61987#ABI511 | https://cdd.iec.ch/cdd/iec61987/iec61987.nsf/PropertiesAllVersions/0112-2---61987%23ABI511
0112/2///61987#ABE831 | 001 | 01 | 0112/2///61987#ABE831#001 | non-repeatability of level |  |  |  |  | for a device, absolute degree of deviation between the results of successive measurements of level, carried out under the same conditions of measurement |  |  | m |  |  | REAL_MEASURE_TYPE |  |  | IEV 311-06-06 (Repeatability), MOD |  | NON_DEPENDENT_P_DET | [5 empty] | 0112/2///61987#ABE826 - Absolute performance for level | 0112/2///61987#ABA000 | 0112/2///62720#UAA726 - metre |  | 0112/2///61987#ABT548 - Length short | Standard |  | IEC 61987 | IEC | SC65E | - | C00018 | 001-01 (2018-03-28 07:27:02 by BATCH 00000762) standard | 0112-2---61987#ABE831 | https://cdd.iec.ch/cdd/iec61987/iec61987.nsf/PropertiesAllVersions/0112-2---61987%23ABE831
0112/2///61987#ABI277 | 001 | 01 | 0112/2///61987#ABI277#001 | TIME_UNIT |  |  |  |  | parameter setting the rate time units | [5 empty] | INT_TYPE |  |  |  |  | NON_DEPENDENT_P_DET | [5 empty] | 0112/2///61987#ABJ624 - PULSE_INPUT | 0112/2///61987#ABA000 |  |  |  | Standard |  |  |  | SC65E – IEC 61987 | - | C00018 | 001-01 (2019-03-08 15:35:31 by BATCH 00000766) standard | 0112-2---61987#ABI277 | https://cdd.iec.ch/cdd/iec61987/iec61987.nsf/PropertiesAllVersions/0112-2---61987%23ABI277
0112/2///61987#ABA958 | 004 | 01 | 0112/2///61987#ABA958#004 | thickness of insulation |  |  |  |  | thickness of thermal insulation and mechanical protection added to the outside of a piece of equipment |  |  | mm |  |  | REAL_MEASURE_TYPE |  |  | IEC 62424 MOD |  | NON_DEPENDENT_P_DET | [5 empty] | 0112/2///61987#ABC270 - Impulse line0112/2///61987#ABH106 - Insulation and trace heating of process equipment0112/2///61987#ABH135 - Insulation and trace heating | 0112/2///61987#ABA000 | 0112/2///62720#UAA862 - millimetre |  | 0112/2///61987#ABT548 - Length short | Standard |  |  |  | SC65E – IEC 61987 | - | C00004 |  | 0112-2---61987#ABA958 | https://cdd.iec.ch/cdd/iec61987/iec61987.nsf/PropertiesAllVersions/0112-2---61987%23ABA958
0112/2///61987#ABA964 | 007 | 01 | 0112/2///61987#ABA964#007 | maximum rate of ambient temperature change |  |  |  |  | highest rate of change of the ambient temperature for which a device is or should be designed to operate within its specified limits |  |  | °C/min |  |  | REAL_MEASURE_TYPE |  |  |  |  | NON_DEPENDENT_P_DET | [5 empty] | 0112/2///61987#ABC450 - Normal environmental design conditions0112/2///61987#ABD944 - Normal environmental conditions [2]0112/2///61987#ABD945 - Normal environmental design conditions [3]0112/2///61987#ABD946 - Normal environmental design conditions [2]0112/2///61987#ABE367 - Normal environmental conditions [4]0112/2///61987#ABE371 - Normal environmental conditions [3]0112/2///61987#ABE588 - Normal environmental conditions [5]0112/2///61987#ABC449 - Normal environmental conditions | 0112/2///61987#ABA000 | 0112/2///62720#UAA037 - degree Celsius per minute |  | 0112/2///61987#ABT521 - Rate of change of temperature | Standard |  |  |  | SC65E – IEC 61987 | - | C00004 |  | 0112-2---61987#ABA964 | https://cdd.iec.ch/cdd/iec61987/iec61987.nsf/PropertiesAllVersions/0112-2---61987%23ABA964
0112/2///61987#ABB134 | 002 | 01 | 0112/2///61987#ABB134#002 | orientation of pressure tap |  |  |  |  | angle of an orifice pressure tap with reference to the flange or fitting face | [5 empty] | ENUM_CODE_TYPE(0112/2///61987#ABL553) |  |  |  |  | DEPENDENT_P_DET |  |  | 0112/2///61987#ABL553 | 0112/2///61987#ABM817 - on-center0112/2///61987#ABM818 - staggered0112/2///61987#ABI407 - others |  | 0112/2///61987#ABC529 - Pressure tap of an orifice assembly0112/2///61987#ABC530 - Pressure taps of a flow nozzle | 0112/2///61987#ABA000 |  |  |  | Standard |  |  |  | SC65E – IEC 61987 | 0112/2///61987#ABI406 - empty_property | C00091 |  | 0112-2---61987#ABB134 | https://cdd.iec.ch/cdd/iec61987/iec61987.nsf/PropertiesAllVersions/0112-2---61987%23ABB134
0112/2///61987#ABB145 | 001 | 04 | 0112/2///61987#ABB145#001 | maximum external inductance/resistance ratio (Lo/Ro) |  |  |  |  | maximum value of ratio of inductance (Lo) to resistance (Ro) of any external circuit that can be connected to the connection facilities of the electrical apparatus without invalidating intrinsic safety |  |  | mH/Ω |  |  | REAL_MEASURE_TYPE |  |  | IEC 60050, part 426-11-22 (Draft) |  | NON_DEPENDENT_P_DET | [5 empty] | 0112/2///61987#ABC585 - Safety related properties for active behaviour | 0112/2///61987#ABA000 | 0112/2///62720#UAA790 - millihenry per ohm |  | 0112/2///61987#ABT565 - Electrical inductance per resistance | Standard |  |  |  | SC65E – IEC 61987 | - | C00004 |  | 0112-2---61987#ABB145 | https://cdd.iec.ch/cdd/iec61987/iec61987.nsf/PropertiesAllVersions/0112-2---61987%23ABB145
0112/2///61987#ABB198 | 001 | 02 | 0112/2///61987#ABB198#001 | designation of other variable |  |  |  |  | alphanumeric character sequence identifying another variable | [5 empty] | STRING_TYPE |  |  |  |  | NON_DEPENDENT_P_DET | [5 empty] | 0112/2///61987#ABC063 - Absolute performance for other variable0112/2///61987#ABC113 - Assigned other variable pulse value0112/2///61987#ABC114 - Assigned other variable range0112/2///61987#ABC475 - Other variable0112/2///61987#ABP007 - Absolute performance for other variable [I/O module] | 0112/2///61987#ABA000 |  |  |  | Standard |  |  |  | SC65E – IEC 61987 | - | C00004 |  | 0112-2---61987#ABB198 | https://cdd.iec.ch/cdd/iec61987/iec61987.nsf/PropertiesAllVersions/0112-2---61987%23ABB198
0112/2///61987#ABF382 | 001 | 01 | 0112/2///61987#ABF382#001 | reference standard for connection head |  |  |  |  | standard on which the design of a connection head for temperature measurement devices is based | [5 empty] | STRING_TYPE |  |  |  |  | NON_DEPENDENT_P_DET | [5 empty] | 0112/2///61987#ABF380 - Structural design of a connection head | 0112/2///61987#ABA000 |  |  |  | Standard |  | IEC 61987 | IEC | SC65E | - | C00019 | 001-01 (2018-03-28 07:27:06 by BATCH 00000762) standard | 0112-2---61987#ABF382 | https://cdd.iec.ch/cdd/iec61987/iec61987.nsf/PropertiesAllVersions/0112-2---61987%23ABF382
0112/2///61987#ABN629 | 001 | 02 | 0112/2///61987#ABN629#001 | discrete two-state value |  |  |  |  | discrete-value each information parameter of which may assume one of two values | [5 empty] | BOOLEAN_TYPE |  |  | IEV 351-41-21 MOD |  | NON_DEPENDENT_P_DET | [5 empty] | 0112/2///61987#ABN696 - Discrete measurement variables | 0112/2///61987#ABA000 |  |  |  | Standard |  | IEC 61987 | IEC | IEC SC65E | - | C00112 |  | 0112-2---61987#ABN629 | https://cdd.iec.ch/cdd/iec61987/iec61987.nsf/PropertiesAllVersions/0112-2---61987%23ABN629
0112/2///61987#ABA114 | 006 | 01 | 0112/2///61987#ABA114#006 | maximum fluid velocity |  |  |  |  | highest fluid velocity for which a device is or should be designed to operate within its specified limits |  |  | m/s |  |  | REAL_MEASURE_TYPE |  |  |  |  | NON_DEPENDENT_P_DET | [5 empty] | 0112/2///61987#ABC451 - Normal process conditions [1]0112/2///61987#ABC455 - Normal process design conditions [2]0112/2///61987#ABD947 - Normal process conditions [4]0112/2///61987#ABD948 - Normal process design conditions [3]0112/2///61987#ABG476 - Normal process design conditions [5]0112/2///61987#ABH071 - Fluid phase design conditions0112/2///61987#ABH342 - Normal process design conditions [6]0112/2///61987#ABH462 - Normal process conditions [11]0112/2///61987#ABV238 - Design ratings for thermowell0112/2///61987#ABG346 - Normal process conditions [8]0112/2///61987#ABG344 - Normal process conditions [6] | 0112/2///61987#ABA000 | 0112/2///62720#UAA733 - metre per second |  | 0112/2///61987#ABT509 - Velocity | Standard |  |  |  | SC65E – IEC 61987 | - | C00004 |  | 0112-2---61987#ABA114 | https://cdd.iec.ch/cdd/iec61987/iec61987.nsf/PropertiesAllVersions/0112-2---61987%23ABA114
0112/2///61987#ABD621 | 002 | 02 | 0112/2///61987#ABD621#002 | maximum allowable actuating torque |  |  |  |  | highest operating torque force that a valve can bear without permanent damage |  |  | kN·m |  |  | REAL_MEASURE_TYPE |  |  |  |  | NON_DEPENDENT_P_DET | [5 empty] | 0112/2///61987#ABD843 - Design conditions for actuators0112/2///61987#ABD967 - Parameters of valve body assembly [3] | 0112/2///61987#ABA000 | 0112/2///62720#UAA574 - kilonewton metre |  | 0112/2///61987#ABT538 - Moment of force | Standard |  |  |  |  | - | C00018 |  | 0112-2---61987#ABD621 | https://cdd.iec.ch/cdd/iec61987/iec61987.nsf/PropertiesAllVersions/0112-2---61987%23ABD621
0112/2///61987#ABF471 | 001 | 01 | 0112/2///61987#ABF471#001 | activity |  |  |  |  | number (dN) of spontaneous nuclear transitions or nuclear disintegrations for a radionuclide of amount (N) produced during a short time interval (dt), divided by this time interval |  |  | MBq |  |  | REAL_MEASURE_TYPE |  |  | IEV 395-01-05 |  | NON_DEPENDENT_P_DET | [5 empty] | 0112/2///61987#ABF463 - Nuclear source | 0112/2///61987#ABA000 | 0112/2///62720#UAA205 - megabecquerel |  | 0112/2///61987#ABT583 - Activity | Standard |  | IEC 61987 | IEC | SC65E | - | C00018 | 001-01 (2018-03-28 07:27:07 by BATCH 00000762) standard | 0112-2---61987#ABF471 | https://cdd.iec.ch/cdd/iec61987/iec61987.nsf/PropertiesAllVersions/0112-2---61987%23ABF471
0112/2///61987#ABG815 | 002 | 05 | 0112/2///61987#ABG815#002 | reference to Performance variable [15] |  |  |  |  | reference to block ABG255 | [5 empty] | CLASS_REFERENCE_TYPE(0112/2///61987#ABG255) 0112/2///61987#ABG255 - Performance variable [15] |  |  |  |  | DEPENDENT_P_DET | [5 empty] | 0112/2///61987#ABG226 - Performance [23]0112/2///61987#ABH346 - Performance [31] | 0112/2///61987#ABA000 |  |  |  | Standard |  | IEC 61987 | IEC | IEC SC65E | 0112/2///61987#ABB636 - number of performance variables | C00112 |  | 0112-2---61987#ABG815 | https://cdd.iec.ch/cdd/iec61987/iec61987.nsf/PropertiesAllVersions/0112-2---61987%23ABG815
0112/2///61987#ABB155 | 004 | 01 | 0112/2///61987#ABB155#004 | current signal level "0" |  |  |  |  | for a current output, the value of the binary output signal for the logic state "0" |  |  | mA |  |  | REAL_MEASURE_TYPE |  |  |  |  | NON_DEPENDENT_P_DET | [5 empty] | 0112/2///61987#ABC140 - Binary current output | 0112/2///61987#ABA000 | 0112/2///62720#UAA775 - milliampere |  | 0112/2///61987#ABT567 - Electrical current | Standard |  |  |  | SC65E – IEC 61987 | - | C00004 |  | 0112-2---61987#ABB155 | https://cdd.iec.ch/cdd/iec61987/iec61987.nsf/PropertiesAllVersions/0112-2---61987%23ABB155
0112/2///61987#ABB814 | 001 | 04 | 0112/2///61987#ABB814#001 | maximum influence of ambient temperature on mass flow |  |  |  |  | change in output of a mass flow measuring device caused by a change in ambient temperature with respect to reference conditions, expressed as the maximum error across the specified ambient temperature range |  |  | "(kg/h)/K" |  |  | REAL_MEASURE_TYPE |  |  |  |  | NON_DEPENDENT_P_DET | [5 empty] | 0112/2///61987#ABC279 - Influence of external quantities expressed for mass flow | 0112/2///61987#ABA000 | 0112/2///62720#UAA608 - kilogram per hour kelvin |  | 0112/2///61987#ABT543 - Mass flow rate per temperature | Standard |  |  |  | SC65E – IEC 61987 | - | C00018 |  | 0112-2---61987#ABB814 | https://cdd.iec.ch/cdd/iec61987/iec61987.nsf/PropertiesAllVersions/0112-2---61987%23ABB814
0112/2///61987#ABH748 | 001 | 02 | 0112/2///61987#ABH748#001 | reference to Calibration point of pressure |  |  |  |  | reference to block ABH636 | [5 empty] | CLASS_REFERENCE_TYPE(0112/2///61987#ABH636) 0112/2///61987#ABH636 - Calibration point of pressure |  |  |  |  | DEPENDENT_P_DET | [5 empty] | 0112/2///61987#ABH618 - Calibration of pressure | 0112/2///61987#ABA000 |  |  |  | Standard |  | IEC 61987 | IEC | IEC SC65E | 0112/2///61987#ABH594 - number of calibration points | C00112 |  | 0112-2---61987#ABH748 | https://cdd.iec.ch/cdd/iec61987/iec61987.nsf/PropertiesAllVersions/0112-2---61987%23ABH748
0112/2///61987#ABE518 | 001 | 01 | 0112/2///61987#ABE518#001 | reference to Mechanical and electrical construction [limit switch] |  |  |  |  | reference to block ABE599 | [5 empty] | CLASS_REFERENCE_TYPE(0112/2///61987#ABE599) 0112/2///61987#ABE599 - Mechanical and electrical construction [limit switch] |  |  |  |  | NON_DEPENDENT_P_DET | [5 empty] | 0112/2///61987#ABE630 - Device LOP for limit switch | 0112/2///61987#ABA000 |  |  |  | Standard |  | IEC 61987 | IEC | SC65E | - | C00016 | 001-01 (2018-03-28 07:27:00 by BATCH 00000762) standard | 0112-2---61987#ABE518 | https://cdd.iec.ch/cdd/iec61987/iec61987.nsf/PropertiesAllVersions/0112-2---61987%23ABE518
0112/2///61987#ABU401 | 001 | 03 | 0112/2///61987#ABU401#001 | reference to Manufacturer-specific output [3] |  |  |  |  | reference to block ABC333 |  | Id specified in IEC61987-12/-13: ABC963 |  |  |  | CLASS_REFERENCE_TYPE(0112/2///61987#ABD528) 0112/2///61987#ABD528 - Manufacturer-specific output [3] |  |  |  |  | DEPENDENT_P_DET | [5 empty] | 0112/2///61987#ABC669 - Type of output [6] | 0112/2///61987#ABA000 |  |  |  | Standard |  |  |  | SC65E – IEC 61987 | 0112/2///61987#ABU388 - output type [6] | C00004 |  | 0112-2---61987#ABU401 | https://cdd.iec.ch/cdd/iec61987/iec61987.nsf/PropertiesAllVersions/0112-2---61987%23ABU401
0112/2///61987#ABI984 | 001 | 01 | 0112/2///61987#ABI984#001 | SENSOR_SERIAL_NUMBER |  |  |  |  | parameter indicating a sensor serial number | [5 empty] | INT_TYPE |  |  |  |  | NON_DEPENDENT_P_DET | [5 empty] | 0112/2///61987#ABJ606 - SENSOR_DESCRIPTION0112/2///61987#ABJ613 - TEMPERATURE_SENSOR_DESCRIPTION | 0112/2///61987#ABA000 |  |  |  | Standard |  |  |  | SC65E – IEC 61987 | - | C00018 | 001-01 (2019-03-08 15:35:33 by BATCH 00000766) standard | 0112-2---61987#ABI984 | https://cdd.iec.ch/cdd/iec61987/iec61987.nsf/PropertiesAllVersions/0112-2---61987%23ABI984
0112/2///61987#ABD575 | 002 | 01 | 0112/2///61987#ABD575#002 | duration of no operation |  |  |  |  | typical duration for which the control valve is not operated and not moving |  |  | mo |  |  | REAL_MEASURE_TYPE |  |  |  |  | NON_DEPENDENT_P_DET | [5 empty] | 0112/2///61987#ABD844 - Design conditions for valve body assembly | 0112/2///61987#ABA000 | 0112/2///62720#UAA880 - month |  | 0112/2///61987#ABT511 - Time/time duration long | Standard |  |  |  |  | - | C00004 |  | 0112-2---61987#ABD575 | https://cdd.iec.ch/cdd/iec61987/iec61987.nsf/PropertiesAllVersions/0112-2---61987%23ABD575
0112/2///61987#ABE283 | 001 | 02 | 0112/2///61987#ABE283#001 | reference to Structural design of a butterfly valve |  |  |  |  | reference to block ABE027 | [5 empty] | CLASS_REFERENCE_TYPE(0112/2///61987#ABE027) 0112/2///61987#ABE027 - Structural design of a butterfly valve |  |  |  |  | NON_DEPENDENT_P_DET | [5 empty] | 0112/2///61987#ABE021 - Structural design [butterfly valve] | 0112/2///61987#ABA000 |  |  |  | Standard |  |  |  |  | - | C00004 |  | 0112-2---61987#ABE283 | https://cdd.iec.ch/cdd/iec61987/iec61987.nsf/PropertiesAllVersions/0112-2---61987%23ABE283
0112/2///61987#ABF455 | 001 | 01 | 0112/2///61987#ABF455#001 | length of rope |  |  |  |  | length of a rope without devices or components attached |  |  | m |  |  | REAL_MEASURE_TYPE |  |  |  |  | NON_DEPENDENT_P_DET | [5 empty] | 0112/2///61987#ABF465 - Container of nuclear source | 0112/2///61987#ABA000 | 0112/2///62720#UAA726 - metre |  | 0112/2///61987#ABT548 - Length short | Standard |  | IEC 61987 | IEC | SC65E | - | C00018 | 001-01 (2018-03-28 07:27:06 by BATCH 00000762) standard | 0112-2---61987#ABF455 | https://cdd.iec.ch/cdd/iec61987/iec61987.nsf/PropertiesAllVersions/0112-2---61987%23ABF455
0112/2///61987#ABH079 | 001 | 01 | 0112/2///61987#ABH079#001 | maximum water content |  |  |  |  | highest water content as mass fraction for which a device is or must be designed to operate within its specified limits |  |  | % |  |  | REAL_MEASURE_TYPE |  |  |  |  | NON_DEPENDENT_P_DET | [5 empty] | 0112/2///61987#ABH071 - Fluid phase design conditions0112/2///61987#ABG343 - Normal process conditions [5] | 0112/2///61987#ABA000 | 0112/2///62720#UAA000 - percent |  | 0112/2///61987#ABT533 - Percentage | Standard |  | IEC 61987 | IEC | SC65E | - | C00018 | 001-01 (2018-03-28 07:27:13 by BATCH 00000762) standard | 0112-2---61987#ABH079 | https://cdd.iec.ch/cdd/iec61987/iec61987.nsf/PropertiesAllVersions/0112-2---61987%23ABH079
0112/2///61987#ABD054 | 001 | 02 | 0112/2///61987#ABD054#001 | reference to Mechanical and electrical construction [swirl flow transmitter] |  |  |  |  | reference to block ABC424 | [5 empty] | CLASS_REFERENCE_TYPE(0112/2///61987#ABC424) 0112/2///61987#ABC424 - Mechanical and electrical construction [swirl flow transmitter] |  |  |  |  | NON_DEPENDENT_P_DET | [5 empty] | 0112/2///61987#ABA007 - Device LOP for swirl flow transmitter | 0112/2///61987#ABA000 |  |  |  | Standard |  |  |  | SC65E – IEC 61987 | - | C00004 |  | 0112-2---61987#ABD054 | https://cdd.iec.ch/cdd/iec61987/iec61987.nsf/PropertiesAllVersions/0112-2---61987%23ABD054
0112/2///61987#ABH146 | 001 | 01 | 0112/2///61987#ABH146#001 | identification of bypass |  |  |  |  | alphanumeric character sequence uniquely identifying a measuring chamber | [5 empty] | STRING_TYPE |  |  |  |  | NON_DEPENDENT_P_DET | [5 empty] | 0112/2///61987#ABH145 - Bypass | 0112/2///61987#ABA000 |  |  |  | Standard |  | IEC 61987 | IEC | SC65E | - | C00018 | 001-01 (2018-03-28 07:27:13 by BATCH 00000762) standard | 0112-2---61987#ABH146 | https://cdd.iec.ch/cdd/iec61987/iec61987.nsf/PropertiesAllVersions/0112-2---61987%23ABH146
0112/2///61987#ABP117 | 001 | 01 | 0112/2///61987#ABP117#001 | limit of overvoltage protection |  |  |  |  | value of continuous voltage which a device can withstand without it being damaged |  |  | V |  |  | REAL_MEASURE_TYPE |  |  |  |  | NON_DEPENDENT_P_DET | [5 empty] | 0112/2///61987#ABP069 - RMS input | 0112/2///61987#ABA000 | 0112/2///62720#UAA296 - volt |  | 0112/2///61987#ABT506 - Voltage | Standard |  | IEC 61987 | IEC | IEC/SC 65E | - | C00128 | 001-01 (2023-01-23 14:53:52 by BATCH 00000807) standard | 0112-2---61987#ABP117 | https://cdd.iec.ch/cdd/iec61987/iec61987.nsf/PropertiesAllVersions/0112-2---61987%23ABP117
0112/2///61987#ABF173 | 002 | 01 | 0112/2///61987#ABF173#002 | style of probe adjustment |  |  |  |  | classification of a probe adjusting component according to its mechanical design | [5 empty] | ENUM_CODE_TYPE(0112/2///61987#ABL653) |  |  |  |  | DEPENDENT_P_DET |  |  | 0112/2///61987#ABL653 | 0112/2///61987#ABN224 - swivel bracket0112/2///61987#ABI407 - others |  | 0112/2///61987#ABF168 - Sonic probe0112/2///61987#ABF518 - Structural design of a laser level transmitter0112/2///61987#ABF018 - Structural design of a free-space radar level transmitter | 0112/2///61987#ABA000 |  |  |  | Standard |  | IEC 61987 | IEC | SC65E | 0112/2///61987#ABI406 - empty_property | C00091 |  | 0112-2---61987#ABF173 | https://cdd.iec.ch/cdd/iec61987/iec61987.nsf/PropertiesAllVersions/0112-2---61987%23ABF173
0112/2///61987#ABF164 | 001 | 01 | 0112/2///61987#ABF164#001 | length of indicator rail |  |  |  |  | length of the indicator rail of a linear shaped gauge |  |  | mm |  |  | REAL_MEASURE_TYPE |  |  |  |  | NON_DEPENDENT_P_DET | [5 empty] | 0112/2///61987#ABF162 - Indicator rail | 0112/2///61987#ABA000 | 0112/2///62720#UAA862 - millimetre |  | 0112/2///61987#ABT548 - Length short | Standard |  | IEC 61987 | IEC | SC65E | - | C00018 | 001-01 (2018-03-28 07:27:04 by BATCH 00000762) standard | 0112-2---61987#ABF164 | https://cdd.iec.ch/cdd/iec61987/iec61987.nsf/PropertiesAllVersions/0112-2---61987%23ABF164
0112/2///61987#ABU997 | 001 | 01 | 0112/2///61987#ABU997#001 | measured variable type [6] |  |  |  |  | type of quantity subject to measurement |  | Polymorphic control property |  |  |  | ENUM_STRING_TYPE(0112/2///61987#ABU841(Point level measurement,Other variable)) |  |  |  |  | CONDITION_DET |  |  | 0112/2///61987#ABU841 | 0112/2///61987#ABU799 - IEC61987-11 Name of Point level measurement0112/2///61987#ABU801 - IEC61987-11 Name of Other variable |  | 0112/2///61987#ABF978 - Type of measured variable [6] | 0112/2///61987#ABA000 |  |  |  | Standard |  | IEC 61987 | IEC | SC65E | - | C00018 | 001-01 (2018-03-28 07:27:23 by BATCH 00000762) standard | 0112-2---61987#ABU997 | https://cdd.iec.ch/cdd/iec61987/iec61987.nsf/PropertiesAllVersions/0112-2---61987%23ABU997
0112/2///61987#ABF888 | 001 | 01 | 0112/2///61987#ABF888#001 | reference to Device LOP for optical level switch |  |  |  |  | reference to block ABE733 | [5 empty] | CLASS_REFERENCE_TYPE(0112/2///61987#ABE733) 0112/2///61987#ABE733 - Device LOP for optical level switch |  |  |  |  | NON_DEPENDENT_P_DET | [5 empty] | 0112/2///61987#ABA723 - Optical level switch | 0112/2///61987#ABA000 |  |  |  | Standard |  | IEC 61987 | IEC | SC65E | - | C00018 | 001-01 (2018-03-28 07:27:10 by BATCH 00000762) standard | 0112-2---61987#ABF888 | https://cdd.iec.ch/cdd/iec61987/iec61987.nsf/PropertiesAllVersions/0112-2---61987%23ABF888
0112/2///61987#ABB373 | 006 | 01 | 0112/2///61987#ABB373#006 | maximum surface temperature |  |  |  |  | highest temperature which is attained in service under the most adverse conditions (but within the specified tolerances) by any part of surface of an electrical apparatus, which would be able to produce an ignition of the surrounding explosive atmosphere |  |  | °C |  |  | REAL_MEASURE_TYPE |  |  | IEC 60050, part 426-01-04 (Draft) |  | NON_DEPENDENT_P_DET | [5 empty] | 0112/2///61987#ABC104 - Area classification | 0112/2///61987#ABA000 | 0112/2///62720#UAA033 - degree Celsius |  | 0112/2///61987#ABT514 - Temperature | Standard |  |  |  | SC65E – IEC 61987 | - | C00019 |  | 0112-2---61987#ABB373 | https://cdd.iec.ch/cdd/iec61987/iec61987.nsf/PropertiesAllVersions/0112-2---61987%23ABB373
0112/2///61987#ABU251 | 001 | 03 | 0112/2///61987#ABU251#001 | reference to Binary input IEC 60947-5-6 (NAMUR) |  |  |  |  | reference to block ABC143 |  | Id specified in IEC61987-12/-13: ABC773 |  |  |  | CLASS_REFERENCE_TYPE(0112/2///61987#ABC143) 0112/2///61987#ABC143 - Binary input IEC 60947-5-6 (NAMUR) |  |  |  |  | DEPENDENT_P_DET | [5 empty] | 0112/2///61987#ABC656 - Type of auxiliary input [6] | 0112/2///61987#ABA000 |  |  |  | Standard |  |  |  | SC65E – IEC 61987 | 0112/2///61987#ABU245 - auxiliary input type [6] | C00004 |  | 0112-2---61987#ABU251 | https://cdd.iec.ch/cdd/iec61987/iec61987.nsf/PropertiesAllVersions/0112-2---61987%23ABU251
0112/2///61987#ABH290 | 001 | 01 | 0112/2///61987#ABH290#001 | reference to Support frame |  |  |  |  | reference to block ABH126 | [5 empty] | CLASS_REFERENCE_TYPE(0112/2///61987#ABH126) 0112/2///61987#ABH126 - Support frame |  |  |  |  | NON_DEPENDENT_P_DET | [5 empty] | 0112/2///61987#ABG478 - Process equipment [level] | 0112/2///61987#ABA000 |  |  |  | Standard |  | IEC 61987 | IEC | SC65E | - | C00018 | 001-01 (2018-03-28 07:27:14 by BATCH 00000762) standard | 0112-2---61987#ABH290 | https://cdd.iec.ch/cdd/iec61987/iec61987.nsf/PropertiesAllVersions/0112-2---61987%23ABH290
0112/2///61987#ABF611 | 001 | 01 | 0112/2///61987#ABF611#001 | maximum influence of ambient temperature on concentration |  |  |  |  | change in output of a concentration measuring device caused by a change in ambient temperature with respect to reference conditions, expressed as the maximum error within the specified ambient temperature range |  |  | "(mg/m³)/K" |  |  | REAL_MEASURE_TYPE |  |  |  |  | NON_DEPENDENT_P_DET | [5 empty] | 0112/2///61987#ABF609 - Influence of external quantities expressed for concentration | 0112/2///61987#ABA000 | 0112/2///62720#UAA831 - milligram per metre cubed kelvin |  | 0112/2///61987#ABT589 - Density per temperature | Standard |  | IEC 61987 | IEC | SC65E | - | C00018 | 001-01 (2018-03-28 07:27:08 by BATCH 00000762) standard | 0112-2---61987#ABF611 | https://cdd.iec.ch/cdd/iec61987/iec61987.nsf/PropertiesAllVersions/0112-2---61987%23ABF611
0112/2///61987#ABH818 | 001 | 01 | 0112/2///61987#ABH818#001 | reference standard for hazardous class code |  |  |  |  | standard to which a statement on hazard class code class refers | [5 empty] | STRING_TYPE |  |  |  |  | NON_DEPENDENT_P_DET | [5 empty] | 0112/2///61987#ABH813 - Hazardous goods | 0112/2///61987#ABA000 |  |  |  | Standard |  |  |  | SC65E – IEC 61987 | - | C0018 | 001-01 (2019-03-08 15:35:30 by BATCH 00000766) standard | 0112-2---61987#ABH818 | https://cdd.iec.ch/cdd/iec61987/iec61987.nsf/PropertiesAllVersions/0112-2---61987%23ABH818
0112/2///61987#ABF871 | 001 | 01 | 0112/2///61987#ABF871#001 | reference to Device LOP for stilling well |  |  |  |  | reference to block ABE751 | [5 empty] | CLASS_REFERENCE_TYPE(0112/2///61987#ABE751) 0112/2///61987#ABE751 - Device LOP for stilling well |  |  |  |  | NON_DEPENDENT_P_DET | [5 empty] | 0112/2///61987#ABE452 - Stilling well | 0112/2///61987#ABA000 |  |  |  | Standard |  | IEC 61987 | IEC | SC65E | - | C00018 | 001-01 (2018-03-28 07:27:10 by BATCH 00000762) standard | 0112-2---61987#ABF871 | https://cdd.iec.ch/cdd/iec61987/iec61987.nsf/PropertiesAllVersions/0112-2---61987%23ABF871
0112/2///61987#ABH494 | 001 | 01 | 0112/2///61987#ABH494#001 | application identifier |  |  |  |  | alphanumeric character sequence uniquely identifying an application | [5 empty] | STRING_TYPE |  |  |  |  | NON_DEPENDENT_P_DET | [5 empty] | 0112/2///61987#ABA362 - Document information | 0112/2///61987#ABA000 |  |  |  | Standard |  | IEC 61987 |  | SC65E – IEC 61987 | - | C00018 | 001-01 (2019-03-08 15:35:28 by BATCH 00000766) standard | 0112-2---61987#ABH494 | https://cdd.iec.ch/cdd/iec61987/iec61987.nsf/PropertiesAllVersions/0112-2---61987%23ABH494
0112/2///61987#ABU131 | 001 | 03 | 0112/2///61987#ABU131#001 | reference to Gas/vapor phase [flow] |  |  |  |  | reference to block ABC680 |  | Id specified in IEC61987-12/-13: ABD323 |  |  |  | CLASS_REFERENCE_TYPE(0112/2///61987#ABC680) 0112/2///61987#ABC680 - Gas/vapor phase [flow] |  |  |  |  | DEPENDENT_P_DET | [5 empty] | 0112/2///61987#ABC510 - Phase [flow] | 0112/2///61987#ABA000 |  |  |  | Standard |  |  |  | SC65E – IEC 61987 | 0112/2///61987#ABU127 - phase type | C00004 |  | 0112-2---61987#ABU131 | https://cdd.iec.ch/cdd/iec61987/iec61987.nsf/PropertiesAllVersions/0112-2---61987%23ABU131
0112/2///61987#ABF311 | 002 | 01 | 0112/2///61987#ABF311#002 | short-term stability |  |  |  |  | reproducibility of measurements repeated over a short time period (several hours) |  |  | °C/h |  |  | REAL_MEASURE_TYPE |  |  | IEC 62492-1 MOD |  | NON_DEPENDENT_P_DET | [5 empty] | 0112/2///61987#ABF307 - Dynamic behaviour [2]0112/2///61987#ABG317 - Dynamic behaviour [5] | 0112/2///61987#ABA000 | 0112/2///62720#UAA036 - degree Celsius per hour |  | 0112/2///61987#ABT521 - Rate of change of temperature | Standard |  | IEC 61987 | IEC | IEC/SC 65E | - | C00112 |  | 0112-2---61987#ABF311 | https://cdd.iec.ch/cdd/iec61987/iec61987.nsf/PropertiesAllVersions/0112-2---61987%23ABF311
0112/2///61987#ABG490 | 001 | 01 | 0112/2///61987#ABG490#001 | reference to Input [23] |  |  |  |  | reference to block ABF930 | [5 empty] | CLASS_REFERENCE_TYPE(0112/2///61987#ABF930) 0112/2///61987#ABF930 - Input [23] |  |  |  |  | NON_DEPENDENT_P_DET | [5 empty] | 0112/2///61987#ABE730 - Device LOP for rotary paddle switch0112/2///61987#ABE732 - Device LOP for vibrating level switch0112/2///61987#ABE733 - Device LOP for optical level switch0112/2///61987#ABE745 - Device LOP for ultrasonic level switch0112/2///61987#ABE749 - Device LOP for microwave level switch0112/2///61987#ABE755 - Device LOP for level switch | 0112/2///61987#ABA000 |  |  |  | Standard |  | IEC 61987 | IEC | SC65E | - | C00018 | 001-01 (2018-03-28 07:27:10 by BATCH 00000762) standard | 0112-2---61987#ABG490 | https://cdd.iec.ch/cdd/iec61987/iec61987.nsf/PropertiesAllVersions/0112-2---61987%23ABG490
0112/2///61987#ABD556 | 002 | 01 | 0112/2///61987#ABD556#002 | configurability of action |  |  |  |  | ability to set a device to perform a particular type of action | The actions that can be set are defined in a value list. |  |  |  |  | ENUM_CODE_TYPE(0112/2///61987#ABJ777) |  |  |  |  | DEPENDENT_P_DET |  |  | 0112/2///61987#ABJ777 | 0112/2///61987#ABL147 - direct0112/2///61987#ABL148 - reverse0112/2///61987#ABI407 - others |  | 0112/2///61987#ABE032 - Structural design of a pneumatic linear actuator0112/2///61987#ABE033 - Structural design of a pneumatic rotary actuator0112/2///61987#ABE034 - Structural design of a positioner | 0112/2///61987#ABA000 |  |  |  | Standard |  |  |  |  | 0112/2///61987#ABI406 - empty_property | C00091 |  | 0112-2---61987#ABD556 | https://cdd.iec.ch/cdd/iec61987/iec61987.nsf/PropertiesAllVersions/0112-2---61987%23ABD556
0112/2///61987#ABD692 | 001 | 03 | 0112/2///61987#ABD692#001 | quantity of inbuilt limit switches |  |  |  |  | number of limit switches that are integrated into a device | [5 empty] | INT_TYPE |  |  |  |  | NON_DEPENDENT_P_DET | [5 empty] | 0112/2///61987#ABE034 - Structural design of a positioner | 0112/2///61987#ABA000 |  |  |  | Standard |  |  |  |  | - | C00004 |  | 0112-2---61987#ABD692 | https://cdd.iec.ch/cdd/iec61987/iec61987.nsf/PropertiesAllVersions/0112-2---61987%23ABD692
0112/2///61987#ABP219 | 001 | 01 | 0112/2///61987#ABP219#001 | reference to Analog current input parameters [I/O module] |  |  |  |  | reference to block ABP015 | [5 empty] | CLASS_REFERENCE_TYPE(0112/2///61987#ABP015) 0112/2///61987#ABP015 - Analog current input parameters [I/O module] |  |  |  |  | NON_DEPENDENT_P_DET | [5 empty] | 0112/2///61987#ABP014 - Analog current input [I/O module] | 0112/2///61987#ABA000 |  |  |  | Standard |  | IEC 61987 | IEC | IEC/SC 65E | - | C00128 | 001-01 (2023-01-23 14:53:53 by BATCH 00000807) standard | 0112-2---61987#ABP219 | https://cdd.iec.ch/cdd/iec61987/iec61987.nsf/PropertiesAllVersions/0112-2---61987%23ABP219
0112/2///61987#ABA569 | 001 | 04 | 0112/2///61987#ABA569#001 | start-up drift |  |  |  |  | time duration for the output to reach and remain within the manufacturer's specified limits with a 90% input signal applied to the device |  |  | s |  |  | REAL_MEASURE_TYPE |  |  | IEC 61298-2 |  | NON_DEPENDENT_P_DET | [5 empty] | 0112/2///61987#ABE398 - Dynamic behaviour [2]0112/2///61987#ABF307 - Dynamic behaviour [2]0112/2///61987#ABG315 - Dynamic behaviour [3]0112/2///61987#ABG316 - Dynamic behaviour [4]0112/2///61987#ABG317 - Dynamic behaviour [5]0112/2///61987#ABC210 - Dynamic behaviour | 0112/2///61987#ABA000 | 0112/2///62720#UAA972 - second |  | 0112/2///61987#ABT510 - Time/time duration short | Standard |  |  |  | SC65E – IEC 61987 | - | C00004 |  | 0112-2---61987#ABA569 | https://cdd.iec.ch/cdd/iec61987/iec61987.nsf/PropertiesAllVersions/0112-2---61987%23ABA569
0112/2///61987#ABA145 | 005 | 01 | 0112/2///61987#ABA145#005 | design code |  |  |  |  | construction standard used for the engineering and fabrication of a component or connection | [5 empty] | ENUM_CODE_TYPE(0112/2///61987#ABJ734) |  |  |  |  | DEPENDENT_P_DET |  |  | 0112/2///61987#ABJ734 | 0112/2///61987#ABK332 - ANSI B16.50112/2///61987#ABK333 - ANSI B1.20.10112/2///61987#ABK334 - DIN 118510112/2///61987#ABK335 - ISO 7-10112/2///61987#ABK336 - DIN 26350112/2///61987#ABK337 - DIN 26370112/2///61987#ABK338 - DIN 26380112/2///61987#ABK339 - EN 10920112/2///61987#ABK340 - EN 8370112/2///61987#ABK341 - ISO 228-10112/2///61987#ABK342 - ISO 28520112/2///61987#ABK343 - ISO 28530112/2///61987#ABK344 - JIS B 22200112/2///61987#ABK345 - JIS B 22390112/2///61987#ABK346 - DIN 130112/2///61987#ABK347 - JIS B 22380112/2///61987#ABK348 - JIS B 22400112/2///61987#ABI407 - others |  | 0112/2///61987#ABC246 - Flowtube assembly0112/2///61987#ABC266 - High/single pressure side line or nozzle0112/2///61987#ABC270 - Impulse line0112/2///61987#ABC325 - Low pressure side line or nozzle0112/2///61987#ABC412 - Flow measuring chamber0112/2///61987#ABC625 - Structural design of a differential pressure gauge0112/2///61987#ABC629 - Structural design of a pressure or differential pressure gauge0112/2///61987#ABD831 - Line or nozzle [2]0112/2///61987#ABD863 - End connection0112/2///61987#ABF023 - Structural design of a bypass/measuring chamber0112/2///61987#ABG478 - Process equipment [level]0112/2///61987#ABH128 - Process equipment connection0112/2///61987#ABU455 - End connection0112/2///61987#ABC322 - Line or nozzle0112/2///61987#ABH113 - Head0112/2///61987#ABU458 - Process connection | 0112/2///61987#ABA000 |  |  |  | Standard |  |  |  | SC65E – IEC 61987 | 0112/2///61987#ABI406 - empty_property | C00091 |  | 0112-2---61987#ABA145 | https://cdd.iec.ch/cdd/iec61987/iec61987.nsf/PropertiesAllVersions/0112-2---61987%23ABA145
0112/2///61987#ABA963 | 007 | 01 | 0112/2///61987#ABA963#007 | mechanical shock resistance |  |  |  |  | degree of sudden mechanical loading a device can or should be designed to withstand without permanent impairment of operating characteristics | [5 empty] | STRING_TYPE |  |  | IEC 61298-3 |  | NON_DEPENDENT_P_DET | [5 empty] | 0112/2///61987#ABC450 - Normal environmental design conditions0112/2///61987#ABD509 - Normal environmental conditions [1]0112/2///61987#ABD944 - Normal environmental conditions [2]0112/2///61987#ABD945 - Normal environmental design conditions [3]0112/2///61987#ABD946 - Normal environmental design conditions [2]0112/2///61987#ABE367 - Normal environmental conditions [4]0112/2///61987#ABE371 - Normal environmental conditions [3]0112/2///61987#ABE588 - Normal environmental conditions [5]0112/2///61987#ABC315 - Limiting environmental conditions0112/2///61987#ABD827 - Limiting environmental conditions [2]0112/2///61987#ABE589 - Limiting environmental conditions [3]0112/2///61987#ABC316 - Limiting environmental design conditions0112/2///61987#ABC449 - Normal environmental conditions | 0112/2///61987#ABA000 |  |  |  | Standard |  |  |  | SC65E – IEC 61987 | - | C00004 |  | 0112-2---61987#ABA963 | https://cdd.iec.ch/cdd/iec61987/iec61987.nsf/PropertiesAllVersions/0112-2---61987%23ABA963
0112/2///61987#ABB529 | 002 | 01 | 0112/2///61987#ABB529#002 | nominal size of pressure tap connection |  |  |  |  | alphanumeric designation of size for a orifice pressure tap connection, which is used for reference purposes | [5 empty] | ENUM_CODE_TYPE(0112/2///61987#ABJ728) |  |  |  |  | DEPENDENT_P_DET |  |  | 0112/2///61987#ABJ728 | 0112/2///61987#ABJ811 - 1/16 - 27 NPT0112/2///61987#ABJ812 - 1/8 - 27 NPT0112/2///61987#ABJ813 - 1/4 - 18 NPT0112/2///61987#ABJ814 - 3/8 - 18 NPT0112/2///61987#ABJ815 - 1/2 - 14 NPT0112/2///61987#ABJ816 - 3/4 - 14 NPT0112/2///61987#ABJ817 - 1 - 11 1/2 NPT0112/2///61987#ABJ818 - 1 1/4 - 11 1/2 NPT0112/2///61987#ABJ819 - 1 1/2 - 11 1/2 NPT0112/2///61987#ABJ820 - 2 - 11 1/2 NPT0112/2///61987#ABJ821 - 2 1/2 - 8 NPT0112/2///61987#ABJ822 - 3 - 8 NPT0112/2///61987#ABJ823 - 3 1/2 - 8 NPT0112/2///61987#ABJ824 - 4 - 8 NPT0112/2///61987#ABJ825 - 5 - 8 NPT0112/2///61987#ABJ826 - 6 - 8 NPT0112/2///61987#ABJ827 - 8 - 8 NPT0112/2///61987#ABJ828 - NPS 1/160112/2///61987#ABJ829 - NPS 1/80112/2///61987#ABJ830 - NPS 1/40112/2///61987#ABJ831 - NPS 3/80112/2///61987#ABJ832 - NPS 1/20112/2///61987#ABJ833 - NPS 3/40112/2///61987#ABJ834 - NPS 10112/2///61987#ABJ835 - NPS 1 1/40112/2///61987#ABJ836 - NPS 1 1/20112/2///61987#ABJ837 - NPS 20112/2///61987#ABJ838 - NPS 2 1/20112/2///61987#ABJ839 - NPS 30112/2///61987#ABJ840 - NPS 3 1/20112/2///61987#ABJ841 - NPS 40112/2///61987#ABJ842 - NPS 4 1/20112/2///61987#ABJ843 - NPS 50112/2///61987#ABJ844 - NPS 60112/2///61987#ABJ845 - NPS 70112/2///61987#ABJ846 - NPS 80112/2///61987#ABJ847 - NPS 90112/2///61987#ABJ848 - NPS 100112/2///61987#ABJ849 - NPS 120112/2///61987#ABJ850 - NPS 140112/2///61987#ABJ851 - NPS 160112/2///61987#ABJ852 - NPS 180112/2///61987#ABJ853 - NPS 200112/2///61987#ABJ854 - NPS 220112/2///61987#ABJ855 - NPS 240112/2///61987#ABJ856 - NPS 260112/2///61987#ABJ857 - NPS 280112/2///61987#ABJ858 - NPS 300112/2///61987#ABJ859 - NPS 320112/2///61987#ABJ860 - NPS 340112/2///61987#ABJ861 - NPS 360112/2///61987#ABJ862 - NPS 400112/2///61987#ABJ863 - NPS 420112/2///61987#ABJ864 - NPS 440112/2///61987#ABJ865 - NPS 460112/2///61987#ABJ866 - NPS 480112/2///61987#ABJ867 - NPS 520112/2///61987#ABJ868 - NPS 560112/2///61987#ABJ869 - NPS 600112/2///61987#ABJ870 - NPS 640112/2///61987#ABJ871 - NPS 680112/2///61987#ABJ872 - NPS 720112/2///61987#ABJ873 - NPS 800112/2///61987#ABJ874 - NPS 920112/2///61987#ABJ875 - NPS 960112/2///61987#ABJ876 - NPS 1000112/2///61987#ABJ877 - NPS 1040112/2///61987#ABJ878 - NPS 1080112/2///61987#ABJ879 - NPS 1120112/2///61987#ABJ880 - NPS 1160112/2///61987#ABJ881 - NPS 1200112/2///61987#ABJ882 - NPS 1240112/2///61987#ABJ883 - NPS 1280112/2///61987#ABJ884 - NPS 1320112/2///61987#ABJ885 - NPS 1360112/2///61987#ABJ886 - NPS 1400112/2///61987#ABJ887 - NPS 1440112/2///61987#ABJ888 - NPS 1480112/2///61987#ABJ889 - NPS 1520112/2///61987#ABJ890 - NPS 1560112/2///61987#ABJ891 - NPS 1600112/2///61987#ABJ892 - M4 x 0.70112/2///61987#ABJ893 - M5 x 0.80112/2///61987#ABJ894 - M6 x 10112/2///61987#ABJ895 - M7 x 10112/2///61987#ABJ896 - M8 x 10112/2///61987#ABJ897 - M10 x 10112/2///61987#ABJ898 - M10 x 1.50112/2///61987#ABJ899 - M12 x 10112/2///61987#ABJ900 - M12 x 1.50112/2///61987#ABJ901 - M14 x 1.50112/2///61987#ABJ902 - M15 x 1.50112/2///61987#ABJ903 - M16 x 1.50112/2///61987#ABJ904 - M17 x 1.50112/2///61987#ABJ905 - M18 x 1.50112/2///61987#ABJ906 - M20 x 1.50112/2///61987#ABJ907 - M22 x 1.50112/2///61987#ABJ908 - M24 x 1.50112/2///61987#ABJ909 - M25 x 1.50112/2///61987#ABJ910 - M26 x 1.50112/2///61987#ABJ911 - M27 x 1.50112/2///61987#ABJ912 - M28 x 1.50112/2///61987#ABJ913 - M30 x 1.50112/2///61987#ABJ914 - M32 x 1.50112/2///61987#ABJ915 - M40 x 1.50112/2///61987#ABJ916 - M50 x 1.50112/2///61987#ABJ917 - M63 x 1.50112/2///61987#ABJ918 - M75 x 1.50112/2///61987#ABJ919 - DN 10112/2///61987#ABJ920 - DN 1.50112/2///61987#ABJ921 - DN 20112/2///61987#ABJ922 - DN 2.50112/2///61987#ABJ923 - DN 30112/2///61987#ABJ924 - DN 40112/2///61987#ABJ925 - DN 50112/2///61987#ABJ926 - DN 60112/2///61987#ABJ927 - DN 80112/2///61987#ABJ928 - DN 100112/2///61987#ABJ929 - DN 120112/2///61987#ABJ930 - DN 150112/2///61987#ABJ931 - DN 160112/2///61987#ABJ932 - DN 200112/2///61987#ABJ933 - DN 240112/2///61987#ABJ934 - DN 250112/2///61987#ABJ935 - DN 320112/2///61987#ABJ936 - DN 340112/2///61987#ABJ937 - DN 350112/2///61987#ABJ938 - DN 400112/2///61987#ABJ939 - DN 450112/2///61987#ABJ940 - DN 500112/2///61987#ABJ941 - DN 550112/2///61987#ABJ942 - DN 580112/2///61987#ABJ943 - DN 600112/2///61987#ABJ944 - DN 650112/2///61987#ABJ945 - DN 700112/2///61987#ABJ946 - DN 800112/2///61987#ABJ947 - DN 900112/2///61987#ABJ948 - DN 1000112/2///61987#ABJ949 - DN 1200112/2///61987#ABJ950 - DN 1250112/2///61987#ABJ951 - DN 1500112/2///61987#ABJ952 - DN 2000112/2///61987#ABJ953 - DN 2500112/2///61987#ABJ954 - DN 2750112/2///61987#ABJ955 - DN 3000112/2///61987#ABJ956 - DN 3500112/2///61987#ABJ957 - DN 4000112/2///61987#ABJ958 - DN 4500112/2///61987#ABJ959 - DN 5000112/2///61987#ABJ960 - DN 5500112/2///61987#ABJ961 - DN 6000112/2///61987#ABJ962 - DN 7000112/2///61987#ABJ963 - DN 8000112/2///61987#ABJ964 - DN 9000112/2///61987#ABJ965 - DN 10000112/2///61987#ABJ966 - DN 12000112/2///61987#ABJ967 - DN 14000112/2///61987#ABJ968 - DN 15000112/2///61987#ABJ969 - DN 16000112/2///61987#ABJ970 - DN 18000112/2///61987#ABJ971 - DN 20000112/2///61987#ABJ972 - DN 22000112/2///61987#ABJ973 - DN 24000112/2///61987#ABJ974 - DN 26000112/2///61987#ABJ975 - DN 28000112/2///61987#ABJ976 - DN 30000112/2///61987#ABJ977 - DN 32000112/2///61987#ABJ978 - DN 34000112/2///61987#ABJ979 - DN 36000112/2///61987#ABJ980 - DN 38000112/2///61987#ABJ981 - DN 40000112/2///61987#ABJ982 - G 1/160112/2///61987#ABJ983 - G 1/16 A0112/2///61987#ABJ984 - G 1/16 B0112/2///61987#ABJ985 - G 1/80112/2///61987#ABJ986 - G 1/8 A0112/2///61987#ABJ987 - G 1/8 B0112/2///61987#ABJ988 - G 1/40112/2///61987#ABJ989 - G 1/4 A0112/2///61987#ABJ990 - G 1/4 B0112/2///61987#ABJ991 - G 3/80112/2///61987#ABJ992 - G 3/8 A0112/2///61987#ABJ993 - G 3/8 B0112/2///61987#ABJ994 - G 1/20112/2///61987#ABJ995 - G 1/2 A0112/2///61987#ABJ996 - G 1/2 B0112/2///61987#ABJ997 - G 5/80112/2///61987#ABJ998 - G 5/8 A0112/2///61987#ABJ999 - G 5/8 B0112/2///61987#ABK000 - G 3/40112/2///61987#ABK001 - G 3/4 A0112/2///61987#ABK002 - G 3/4 B0112/2///61987#ABK003 - G 7/80112/2///61987#ABK004 - G 7/8 A0112/2///61987#ABK005 - G 7/8 B0112/2///61987#ABK006 - G 10112/2///61987#ABK007 - G 1 A0112/2///61987#ABK008 - G 1 B0112/2///61987#ABK009 - G 1 1/80112/2///61987#ABK010 - G 1 1/8 A0112/2///61987#ABK011 - G 1 1/8 B0112/2///61987#ABK012 - G 1 1/40112/2///61987#ABK013 - G 1 1/4 A0112/2///61987#ABK014 - G 1 1/4 B0112/2///61987#ABK015 - G 1 1/20112/2///61987#ABK016 - G 1 1/2 A0112/2///61987#ABK017 - G 1 1/2 B0112/2///61987#ABK018 - G 1 3/40112/2///61987#ABK019 - G 1 3/4 A0112/2///61987#ABK020 - G 1 3/4 B0112/2///61987#ABK021 - G 20112/2///61987#ABK022 - G 2 A0112/2///61987#ABK023 - G 2 B0112/2///61987#ABK024 - G 2 1/40112/2///61987#ABK025 - G 2 1/4 A0112/2///61987#ABK026 - G 2 1/4 B0112/2///61987#ABK027 - G 2 1/20112/2///61987#ABK028 - G 2 1/2 A0112/2///61987#ABK029 - G 2 1/2 B0112/2///61987#ABK030 - G 2 3/40112/2///61987#ABK031 - G 2 3/4 A0112/2///61987#ABK032 - G 2 3/4 B0112/2///61987#ABK033 - G 30112/2///61987#ABK034 - G 3 A0112/2///61987#ABK035 - G 3 B0112/2///61987#ABK036 - G 3 1/20112/2///61987#ABK037 - G 3 1/2 A0112/2///61987#ABK038 - G 3 1/2 B0112/2///61987#ABK039 - G 40112/2///61987#ABK040 - G 4 A0112/2///61987#ABK041 - G 4 B0112/2///61987#ABK042 - G 4 1/20112/2///61987#ABK043 - G 4 1/2 A0112/2///61987#ABK044 - G 4 1/2 B0112/2///61987#ABK045 - G 50112/2///61987#ABK046 - G 5 A0112/2///61987#ABK047 - G 5 B0112/2///61987#ABK048 - G 5 1/20112/2///61987#ABK049 - G 5 1/2 A0112/2///61987#ABK050 - G 5 1/2 B0112/2///61987#ABK051 - G 60112/2///61987#ABK052 - G 6 A0112/2///61987#ABK053 - G 6 B0112/2///61987#ABK054 - R 1/160112/2///61987#ABK055 - R 1/80112/2///61987#ABK056 - R 1/40112/2///61987#ABK057 - R 3/80112/2///61987#ABK058 - R 1/20112/2///61987#ABK059 - R 3/40112/2///61987#ABK060 - R 10112/2///61987#ABK061 - R 1 1/40112/2///61987#ABK062 - R 1 1/20112/2///61987#ABK063 - R 20112/2///61987#ABK064 - R 2 1/20112/2///61987#ABK065 - R 30112/2///61987#ABK066 - R 40112/2///61987#ABK067 - R 50112/2///61987#ABK068 - R 60112/2///61987#ABK069 - Rc 1/160112/2///61987#ABK070 - Rc 1/80112/2///61987#ABK071 - Rc 1/40112/2///61987#ABK072 - Rc 3/80112/2///61987#ABK073 - Rc 1/20112/2///61987#ABK074 - Rc 3/40112/2///61987#ABK075 - Rc 10112/2///61987#ABK076 - Rc 1 1/40112/2///61987#ABK077 - Rc 1 1/20112/2///61987#ABK078 - Rc 20112/2///61987#ABK079 - Rc 2 1/20112/2///61987#ABK080 - Rc 30112/2///61987#ABK081 - Rc 40112/2///61987#ABK082 - Rc 50112/2///61987#ABK083 - Rc 60112/2///61987#ABK084 - Rp 1/160112/2///61987#ABK085 - Rp 1/80112/2///61987#ABK086 - Rp 1/40112/2///61987#ABK087 - Rp 3/80112/2///61987#ABK088 - Rp 1/20112/2///61987#ABK089 - Rp 3/40112/2///61987#ABK090 - Rp 10112/2///61987#ABK091 - Rp 1 1/40112/2///61987#ABK092 - Rp 1 1/20112/2///61987#ABK093 - Rp 20112/2///61987#ABK094 - Rp 2 1/20112/2///61987#ABK095 - Rp 30112/2///61987#ABK096 - Rp 40112/2///61987#ABK097 - Rp 50112/2///61987#ABK098 - Rp 60112/2///61987#ABK099 - 1A0112/2///61987#ABK100 - 2A0112/2///61987#ABK101 - 3A0112/2///61987#ABK102 - 4A0112/2///61987#ABK103 - 5A0112/2///61987#ABK104 - 6A0112/2///61987#ABK105 - 8A0112/2///61987#ABK106 - 10A0112/2///61987#ABK107 - 15A0112/2///61987#ABK108 - 20A0112/2///61987#ABK109 - 25A0112/2///61987#ABK110 - 32A0112/2///61987#ABK111 - 40A0112/2///61987#ABK112 - 50A0112/2///61987#ABK113 - 65A0112/2///61987#ABK114 - 80A0112/2///61987#ABK115 - 90A0112/2///61987#ABK116 - 100A0112/2///61987#ABK117 - 125A0112/2///61987#ABK118 - 150A0112/2///61987#ABK119 - 175A0112/2///61987#ABK120 - 200A0112/2///61987#ABK121 - 225A0112/2///61987#ABK122 - 250A0112/2///61987#ABK123 - 300A0112/2///61987#ABK124 - 350A0112/2///61987#ABK125 - 400A0112/2///61987#ABK126 - 450A0112/2///61987#ABK127 - 500A0112/2///61987#ABK128 - 550A0112/2///61987#ABK129 - 600A0112/2///61987#ABK130 - 650A0112/2///61987#ABK131 - 700A0112/2///61987#ABK132 - 750A0112/2///61987#ABK133 - 800A0112/2///61987#ABK134 - 850A0112/2///61987#ABK135 - 900A0112/2///61987#ABK136 - 1000A0112/2///61987#ABK137 - 1100A0112/2///61987#ABK138 - 1200A0112/2///61987#ABK139 - 1350A0112/2///61987#ABK140 - 1500A0112/2///61987#ABK141 - 1600A0112/2///61987#ABK142 - 1800A0112/2///61987#ABK143 - 2000A0112/2///61987#ABK144 - 2100A0112/2///61987#ABK145 - 2200A0112/2///61987#ABK146 - 2300A0112/2///61987#ABK147 - 2400A0112/2///61987#ABK148 - 2500A0112/2///61987#ABK149 - 2600A0112/2///61987#ABK150 - 2700A0112/2///61987#ABK151 - 2800A0112/2///61987#ABK152 - 1/16B0112/2///61987#ABK153 - 1/12B0112/2///61987#ABK154 - 1/8B0112/2///61987#ABK155 - 3/8B0112/2///61987#ABK156 - 1/4B0112/2///61987#ABK157 - 1/2B0112/2///61987#ABK158 - 3/4B0112/2///61987#ABK159 - 1B0112/2///61987#ABK160 - 1 1/4B0112/2///61987#ABK161 - 1 1/2B0112/2///61987#ABK162 - 2B0112/2///61987#ABK163 - 2 1/2B0112/2///61987#ABK164 - 3B0112/2///61987#ABK165 - 3 1/2B0112/2///61987#ABK166 - 4B0112/2///61987#ABK167 - 5B0112/2///61987#ABK168 - 6B0112/2///61987#ABK169 - 8B0112/2///61987#ABK170 - 10B0112/2///61987#ABK171 - 12B0112/2///61987#ABK172 - 14B0112/2///61987#ABK173 - 16B0112/2///61987#ABK174 - 18B0112/2///61987#ABK175 - 20B0112/2///61987#ABK176 - 24B0112/2///61987#ABK177 - 26B0112/2///61987#ABK178 - 28B0112/2///61987#ABK179 - 30B0112/2///61987#ABK180 - 32B0112/2///61987#ABK181 - 34B0112/2///61987#ABK182 - 36B0112/2///61987#ABK183 - 38B0112/2///61987#ABK184 - 40B0112/2///61987#ABK185 - 42B0112/2///61987#ABK186 - 44B0112/2///61987#ABK187 - 46B0112/2///61987#ABK188 - 48B0112/2///61987#ABK189 - 52B0112/2///61987#ABK190 - 54B0112/2///61987#ABK191 - 56B0112/2///61987#ABK192 - 60B0112/2///61987#ABK193 - 64B0112/2///61987#ABK194 - 66B0112/2///61987#ABK195 - 68B0112/2///61987#ABK196 - 72B0112/2///61987#ABK197 - 76B0112/2///61987#ABK198 - 78B0112/2///61987#ABK199 - 80B0112/2///61987#ABK200 - 84B0112/2///61987#ABK201 - 88B0112/2///61987#ABK202 - 92B0112/2///61987#ABK203 - 96B0112/2///61987#ABK204 - 100B0112/2///61987#ABK205 - 104B0112/2///61987#ABK206 - 108B0112/2///61987#ABK207 - 112B0112/2///61987#ABK208 - 116B0112/2///61987#ABK209 - 120B0112/2///61987#ABK210 - 124B0112/2///61987#ABK211 - 128B0112/2///61987#ABK212 - 132B0112/2///61987#ABK213 - 136B0112/2///61987#ABK214 - 140B0112/2///61987#ABK215 - 144B0112/2///61987#ABK216 - 148B0112/2///61987#ABK217 - 152B0112/2///61987#ABK218 - 156B0112/2///61987#ABK219 - 160B0112/2///61987#ABI407 - others |  | 0112/2///61987#ABC529 - Pressure tap of an orifice assembly0112/2///61987#ABC530 - Pressure taps of a flow nozzle | 0112/2///61987#ABA000 |  |  |  | Standard |  |  |  | SC65E – IEC 61987 | 0112/2///61987#ABI406 - empty_property | C00091 |  | 0112-2---61987#ABB529 | https://cdd.iec.ch/cdd/iec61987/iec61987.nsf/PropertiesAllVersions/0112-2---61987%23ABB529
0112/2///61987#ABA342 | 006 | 01 | 0112/2///61987#ABA342#006 | function of input/output |  |  |  |  | purpose for which an input or an output is provided | [5 empty] | ENUM_CODE_TYPE(0112/2///61987#ABL643) |  | 0112/2///61987#ABL643 |  |  | DEPENDENT_P_DET |  |  | 0112/2///61987#ABL643 | 0112/2///61987#ABN178 - start0112/2///61987#ABL217 - hold0112/2///61987#ABN180 - continue batch0112/2///61987#ABN181 - zero-point adjust0112/2///61987#ABN182 - reset totalizer0112/2///61987#ABN183 - force output0112/2///61987#ABN184 - freeze output0112/2///61987#ABN185 - dry contact0112/2///61987#ABN186 - temperature compensation0112/2///61987#ABN187 - density compensation0112/2///61987#ABN188 - pressure compensation0112/2///61987#ABN071 - compensation0112/2///61987#ABN190 - open valve0112/2///61987#ABN191 - close valve0112/2///61987#ABN192 - mid position of valve0112/2///61987#ABI407 - others |  | 0112/2///61987#ABC476 - Output [1]0112/2///61987#ABC477 - Output [2]0112/2///61987#ABC478 - Output [3]0112/2///61987#ABC479 - Output [4]0112/2///61987#ABC480 - Output [5]0112/2///61987#ABC481 - Output [6]0112/2///61987#ABC482 - Output [7]0112/2///61987#ABD806 - Control input0112/2///61987#ABD957 - Output [8]0112/2///61987#ABE393 - Auxiliary input [11]0112/2///61987#ABE570 - Solenoid valve binary input0112/2///61987#ABE571 - Pneumatic solenoid valve input0112/2///61987#ABE572 - Output [9]0112/2///61987#ABE574 - Output [10]0112/2///61987#ABE578 - Output [11]0112/2///61987#ABE672 - Auxiliary input [18]0112/2///61987#ABE678 - Auxiliary input [19]0112/2///61987#ABE684 - Auxiliary input [20]0112/2///61987#ABE690 - Output [22]0112/2///61987#ABG050 - Auxiliary input [12]0112/2///61987#ABG051 - Auxiliary input [13]0112/2///61987#ABG052 - Auxiliary input [14]0112/2///61987#ABG053 - Auxiliary input [15]0112/2///61987#ABG054 - Auxiliary input [16]0112/2///61987#ABG055 - Auxiliary input [17]0112/2///61987#ABG059 - Auxiliary input [21]0112/2///61987#ABG060 - Auxiliary input [22]0112/2///61987#ABG127 - Output [12]0112/2///61987#ABG128 - Output [13]0112/2///61987#ABG129 - Output [14]0112/2///61987#ABG130 - Output [15]0112/2///61987#ABG131 - Output [16]0112/2///61987#ABG132 - Output [17]0112/2///61987#ABG133 - Output [18]0112/2///61987#ABG134 - Output [19]0112/2///61987#ABG135 - Output [20]0112/2///61987#ABG136 - Output [21]0112/2///61987#ABG138 - Output [23]0112/2///61987#ABG139 - Output [24]0112/2///61987#ABG140 - Output [25]0112/2///61987#ABG141 - Output [26]0112/2///61987#ABC126 - Auxiliary input [1]0112/2///61987#ABC127 - Auxiliary input [2]0112/2///61987#ABC128 - Auxiliary input [3]0112/2///61987#ABC129 - Auxiliary input [4]0112/2///61987#ABC130 - Auxiliary input [5]0112/2///61987#ABC131 - Auxiliary input [6]0112/2///61987#ABC132 - Auxiliary input [7]0112/2///61987#ABC133 - Auxiliary input [8]0112/2///61987#ABC134 - Auxiliary input [9]0112/2///61987#ABC520 - Pneumatic/hydraulic supply [2]0112/2///61987#ABP044 - Input [I/O module]0112/2///61987#ABP052 - Output [I/O module] | 0112/2///61987#ABA000 |  |  |  | Standard |  | IEC 61987 | IEC | IEC/SC 65E | 0112/2///61987#ABI406 - empty_property | C00112 |  | 0112-2---61987#ABA342 | https://cdd.iec.ch/cdd/iec61987/iec61987.nsf/PropertiesAllVersions/0112-2---61987%23ABA342
0112/2///61987#ABB173 | 002 | 01 | 0112/2///61987#ABB173#002 | type of assigned thermocouple sensor |  |  |  |  | type of thermocouple assigned as default | [5 empty] | ENUM_CODE_TYPE(0112/2///61987#ABJ762) |  |  |  |  | DEPENDENT_P_DET |  |  | 0112/2///61987#ABJ762 | 0112/2///61987#ABK993 - Type B: Pt30Rh-Pt6Rh0112/2///61987#ABK994 - Type E: NiCr-CuNi0112/2///61987#ABK995 - Type J: Fe-CuNi0112/2///61987#ABK996 - Type K: NiCr-Ni0112/2///61987#ABK997 - Type N: NiCrSi-NiSi0112/2///61987#ABK998 - Type R: Pt13Rh-Pt0112/2///61987#ABK999 - Type S: Pt10Rh-Pt0112/2///61987#ABL000 - Type T: Cu-CuNi0112/2///61987#ABL001 - Type L: Fe-CuNi0112/2///61987#ABL002 - Type U: Cu-CuNi0112/2///61987#ABL003 - Type C: W5%-Re0112/2///61987#ABL004 - Type D: W3%-Re0112/2///61987#ABI407 - others |  | 0112/2///61987#ABC652 - Thermocouple input0112/2///61987#ABP075 - Thermocouple input [I/O module] | 0112/2///61987#ABA000 |  |  |  | Standard |  |  |  | SC65E – IEC 61987 | 0112/2///61987#ABI406 - empty_property | C00091 |  | 0112-2---61987#ABB173 | https://cdd.iec.ch/cdd/iec61987/iec61987.nsf/PropertiesAllVersions/0112-2---61987%23ABB173
0112/2///61987#ABD722 | 003 | 01 | 0112/2///61987#ABD722#003 | style of manual override |  |  |  |  | classification of a manual override according to way in which the action is applied | [5 empty] | ENUM_CODE_TYPE(0112/2///61987#ABL434) |  |  |  |  | DEPENDENT_P_DET |  |  | 0112/2///61987#ABL434 | 0112/2///61987#ABM421 - hand wheel0112/2///61987#ABM422 - lever0112/2///61987#ABI407 - others |  | 0112/2///61987#ABD835 - Manual override [2]0112/2///61987#ABE606 - Structural design of a solenoid valve0112/2///61987#ABU554 - Manual override0112/2///61987#ABU555 - Manual override0112/2///61987#ABP303 - Functional design of a solenoid valve [I/O module] | 0112/2///61987#ABA000 |  |  |  | Standard |  |  |  |  | 0112/2///61987#ABI406 - empty_property | C00091 |  | 0112-2---61987#ABD722 | https://cdd.iec.ch/cdd/iec61987/iec61987.nsf/PropertiesAllVersions/0112-2---61987%23ABD722
0112/2///61987#ABG981 | 001 | 01 | 0112/2///61987#ABG981#001 | reference to Structural design [optical level switch] |  |  |  |  | reference to block ABG421 | [5 empty] | CLASS_REFERENCE_TYPE(0112/2///61987#ABG421) 0112/2///61987#ABG421 - Structural design [optical level switch] |  |  |  |  | NON_DEPENDENT_P_DET | [5 empty] | 0112/2///61987#ABG376 - Mechanical and electrical construction [optical level switch] | 0112/2///61987#ABA000 |  |  |  | Standard |  | IEC 61987 | IEC | SC65E | - | C00018 | 001-01 (2018-03-28 07:27:12 by BATCH 00000762) standard | 0112-2---61987#ABG981 | https://cdd.iec.ch/cdd/iec61987/iec61987.nsf/PropertiesAllVersions/0112-2---61987%23ABG981
0112/2///61987#ABH755 | 001 | 02 | 0112/2///61987#ABH755#001 | reference to Calibration point of degree of filling |  |  |  |  | reference to block ABH643 | [5 empty] | CLASS_REFERENCE_TYPE(0112/2///61987#ABH643) 0112/2///61987#ABH643 - Calibration point of degree of filling |  |  |  |  | DEPENDENT_P_DET | [5 empty] | 0112/2///61987#ABH625 - Calibration of degree of filling | 0112/2///61987#ABA000 |  |  |  | Standard |  | IEC 61987 | IEC | IEC SC65E | 0112/2///61987#ABH594 - number of calibration points | C00112 |  | 0112-2---61987#ABH755 | https://cdd.iec.ch/cdd/iec61987/iec61987.nsf/PropertiesAllVersions/0112-2---61987%23ABH755
0112/2///61987#ABI040 | 001 | 01 | 0112/2///61987#ABI040#001 | number of other block parameters |  |  |  |  | cardinal property for other block parameter | [5 empty] | INT_TYPE |  |  |  |  | CONDITION_DET | [5 empty] | 0112/2///61987#ABH913 - Other function block | 0112/2///61987#ABA000 |  |  |  | Standard |  |  |  | SC65E – IEC 61987 | - | C00018 | 001-01 (2019-03-08 15:35:31 by BATCH 00000766) standard | 0112-2---61987#ABI040 | https://cdd.iec.ch/cdd/iec61987/iec61987.nsf/PropertiesAllVersions/0112-2---61987%23ABI040
0112/2///61987#ABN603 | 002 | 01 | 0112/2///61987#ABN603#002 | revision counter value of the parameter setting |  |  |  | Revision counter | value of the counter totalizing the storing of the parameter set of a device | Any reset of the device parameters will also increment the counter. | also used by Process Automation - Device Information Model (PA-DIM) |  |  |  | INT_TYPE |  |  |  |  | NON_DEPENDENT_P_DET | [5 empty] | 0112/2///61987#ABN605 - LOPD for general device variables/status | 0112/2///61987#ABA000 |  |  |  | Standard |  | IEC 61987 | IEC | IEC SC65E | - | C00112 |  | 0112-2---61987#ABN603 | https://cdd.iec.ch/cdd/iec61987/iec61987.nsf/PropertiesAllVersions/0112-2---61987%23ABN603
0112/2///61987#ABE957 | 001 | 01 | 0112/2///61987#ABE957#001 | average influence of ambient temperature on ullage |  |  |  |  | change in output of an ullage measuring device caused by a change in ambient temperature with respect to reference conditions, expressed as the average error across the specified ambient temperature range |  |  | m/K |  |  | REAL_MEASURE_TYPE |  |  |  |  | NON_DEPENDENT_P_DET | [5 empty] | 0112/2///61987#ABE956 - Influence of external quantities expressed for ullage | 0112/2///61987#ABA000 | 0112/2///62720#UAA728 - metre per kelvin |  | 0112/2///61987#ABT549 - Length per temperature | Standard |  | IEC 61987 | IEC | SC65E | - | C00018 | 001-01 (2018-03-28 07:27:03 by BATCH 00000762) standard | 0112-2---61987#ABE957 | https://cdd.iec.ch/cdd/iec61987/iec61987.nsf/PropertiesAllVersions/0112-2---61987%23ABE957
0112/2///61987#ABF706 | 001 | 01 | 0112/2///61987#ABF706#001 | reference to Material of float cushioning |  |  |  |  | reference to block ABF045 | [5 empty] | CLASS_REFERENCE_TYPE(0112/2///61987#ABF045) 0112/2///61987#ABF045 - Material of float cushioning |  |  |  |  | NON_DEPENDENT_P_DET | [5 empty] | 0112/2///61987#ABF040 - Float guide | 0112/2///61987#ABA000 |  |  |  | Standard |  | IEC 61987 | IEC | SC65E | - | C00018 | 001-01 (2018-03-28 07:27:08 by BATCH 00000762) standard | 0112-2---61987#ABF706 | https://cdd.iec.ch/cdd/iec61987/iec61987.nsf/PropertiesAllVersions/0112-2---61987%23ABF706
0112/2///61987#ABI303 | 002 | 01 | 0112/2///61987#ABI303#002 | tag |  |  |  |  | alphanumeric character sequence uniquely identifying an instrument installation point assigned to a CPF 9 device | CPF 9 is the IEC 61784 acronym for HART. |  |  |  |  | STRING_TYPE |  |  |  |  | NON_DEPENDENT_P_DET | [5 empty] | 0112/2///61987#ABH916 - HART universal parameters | 0112/2///61987#ABA000 |  |  |  | Standard |  | IEC 61987 | IEC | IEC/SC 65E | - | C00112 |  | 0112-2---61987#ABI303 | https://cdd.iec.ch/cdd/iec61987/iec61987.nsf/PropertiesAllVersions/0112-2---61987%23ABI303
0112/2///61987#ABB023 | 003 | 01 | 0112/2///61987#ABB023#003 | linearization function |  |  |  |  | provision by a device of a function for converting a non-linear input variable into a linear output signal | [5 empty] | ENUM_CODE_TYPE(0112/2///61987#ABL639) |  |  |  |  | DEPENDENT_P_DET |  |  | 0112/2///61987#ABL639 | 0112/2///61987#ABN167 - square root function0112/2///61987#ABN168 - characteristic curve0112/2///61987#ABI407 - others |  | 0112/2///61987#ABC300 - Input signal processing0112/2///61987#ABD895 - Input signal processing [2]0112/2///61987#ABH531 - Output signal processing variable | 0112/2///61987#ABA000 |  |  |  | Standard |  |  |  | SC65E – IEC 61987 | 0112/2///61987#ABI406 - empty_property | C00091 |  | 0112-2---61987#ABB023 | https://cdd.iec.ch/cdd/iec61987/iec61987.nsf/PropertiesAllVersions/0112-2---61987%23ABB023
0112/2///61987#ABH429 | 001 | 01 | 0112/2///61987#ABH429#001 | reference to Material of extension |  |  |  |  | reference to block ABH422 | [5 empty] | CLASS_REFERENCE_TYPE(0112/2///61987#ABH422) 0112/2///61987#ABH422 - Material of extension |  |  |  |  | NON_DEPENDENT_P_DET | [5 empty] | 0112/2///61987#ABH421 - Float extension | 0112/2///61987#ABA000 |  |  |  | Standard |  |  |  | SC65E – IEC 61987 | - | C00018 | 001-01 (2018-03-28 07:27:15 by BATCH 00000762) standard | 0112-2---61987#ABH429 | https://cdd.iec.ch/cdd/iec61987/iec61987.nsf/PropertiesAllVersions/0112-2---61987%23ABH429
0112/2///61987#ABB845 | 002 | 01 | 0112/2///61987#ABB845#002 | reference base for long-term stability |  |  |  |  | basis for stating the long-term stability (period) | [5 empty] | ENUM_CODE_TYPE(0112/2///61987#ABJ764) |  |  |  |  | DEPENDENT_P_DET |  |  | 0112/2///61987#ABJ764 | 0112/2///61987#ABL009 - relative to calibrated span0112/2///61987#ABL010 - relative to full scale0112/2///61987#ABL011 - relative to measured value0112/2///61987#ABL012 - relative to measuring upper range-limit0112/2///61987#ABL013 - relative to span0112/2///61987#ABI407 - others |  | 0112/2///61987#ABC324 - Long-term behaviour0112/2///61987#ABF308 - Long-term behaviour [2] | 0112/2///61987#ABA000 |  |  |  | Standard |  |  |  | SC65E – IEC 61987 | 0112/2///61987#ABI406 - empty_property | C00091 |  | 0112-2---61987#ABB845 | https://cdd.iec.ch/cdd/iec61987/iec61987.nsf/PropertiesAllVersions/0112-2---61987%23ABB845
0112/2///61987#ABD599 | 002 | 01 | 0112/2///61987#ABD599#002 | integral filter regulator |  |  |  |  | classification of a integral filter regulator according to its availability | [5 empty] | ENUM_CODE_TYPE(0112/2///61987#ABJ765) |  |  |  |  | DEPENDENT_P_DET |  |  | 0112/2///61987#ABJ765 | 0112/2///61987#ABL014 - no0112/2///61987#ABL015 - yes0112/2///61987#ABI407 - others |  | 0112/2///61987#ABD963 - Parameters of positioner | 0112/2///61987#ABA000 |  |  |  | Standard |  |  |  |  | 0112/2///61987#ABI406 - empty_property | C00091 |  | 0112-2---61987#ABD599 | https://cdd.iec.ch/cdd/iec61987/iec61987.nsf/PropertiesAllVersions/0112-2---61987%23ABD599
0112/2///61987#ABF810 | 001 | 01 | 0112/2///61987#ABF810#001 | reference to Material of drum housing |  |  |  |  | reference to block ABF451 | [5 empty] | CLASS_REFERENCE_TYPE(0112/2///61987#ABF451) 0112/2///61987#ABF451 - Material of drum housing |  |  |  |  | NON_DEPENDENT_P_DET | [5 empty] | 0112/2///61987#ABF432 - Structural design of a servo level transmitter | 0112/2///61987#ABA000 |  |  |  | Standard |  | IEC 61987 | IEC | SC65E | - | C00018 | 001-01 (2018-03-28 07:27:09 by BATCH 00000762) standard | 0112-2---61987#ABF810 | https://cdd.iec.ch/cdd/iec61987/iec61987.nsf/PropertiesAllVersions/0112-2---61987%23ABF810
0112/2///61987#ABA107 | 008 | 01 | 0112/2///61987#ABA107#008 | maximum limit of storage relative humidity |  |  |  |  | highest relative humidity to which a device may be subject between the time of construction and the time of operation without permanent impairment of operating characteristics |  |  | % |  |  | REAL_MEASURE_TYPE |  |  |  |  | NON_DEPENDENT_P_DET | [5 empty] | 0112/2///61987#ABH806 - Storage0112/2///61987#ABC315 - Limiting environmental conditions0112/2///61987#ABD827 - Limiting environmental conditions [2]0112/2///61987#ABE589 - Limiting environmental conditions [3]0112/2///61987#ABC316 - Limiting environmental design conditions | 0112/2///61987#ABA000 | 0112/2///62720#UAA000 - percent |  | 0112/2///61987#ABT533 - Percentage | Standard |  |  |  | SC65E – IEC 61987 | - | C0004 |  | 0112-2---61987#ABA107 | https://cdd.iec.ch/cdd/iec61987/iec61987.nsf/PropertiesAllVersions/0112-2---61987%23ABA107
0112/2///61987#ABB389 | 002 | 01 | 0112/2///61987#ABB389#002 | material of compression ferrule |  |  |  |  | material of which a compression ferrule used for sealing is made | [5 empty] | STRING_TYPE |  |  |  |  | NON_DEPENDENT_P_DET | [5 empty] | 0112/2///61987#ABC044 - Transmitter body [1]0112/2///61987#ABC045 - Transmitter body [2]0112/2///61987#ABC046 - Transmitter body [3]0112/2///61987#ABC047 - Transmitter body [4] | 0112/2///61987#ABA000 |  |  |  | Standard |  |  |  | SC65E – IEC 61987 | - | C00004 |  | 0112-2---61987#ABB389 | https://cdd.iec.ch/cdd/iec61987/iec61987.nsf/PropertiesAllVersions/0112-2---61987%23ABB389
0112/2///61987#ABB666 | 003 | 01 | 0112/2///61987#ABB666#003 | maximum influence of ambient temperature |  |  |  |  | change in output caused by a change in ambient temperature with respect to reference conditions, expressed as the maximum error within the specified ambient temperature range | Testing and selection of test temperatures is described in IEC 61298-3 |  | %/K |  |  | REAL_MEASURE_TYPE |  |  |  |  | NON_DEPENDENT_P_DET | [5 empty] | 0112/2///61987#ABC501 - Performance of indicator0112/2///61987#ABJ593 - Influence of external quantities expressed as a percentage [5]0112/2///61987#ABC276 - Influence of external quantities expressed as a percentage0112/2///61987#ABD890 - Influence of external quantities expressed as a percentage [2]0112/2///61987#ABG313 - Influence of external quantities expressed as a percentage [3]0112/2///61987#ABG314 - Influence of external quantities expressed as a percentage [4]0112/2///61987#ABP034 - Influence of external quantities expressed as a percentage [I/O module] | 0112/2///61987#ABA000 | 0112/2///62720#UAA008 - percent per kelvin |  | 0112/2///61987#ABT527 - Percentage per temperature | Standard |  |  |  | SC65E – IEC 61987 | - | C00004 |  | 0112-2---61987#ABB666 | https://cdd.iec.ch/cdd/iec61987/iec61987.nsf/PropertiesAllVersions/0112-2---61987%23ABB666
0112/2///61987#ABU930 | 001 | 01 | 0112/2///61987#ABU930#001 | reference to Absolute performance for concentration |  |  |  |  | reference to block ABE792 | [5 empty] | CLASS_REFERENCE_TYPE(0112/2///61987#ABE792) 0112/2///61987#ABE792 - Absolute performance for concentration |  |  |  |  | DEPENDENT_P_DET | [5 empty] | 0112/2///61987#ABG277 - Type of performance variable [11] | 0112/2///61987#ABA000 |  |  |  | Standard |  | IEC 61987 | IEC | SC65E | 0112/2///61987#ABU918 - performance variable type [11] | C00018 | 001-01 (2018-03-28 07:27:22 by BATCH 00000762) standard | 0112-2---61987#ABU930 | https://cdd.iec.ch/cdd/iec61987/iec61987.nsf/PropertiesAllVersions/0112-2---61987%23ABU930
0112/2///61987#ABJ667 | 001 | 01 | 0112/2///61987#ABJ667#001 | number of MEASUREMENT_TRANSFORMATIONs |  |  |  |  | cardinality property for MEASUREMENT_TRANSFORMATION | [5 empty] | INT_TYPE |  |  |  |  | CONDITION_DET | [5 empty] | 0112/2///61987#ABH849 - Level technology block0112/2///61987#ABH869 - Temperature technology block0112/2///61987#ABI807 - Density technology block0112/2///61987#ABJ615 - Other measurement technology block | 0112/2///61987#ABA000 |  |  |  | Standard |  |  |  | SC65E – IEC 61987 | - | C00018 | 001-01 (2019-03-08 15:35:34 by BATCH 00000766) standard | 0112-2---61987#ABJ667 | https://cdd.iec.ch/cdd/iec61987/iec61987.nsf/PropertiesAllVersions/0112-2---61987%23ABJ667
0112/2///61987#ABI057 | 001 | 01 | 0112/2///61987#ABI057#001 | I/O system master mode |  |  |  |  | mode of operation of a system master | [5 empty] | INT_TYPE |  |  |  |  | NON_DEPENDENT_P_DET | [5 empty] | 0112/2///61987#ABH918 - HART data link parameters | 0112/2///61987#ABA000 |  |  |  | Standard |  |  |  | SC65E – IEC 61987 | - | C00019 | 001-01 (2018-03-28 07:27:16 by BATCH 00000762) standard | 0112-2---61987#ABI057 | https://cdd.iec.ch/cdd/iec61987/iec61987.nsf/PropertiesAllVersions/0112-2---61987%23ABI057
0112/2///61987#ABI091 | 001 | 01 | 0112/2///61987#ABI091#001 | CALIBRATION_MINIMUM_SPAN |  |  |  |  | parameter determining the minimum calibration span allowed for a device | [5 empty] | REAL_TYPE |  |  |  |  | NON_DEPENDENT_P_DET | [5 empty] | 0112/2///61987#ABJ609 - SENSOR_CALIBRATION | 0112/2///61987#ABA000 |  |  |  | Standard |  |  |  | SC65E – IEC 61987 | - | C00018 | 001-01 (2019-03-08 15:35:31 by BATCH 00000766) standard | 0112-2---61987#ABI091 | https://cdd.iec.ch/cdd/iec61987/iec61987.nsf/PropertiesAllVersions/0112-2---61987%23ABI091
0112/2///61987#ABC715 | 001 | 02 | 0112/2///61987#ABC715#001 | reference to Analog current input parameters |  |  |  |  | reference to block ABC085 | [5 empty] | CLASS_REFERENCE_TYPE(0112/2///61987#ABC085) 0112/2///61987#ABC085 - Analog current input parameters |  |  |  |  | NON_DEPENDENT_P_DET | [5 empty] | 0112/2///61987#ABC083 - Analog current input [1]0112/2///61987#ABC084 - Analog current input [2]0112/2///61987#ABD799 - Analog current input [3]0112/2///61987#ABG083 - Analog current input [4]0112/2///61987#ABG084 - Analog current input [5]0112/2///61987#ABG085 - Analog current input [6] | 0112/2///61987#ABA000 |  |  |  | Standard |  |  |  | SC65E – IEC 61987 | - | C00004 |  | 0112-2---61987#ABC715 | https://cdd.iec.ch/cdd/iec61987/iec61987.nsf/PropertiesAllVersions/0112-2---61987%23ABC715
0112/2///61987#ABF124 | 001 | 01 | 0112/2///61987#ABF124#001 | diameter of guided microwave probe |  |  |  |  | largest diameter of a guided-wave radar probe, where appropriate excluding the bottom weight |  |  | mm |  |  | REAL_MEASURE_TYPE |  |  |  |  | NON_DEPENDENT_P_DET | [5 empty] | 0112/2///61987#ABF118 - Microwave probe | 0112/2///61987#ABA000 | 0112/2///62720#UAA862 - millimetre |  | 0112/2///61987#ABT548 - Length short | Standard |  | IEC 61987 | IEC | SC65E | - | C00018 | 001-01 (2018-03-28 07:27:04 by BATCH 00000762) standard | 0112-2---61987#ABF124 | https://cdd.iec.ch/cdd/iec61987/iec61987.nsf/PropertiesAllVersions/0112-2---61987%23ABF124
0112/2///61987#ABU998 | 001 | 01 | 0112/2///61987#ABU998#001 | performance variable type [8] |  |  |  |  | polymorphism property specifying the process variable to which the performance applies |  | Polymorphic control property |  |  |  | ENUM_STRING_TYPE(0112/2///61987#ABU842(Percentage performance [3],Absolute performance for point level,Absolute performance for other variable)) |  |  |  |  | CONDITION_DET |  |  | 0112/2///61987#ABU842 | 0112/2///61987#ABU802 - IEC61987-11 Name of Percentage performance [3]0112/2///61987#ABU804 - IEC61987-11 Name of Absolute performance for point level0112/2///61987#ABU806 - IEC61987-11 Name of Absolute performance for other variable |  | 0112/2///61987#ABG274 - Type of performance variable [8] | 0112/2///61987#ABA000 |  |  |  | Standard |  | IEC 61987 | IEC | SC65E | - | C00018 | 001-01 (2018-03-28 07:27:23 by BATCH 00000762) standard | 0112-2---61987#ABU998 | https://cdd.iec.ch/cdd/iec61987/iec61987.nsf/PropertiesAllVersions/0112-2---61987%23ABU998
0112/2///61987#ABH556 | 001 | 01 | 0112/2///61987#ABH556#001 | maximum test gauge pressure |  |  |  |  | maximum gauge pressure applied to a device or component during testing at room temperature |  |  | bar |  |  | REAL_MEASURE_TYPE |  |  |  |  | NON_DEPENDENT_P_DET | [5 empty] | 0112/2///61987#ABH554 - Device or component pressure test | 0112/2///61987#ABA000 | 0112/2///62720#UAA323 - bar |  | 0112/2///61987#ABT524 - Pressure | Standard |  | IEC 61987 |  | SC65E – IEC 61987 | - | C00018 | 001-01 (2019-03-08 15:35:29 by BATCH 00000766) standard | 0112-2---61987#ABH556 | https://cdd.iec.ch/cdd/iec61987/iec61987.nsf/PropertiesAllVersions/0112-2---61987%23ABH556
0112/2///61987#ABP094 | 001 | 01 | 0112/2///61987#ABP094#001 | accuracy of power factor measuring instrument |  |  |  |  | quality which characterizes the ability of a power factor measuring instrument to provide an indicated value close to a true value of the measurand under reference conditions | The accuracy is based on a statistical sample of test devices. |  | 1 |  |  | REAL_MEASURE_TYPE |  |  | IEV 311-06-08 (modified) |  | NON_DEPENDENT_P_DET | [5 empty] | 0112/2///61987#ABP008 - Absolute performance for power factor [I/O module] | 0112/2///61987#ABA000 | 0112/2///62720#UAA915 - quantity of dimension one |  |  | Standard |  | IEC 61987 | IEC | IEC/SC 65E | - | C00128 | 001-01 (2023-01-23 14:53:52 by BATCH 00000807) standard | 0112-2---61987#ABP094 | https://cdd.iec.ch/cdd/iec61987/iec61987.nsf/PropertiesAllVersions/0112-2---61987%23ABP094
0112/2///61987#ABF917 | 001 | 01 | 0112/2///61987#ABF917#001 | reference to Device LOP for microwave density transmitter |  |  |  |  | reference to block ABF864 | [5 empty] | CLASS_REFERENCE_TYPE(0112/2///61987#ABF864) 0112/2///61987#ABF864 - Device LOP for microwave density transmitter |  |  |  |  | NON_DEPENDENT_P_DET | [5 empty] | 0112/2///61987#ABE726 - Microwave density transmitter | 0112/2///61987#ABA000 |  |  |  | Standard |  | IEC 61987 | IEC | SC65E | - | C00017 | 001-01 (2018-03-28 07:27:10 by BATCH 00000762) standard | 0112-2---61987#ABF917 | https://cdd.iec.ch/cdd/iec61987/iec61987.nsf/PropertiesAllVersions/0112-2---61987%23ABF917
0112/2///61987#ABB398 | 003 | 01 | 0112/2///61987#ABB398#003 | material of cap or end cover |  |  |  |  | material of which a cap or an end cover is made | [5 empty] | STRING_TYPE |  |  |  |  | NON_DEPENDENT_P_DET | [5 empty] | 0112/2///61987#ABC044 - Transmitter body [1]0112/2///61987#ABC045 - Transmitter body [2]0112/2///61987#ABC046 - Transmitter body [3]0112/2///61987#ABC047 - Transmitter body [4] | 0112/2///61987#ABA000 |  |  |  | Standard |  |  |  | SC65E – IEC 61987 | - | C00004 |  | 0112-2---61987#ABB398 | https://cdd.iec.ch/cdd/iec61987/iec61987.nsf/PropertiesAllVersions/0112-2---61987%23ABB398
0112/2///61987#ABC965 | 004 | 01 | 0112/2///61987#ABC965#004 | reference to Manufacturer-specific parameters |  |  |  |  | reference to block ABC335 | [5 empty] | CLASS_REFERENCE_TYPE(0112/2///61987#ABC335) 0112/2///61987#ABC335 - Manufacturer-specific parameters |  |  |  |  | NON_DEPENDENT_P_DET | [5 empty] | 0112/2///61987#ABC331 - Manufacturer-specific input [1]0112/2///61987#ABC332 - Manufacturer-specific input [2]0112/2///61987#ABD898 - Manufacturer-specific input [3]0112/2///61987#ABG124 - Manufacturer-specific input [4]0112/2///61987#ABG125 - Manufacturer-specific input [5]0112/2///61987#ABG126 - Manufacturer-specific input [6]0112/2///61987#ABH050 - Manufacturer-specific input [7]0112/2///61987#ABC333 - Manufacturer-specific output [1]0112/2///61987#ABG203 - Manufacturer-specific output [10]0112/2///61987#ABG204 - Manufacturer-specific output [11]0112/2///61987#ABG205 - Manufacturer-specific output [12]0112/2///61987#ABG207 - Manufacturer-specific output [14]0112/2///61987#ABG208 - Manufacturer-specific output [15]0112/2///61987#ABG209 - Manufacturer-specific output [16]0112/2///61987#ABG210 - Manufacturer-specific output [17]0112/2///61987#ABG211 - Manufacturer-specific output [18]0112/2///61987#ABC334 - Manufacturer-specific output [2]0112/2///61987#ABD528 - Manufacturer-specific output [3]0112/2///61987#ABD530 - Manufacturer-specific output [4]0112/2///61987#ABD899 - Manufacturer-specific output [5]0112/2///61987#ABG201 - Manufacturer-specific output [8]0112/2///61987#ABP047 - Manufacturer-specific input [I/O module]0112/2///61987#ABP048 - Manufacturer-specific output [I/O module] | 0112/2///61987#ABA000 |  |  |  | Standard |  |  |  | SC65E – IEC 61987 | - | C00004 |  | 0112-2---61987#ABC965 | https://cdd.iec.ch/cdd/iec61987/iec61987.nsf/PropertiesAllVersions/0112-2---61987%23ABC965
0112/2///61987#ABH367 | 001 | 01 | 0112/2///61987#ABH367#001 | type of decoupling vibrations means |  |  |  |  | classification of means for decoupling vibrations according to their mechanical construction | [5 empty] | STRING_TYPE |  |  |  |  | NON_DEPENDENT_P_DET | [5 empty] | 0112/2///61987#ABF633 - Structural design of a vibrating tube density transmitter | 0112/2///61987#ABA000 |  |  |  | Standard |  |  |  | SC65E – IEC 61987 | - | C0018 | 001-01 (2018-03-28 07:27:15 by BATCH 00000762) standard | 0112-2---61987#ABH367 | https://cdd.iec.ch/cdd/iec61987/iec61987.nsf/PropertiesAllVersions/0112-2---61987%23ABH367
0112/2///61987#ABN634 | 001 | 03 | 0112/2///61987#ABN634#001 | input/output value |  |  |  | Value | parameter indicating the input or output value of a device using the units of measure of the process variable | The value is, for instance, either the actual value or the simulated value depending on the state of simulation | also used by Process Automation - Device Information Model (PA-DIM) |  |  |  | REAL_TYPE |  |  |  |  | NON_DEPENDENT_P_DET | [5 empty] | 0112/2///61987#ABN610 - Simulation | 0112/2///61987#ABA000 |  |  |  | Standard |  | IEC 61987 | IEC | IEC SC65E | - | C00112 |  | 0112-2---61987#ABN634 | https://cdd.iec.ch/cdd/iec61987/iec61987.nsf/PropertiesAllVersions/0112-2---61987%23ABN634
0112/2///61987#ABN622 | 001 | 02 | 0112/2///61987#ABN622#001 | number concentration (per volume) |  |  |  |  | quotient from the constituent number of the particles of a mixture and the total volume of that mixture |  |  | 1/m³ |  |  | REAL_MEASURE_TYPE |  |  |  |  | NON_DEPENDENT_P_DET | [5 empty] | 0112/2///61987#ABN688 - Concentration measurement variables | 0112/2///61987#ABA000 | 0112/2///62720#UAA740 - reciprocal metre cubed |  | 0112/2///61987#ABT534 - Per volume | Standard |  | IEC 61987 | IEC | IEC SC65E | - | C00112 |  | 0112-2---61987#ABN622 | https://cdd.iec.ch/cdd/iec61987/iec61987.nsf/PropertiesAllVersions/0112-2---61987%23ABN622
0112/2///61987#ABN660 | 001 | 02 | 0112/2///61987#ABN660#001 | bearing index |  |  |  |  | amplitude of the oscillation envelope after high pass filtering, expressed as acceleration | The parameter for the high pass filtering and oscillation envelope are regularly defined by the user. |  | m/s² |  |  | REAL_MEASURE_TYPE |  |  |  |  | NON_DEPENDENT_P_DET | [5 empty] | 0112/2///61987#ABN694 - Specific machine vibration measurement variables | 0112/2///61987#ABA000 | 0112/2///62720#UAA736 - metre per second squared |  | 0112/2///61987#ABT587 - Acceleration | Standard |  | IEC 61987 | IEC | IEC SC65E | - | C00112 |  | 0112-2---61987#ABN660 | https://cdd.iec.ch/cdd/iec61987/iec61987.nsf/PropertiesAllVersions/0112-2---61987%23ABN660
0112/2///61987#ABA308 | 005 | 01 | 0112/2///61987#ABA308#005 | font of text |  |  |  |  | font used for the text on a tag plate | [5 empty] | STRING_TYPE |  |  |  |  | NON_DEPENDENT_P_DET | [5 empty] | 0112/2///61987#ABC651 - Text line of tag plate | 0112/2///61987#ABA000 |  |  |  | Standard |  |  |  | SC65E – IEC 61987 | - | C00004 |  | 0112-2---61987#ABA308 | https://cdd.iec.ch/cdd/iec61987/iec61987.nsf/PropertiesAllVersions/0112-2---61987%23ABA308
0112/2///61987#ABA306 | 006 | 01 | 0112/2///61987#ABA306#006 | font size of text |  |  |  |  | font size of the text on a tag plate |  |  | pt |  |  | REAL_MEASURE_TYPE |  |  |  |  | NON_DEPENDENT_P_DET | [5 empty] | 0112/2///61987#ABC651 - Text line of tag plate | 0112/2///61987#ABA000 | 0112/2///62720#UAB605 - point |  |  | Standard |  |  |  | SC65E – IEC 61987 | - | C00004 |  | 0112-2---61987#ABA306 | https://cdd.iec.ch/cdd/iec61987/iec61987.nsf/PropertiesAllVersions/0112-2---61987%23ABA306
0112/2///61987#ABE226 | 001 | 02 | 0112/2///61987#ABE226#001 | reference to Percentage performance [2] |  |  |  |  | reference to block ABD970 | [5 empty] | CLASS_REFERENCE_TYPE(0112/2///61987#ABD970) 0112/2///61987#ABD970 - Percentage performance [2] |  |  |  |  | NON_DEPENDENT_P_DET | [5 empty] | 0112/2///61987#ABE043 - Type of performance variable [7] | 0112/2///61987#ABA000 |  |  |  | Standard |  |  |  |  | - | C00004 |  | 0112-2---61987#ABE226 | https://cdd.iec.ch/cdd/iec61987/iec61987.nsf/PropertiesAllVersions/0112-2---61987%23ABE226
0112/2///61987#ABI172 | 001 | 01 | 0112/2///61987#ABI172#001 | PULSE_VALUE |  |  |  |  | parameter setting the process value per pulse | [5 empty] | REAL_TYPE |  |  |  |  | NON_DEPENDENT_P_DET | [5 empty] | 0112/2///61987#ABJ624 - PULSE_INPUT | 0112/2///61987#ABA000 |  |  |  | Standard |  |  |  | SC65E – IEC 61987 | - | C00018 | 001-01 (2019-03-08 15:35:31 by BATCH 00000766) standard | 0112-2---61987#ABI172 | https://cdd.iec.ch/cdd/iec61987/iec61987.nsf/PropertiesAllVersions/0112-2---61987%23ABI172
0112/2///61987#ABG945 | 001 | 01 | 0112/2///61987#ABG945#001 | reference to Mechanical and electrical construction [window] |  |  |  |  | reference to block ABG385 | [5 empty] | CLASS_REFERENCE_TYPE(0112/2///61987#ABG385) 0112/2///61987#ABG385 - Mechanical and electrical construction [window] |  |  |  |  | NON_DEPENDENT_P_DET | [5 empty] | 0112/2///61987#ABE752 - Device LOP for window | 0112/2///61987#ABA000 |  |  |  | Standard |  | IEC 61987 | IEC | SC65E | - | C00018 | 001-01 (2018-03-28 07:27:12 by BATCH 00000762) standard | 0112-2---61987#ABG945 | https://cdd.iec.ch/cdd/iec61987/iec61987.nsf/PropertiesAllVersions/0112-2---61987%23ABG945
0112/2///61987#ABC896 | 001 | 02 | 0112/2///61987#ABC896#001 | reference to High/single pressure side line or nozzle |  |  |  |  | reference to block ABC266 | [5 empty] | CLASS_REFERENCE_TYPE(0112/2///61987#ABC266) 0112/2///61987#ABC266 - High/single pressure side line or nozzle |  |  |  |  | NON_DEPENDENT_P_DET | [5 empty] | 0112/2///61987#ABC547 - Process equipment [pressure] | 0112/2///61987#ABA000 |  |  |  | Standard |  |  |  | SC65E – IEC 61987 | - | C00004 |  | 0112-2---61987#ABC896 | https://cdd.iec.ch/cdd/iec61987/iec61987.nsf/PropertiesAllVersions/0112-2---61987%23ABC896
0112/2///61987#ABE240 | 002 | 01 | 0112/2///61987#ABE240#002 | reference to Pressure equipment directive [2] |  |  |  |  | reference to block ABD984 | [5 empty] | CLASS_REFERENCE_TYPE(0112/2///61987#ABD984) 0112/2///61987#ABD984 - Pressure equipment directive [2] |  |  |  |  | NON_DEPENDENT_P_DET | [5 empty] | 0112/2///61987#ABD819 - Codes and standards approval [3] | 0112/2///61987#ABA000 |  |  |  | Standard |  |  |  |  | - | C00004 |  | 0112-2---61987#ABE240 | https://cdd.iec.ch/cdd/iec61987/iec61987.nsf/PropertiesAllVersions/0112-2---61987%23ABE240
0112/2///61987#ABD773 | 001 | 02 | 0112/2///61987#ABD773#001 | type of packing connection |  |  |  |  | classification of the connection for testing the stem or shaft seal according to its mechanical design | [5 empty] | STRING_TYPE |  |  |  |  | NON_DEPENDENT_P_DET | [5 empty] | 0112/2///61987#ABE411 - Stem/shaft packing | 0112/2///61987#ABA000 |  |  |  | Standard |  |  |  |  | - | C00004 |  | 0112-2---61987#ABD773 | https://cdd.iec.ch/cdd/iec61987/iec61987.nsf/PropertiesAllVersions/0112-2---61987%23ABD773
0112/2///61987#ABA255 | 003 | 01 | 0112/2///61987#ABA255#003 | number of custody transfer approvals |  |  |  |  | @number of custody transfer approvals |  | cardinality property |  |  |  | INT_TYPE |  |  |  |  | CONDITION_DET | [5 empty] | 0112/2///61987#ABC102 - Approval for use in special applications | 0112/2///61987#ABA000 |  |  |  | Standard |  |  |  | SC65E – IEC 61987 | - | C00004 |  | 0112-2---61987#ABA255 | https://cdd.iec.ch/cdd/iec61987/iec61987.nsf/PropertiesAllVersions/0112-2---61987%23ABA255
0112/2///61987#ABB991 | 004 | 01 | 0112/2///61987#ABB991#004 | description of explosion protection design approval |  |  |  |  | plain text describing a specific set of parameters of an explosion protection design approval | [5 empty] | STRING_TYPE |  |  |  |  | NON_DEPENDENT_P_DET | [5 empty] | 0112/2///61987#ABC232 - Explosion protection design approval0112/2///61987#ABD868 - Explosion protection design approval [2] | 0112/2///61987#ABA000 |  |  |  | Standard |  |  |  | SC65E – IEC 61987 | - | C00004 |  | 0112-2---61987#ABB991 | https://cdd.iec.ch/cdd/iec61987/iec61987.nsf/PropertiesAllVersions/0112-2---61987%23ABB991
0112/2///61987#ABA585 | 001 | 02 | 0112/2///61987#ABA585#001 | colour of dial marking |  |  |  |  | colour of a dial marking | [5 empty] | STRING_TYPE |  |  |  |  | NON_DEPENDENT_P_DET | [5 empty] | 0112/2///61987#ABC272 - Scale range | 0112/2///61987#ABA000 |  |  |  | Standard |  |  |  | SC65E – IEC 61987 | - | C00004 |  | 0112-2---61987#ABA585 | https://cdd.iec.ch/cdd/iec61987/iec61987.nsf/PropertiesAllVersions/0112-2---61987%23ABA585
0112/2///61987#ABD634 | 001 | 04 | 0112/2///61987#ABD634#001 | maximum operating pressure |  |  |  |  | highest gauge pressure that can be applied or supplied to a device, so that it still operates within its specified limits |  |  | bar |  |  | REAL_MEASURE_TYPE |  |  |  |  | NON_DEPENDENT_P_DET | [5 empty] | 0112/2///61987#ABD963 - Parameters of positioner0112/2///61987#ABE561 - Parameters of I/P converter | 0112/2///61987#ABA000 | 0112/2///62720#UAA323 - bar |  | 0112/2///61987#ABT524 - Pressure | Standard |  |  |  |  | - | C00004 |  | 0112-2---61987#ABD634 | https://cdd.iec.ch/cdd/iec61987/iec61987.nsf/PropertiesAllVersions/0112-2---61987%23ABD634
0112/2///61987#ABF393 | 001 | 01 | 0112/2///61987#ABF393#001 | material of mounting parts |  |  |  |  | material of mounting parts are made | [5 empty] | STRING_TYPE |  |  |  |  | NON_DEPENDENT_P_DET | [5 empty] | 0112/2///61987#ABF380 - Structural design of a connection head | 0112/2///61987#ABA000 |  |  |  | Standard |  | IEC 61987 | IEC | SC65E | - | C00019 | 001-01 (2018-03-28 07:27:06 by BATCH 00000762) standard | 0112-2---61987#ABF393 | https://cdd.iec.ch/cdd/iec61987/iec61987.nsf/PropertiesAllVersions/0112-2---61987%23ABF393
0112/2///61987#ABV003 | 001 | 01 | 0112/2///61987#ABV003#001 | reference to Manufacturer-specific output [12] |  |  |  |  | reference to block ABG205 | [5 empty] | CLASS_REFERENCE_TYPE(0112/2///61987#ABG205) 0112/2///61987#ABG205 - Manufacturer-specific output [12] |  |  |  |  | DEPENDENT_P_DET | [5 empty] | 0112/2///61987#ABG146 - Type of output [16] | 0112/2///61987#ABA000 |  |  |  | Standard |  | IEC 61987 | IEC | SC65E | 0112/2///61987#ABU996 - output type [16] | C00018 | 001-01 (2018-03-28 07:27:23 by BATCH 00000762) standard | 0112-2---61987#ABV003 | https://cdd.iec.ch/cdd/iec61987/iec61987.nsf/PropertiesAllVersions/0112-2---61987%23ABV003
0112/2///61987#ABH732 | 001 | 01 | 0112/2///61987#ABH732#001 | reference to Calibration of dynamic viscosity |  |  |  |  | reference to block ABH620 | [5 empty] | CLASS_REFERENCE_TYPE(0112/2///61987#ABH620) 0112/2///61987#ABH620 - Calibration of dynamic viscosity |  |  |  |  | DEPENDENT_P_DET | [5 empty] | 0112/2///61987#ABH561 - Calibration | 0112/2///61987#ABA000 |  |  |  | Standard |  | IEC 61987 |  | SC65E – IEC 61987 | 0112/2///61987#ABH562 - calibration variable type | C00018 | 001-01 (2019-03-08 15:35:30 by BATCH 00000766) standard | 0112-2---61987#ABH732 | https://cdd.iec.ch/cdd/iec61987/iec61987.nsf/PropertiesAllVersions/0112-2---61987%23ABH732
0112/2///61987#ABH740 | 001 | 01 | 0112/2///61987#ABH740#001 | reference to Calibration of other variable |  |  |  |  | reference to block ABH628 | [5 empty] | CLASS_REFERENCE_TYPE(0112/2///61987#ABH628) 0112/2///61987#ABH628 - Calibration of other variable |  |  |  |  | DEPENDENT_P_DET | [5 empty] | 0112/2///61987#ABH561 - Calibration | 0112/2///61987#ABA000 |  |  |  | Standard |  | IEC 61987 |  | SC65E – IEC 61987 | 0112/2///61987#ABH562 - calibration variable type | C00018 | 001-01 (2019-03-08 15:35:30 by BATCH 00000766) standard | 0112-2---61987#ABH740 | https://cdd.iec.ch/cdd/iec61987/iec61987.nsf/PropertiesAllVersions/0112-2---61987%23ABH740
0112/2///61987#ABJ042 | 001 | 01 | 0112/2///61987#ABJ042#001 | STATIC_REVISION |  |  |  |  | parameter indicating the new static revision level | [5 empty] | INT_TYPE |  |  |  |  | NON_DEPENDENT_P_DET | [5 empty] | 0112/2///61987#ABI796 - UPDATE_EVENT | 0112/2///61987#ABA000 |  |  |  | Standard |  |  |  | SC65E – IEC 61987 | - | C00018 | 001-01 (2019-03-08 15:35:33 by BATCH 00000766) standard | 0112-2---61987#ABJ042 | https://cdd.iec.ch/cdd/iec61987/iec61987.nsf/PropertiesAllVersions/0112-2---61987%23ABJ042
0112/2///61987#ABB177 | 004 | 01 | 0112/2///61987#ABB177#004 | number of connection facilities |  |  |  |  | @number of connection facilities |  | cardinality property |  |  |  | INT_TYPE |  |  |  |  | CONDITION_DET | [5 empty] | 0112/2///61987#ABC044 - Transmitter body [1]0112/2///61987#ABC045 - Transmitter body [2]0112/2///61987#ABC195 - Dial indicator0112/2///61987#ABC202 - Digital indicator0112/2///61987#ABD480 - Dial indicator [2]0112/2///61987#ABD811 - Body of actuator0112/2///61987#ABC040 - Totalizer indicator [2]0112/2///61987#ABC048 - Transmitter housing [1]0112/2///61987#ABC049 - Transmitter housing [2]0112/2///61987#ABC655 - Totalizer indicator [1]0112/2///61987#ABE040 - Transmitter housing [3]0112/2///61987#ABE607 - Solenoid valve housing0112/2///61987#ABF375 - Transmitter/switch housing0112/2///61987#ABP025 - Device housing | 0112/2///61987#ABA000 |  |  |  | Standard |  |  |  | SC65E – IEC 61987 | - | C00004 |  | 0112-2---61987#ABB177 | https://cdd.iec.ch/cdd/iec61987/iec61987.nsf/PropertiesAllVersions/0112-2---61987%23ABB177
0112/2///61987#ABA518 | 001 | 02 | 0112/2///61987#ABA518#001 | connection point of auxiliary equipment |  |  |  |  | point at which auxiliary equipment is to be connected to the device | [5 empty] | STRING_TYPE |  |  |  |  | NON_DEPENDENT_P_DET | [5 empty] | 0112/2///61987#ABC166 - Computer | 0112/2///61987#ABA000 |  |  |  | Standard |  |  |  | SC65E – IEC 61987 | - | C00004 |  | 0112-2---61987#ABA518 | https://cdd.iec.ch/cdd/iec61987/iec61987.nsf/PropertiesAllVersions/0112-2---61987%23ABA518
0112/2///61987#ABB678 | 001 | 04 | 0112/2///61987#ABB678#001 | influence of process temperature |  |  |  |  | change in output caused by a change in process temperature with respect to reference conditions, expressed as the average of the upscale and downscale errors at selected test temperatures |  |  | % |  |  | REAL_MEASURE_TYPE |  |  |  |  | NON_DEPENDENT_P_DET | [5 empty] | 0112/2///61987#ABC286 - Influence of process temperature at selected test point | 0112/2///61987#ABA000 | 0112/2///62720#UAA000 - percent |  | 0112/2///61987#ABT533 - Percentage | Standard |  |  |  | SC65E – IEC 61987 | - | C00004 |  | 0112-2---61987#ABB678 | https://cdd.iec.ch/cdd/iec61987/iec61987.nsf/PropertiesAllVersions/0112-2---61987%23ABB678
0112/2///61987#ABA322 | 001 | 04 | 0112/2///61987#ABA322#001 | lower range-limit of mass flow |  |  |  |  | lowest value of mass flow that a device can be adjusted to measure within its specified accuracy limits |  |  | kg/h |  |  | REAL_MEASURE_TYPE |  |  | from IEC 61987-1, 5.4.2 |  | NON_DEPENDENT_P_DET | [5 empty] | 0112/2///61987#ABC417 - Measuring range for mass flow | 0112/2///61987#ABA000 | 0112/2///62720#UAA607 - kilogram per hour |  | 0112/2///61987#ABT545 - Mass flow rate | Standard |  |  |  | SC65E – IEC 61987 | - | C00004 |  | 0112-2---61987#ABA322 | https://cdd.iec.ch/cdd/iec61987/iec61987.nsf/PropertiesAllVersions/0112-2---61987%23ABA322
0112/2///61987#ABE537 | 001 | 01 | 0112/2///61987#ABE537#001 | minimum pressure of additional pneumatic power supply |  |  |  |  | lower pressure limit for additional pneumatic power supply to ensure that the device performs within its specified limits |  |  | bar |  |  | REAL_MEASURE_TYPE |  |  |  |  | NON_DEPENDENT_P_DET | [5 empty] | 0112/2///61987#ABE606 - Structural design of a solenoid valve0112/2///61987#ABP303 - Functional design of a solenoid valve [I/O module] | 0112/2///61987#ABA000 | 0112/2///62720#UAA323 - bar |  | 0112/2///61987#ABT524 - Pressure | Standard |  | IEC 61987 | IEC | SC65E | - | C00016 | 001-01 (2018-03-28 07:27:01 by BATCH 00000762) standard | 0112-2---61987#ABE537 | https://cdd.iec.ch/cdd/iec61987/iec61987.nsf/PropertiesAllVersions/0112-2---61987%23ABE537
0112/2///61987#ABE777 | 001 | 02 | 0112/2///61987#ABE777#001 | reference to Pressure measurement |  |  |  |  | reference to block ABE776 | [5 empty] | CLASS_REFERENCE_TYPE(0112/2///61987#ABE776) 0112/2///61987#ABE776 - Pressure gauge input |  |  |  |  | DEPENDENT_P_DET | [5 empty] | 0112/2///61987#ABE772 - Type of measured variable [18] | 0112/2///61987#ABA000 |  |  |  | Standard |  |  |  | SC65E – IEC 61987 | 0112/2///61987#ABU389 - measured variable type [4] | C00014 |  | 0112-2---61987#ABE777 | https://cdd.iec.ch/cdd/iec61987/iec61987.nsf/PropertiesAllVersions/0112-2---61987%23ABE777
0112/2///61987#ABA512 | 001 | 02 | 0112/2///61987#ABA512#001 | configuration software of handheld |  |  |  |  | designation of a handheld software required to configure the device | [5 empty] | STRING_TYPE |  |  |  |  | NON_DEPENDENT_P_DET | [5 empty] | 0112/2///61987#ABC263 - Handheld | 0112/2///61987#ABA000 |  |  |  | Standard |  |  |  | SC65E – IEC 61987 | - | C00004 |  | 0112-2---61987#ABA512 | https://cdd.iec.ch/cdd/iec61987/iec61987.nsf/PropertiesAllVersions/0112-2---61987%23ABA512
0112/2///61987#ABD228 | 004 | 01 | 0112/2///61987#ABD228#004 | reference to Start-up conditions |  |  |  |  | reference to block ABC602 | [5 empty] | CLASS_REFERENCE_TYPE(0112/2///61987#ABC602) 0112/2///61987#ABC602 - Start-up conditions |  |  |  |  | NON_DEPENDENT_P_DET | [5 empty] | 0112/2///61987#ABE454 - Installation conditions [9]0112/2///61987#ABC303 - Installation conditions [1]0112/2///61987#ABE584 - Installation conditions [10]0112/2///61987#ABG331 - Installation conditions [12]0112/2///61987#ABG332 - Installation conditions [13]0112/2///61987#ABC304 - Installation conditions [2]0112/2///61987#ABD520 - Installation conditions [5]0112/2///61987#ABD824 - Installation conditions [6]0112/2///61987#ABD896 - Installation conditions [7]0112/2///61987#ABP045 - Installation conditions [infrastructure device] | 0112/2///61987#ABA000 |  |  |  | Standard |  |  |  | SC65E – IEC 61987 | - | C00004 |  | 0112-2---61987#ABD228 | https://cdd.iec.ch/cdd/iec61987/iec61987.nsf/PropertiesAllVersions/0112-2---61987%23ABD228
0112/2///61987#ABU391 | 001 | 03 | 0112/2///61987#ABU391#001 | performance variable type [5] |  |  |  |  | polymorphism property specifying the process variable to which the performance applies |  | polymorphic control property; Id specified in IEC61987-12/-13: ABB758 |  |  |  | ENUM_STRING_TYPE(0112/2///61987#ABU118(Percentage performance,Percentage performance for pressure,Absolute performance for pressure,Absolute performance for temperature,Absolute performance for other variable)) |  | 0112/2///61987#ABU118 |  |  | CONDITION_DET |  |  | 0112/2///61987#ABU118 | 0112/2///61987#ABU060 - IEC61987-11 Name of Percentage performance0112/2///61987#ABU076 - IEC61987-11 Name of Percentage performance for pressure0112/2///61987#ABU077 - IEC61987-11 Name of Absolute performance for pressure0112/2///61987#ABU061 - IEC61987-11 Name of Absolute performance for temperature0112/2///61987#ABU062 - IEC61987-11 Name of Absolute performance for other variable |  | 0112/2///61987#ABC675 - Type of performance variable [5] | 0112/2///61987#ABA000 |  |  |  | Standard |  | IEC 61987 | IEC | IEC/SC 65E | - | C00112 |  | 0112-2---61987#ABU391 | https://cdd.iec.ch/cdd/iec61987/iec61987.nsf/PropertiesAllVersions/0112-2---61987%23ABU391
0112/2///61987#ABF504 | 002 | 01 | 0112/2///61987#ABF504#002 | set resistance parameter setting |  |  |  |  | setting of the parameters governing the relationship between temperature and the electrical resistance of an RTD sensing element | [5 empty] | STRING_TYPE |  |  |  |  | NON_DEPENDENT_P_DET | [5 empty] | 0112/2///61987#ABF398 - RTD/resistance measurement0112/2///61987#ABF418 - RTD | 0112/2///61987#ABA000 |  |  |  | Standard |  | IEC 61987 | IEC | IEC SC65E | - | C00112 |  | 0112-2---61987#ABF504 | https://cdd.iec.ch/cdd/iec61987/iec61987.nsf/PropertiesAllVersions/0112-2---61987%23ABF504
0112/2///61987#ABF742 | 001 | 01 | 0112/2///61987#ABF742#001 | reference to Structural design of an ultrasonic level transmitter |  |  |  |  | reference to block ABF182 | [5 empty] | CLASS_REFERENCE_TYPE(0112/2///61987#ABF182) 0112/2///61987#ABF182 - Structural design of an ultrasonic level transmitter |  |  |  |  | NON_DEPENDENT_P_DET | [5 empty] | 0112/2///61987#ABG417 - Structural design [ultrasonic level transmitter] | 0112/2///61987#ABA000 |  |  |  | Standard |  | IEC 61987 | IEC | SC65E | - | C00018 | 001-01 (2018-03-28 07:27:09 by BATCH 00000762) standard | 0112-2---61987#ABF742 | https://cdd.iec.ch/cdd/iec61987/iec61987.nsf/PropertiesAllVersions/0112-2---61987%23ABF742
0112/2///61987#ABC913 | 001 | 02 | 0112/2///61987#ABC913#001 | reference to Influence of external quantities for other variable |  |  |  |  | reference to block ABC283 | [5 empty] | CLASS_REFERENCE_TYPE(0112/2///61987#ABC283) 0112/2///61987#ABC283 - Influence of external quantities expressed for other variable |  |  |  |  | NON_DEPENDENT_P_DET | [5 empty] | 0112/2///61987#ABC063 - Absolute performance for other variable | 0112/2///61987#ABA000 |  |  |  | Standard |  |  |  | SC65E – IEC 61987 | - | C00004 |  | 0112-2---61987#ABC913 | https://cdd.iec.ch/cdd/iec61987/iec61987.nsf/PropertiesAllVersions/0112-2---61987%23ABC913
0112/2///61987#ABB756 | 001 | 04 | 0112/2///61987#ABB756#001 | minimum switching frequency |  |  |  |  | lowest permissible switching frequency for which a device is designed to operate |  |  | Hz |  |  | REAL_MEASURE_TYPE |  |  |  |  | NON_DEPENDENT_P_DET | [5 empty] | 0112/2///61987#ABC142 - Binary input0112/2///61987#ABP021 - Binary input [I/O module] | 0112/2///61987#ABA000 | 0112/2///62720#UAA170 - hertz |  | 0112/2///61987#ABT561 - Frequency | Standard |  |  |  | SC65E – IEC 61987 | - | C00018 |  | 0112-2---61987#ABB756 | https://cdd.iec.ch/cdd/iec61987/iec61987.nsf/PropertiesAllVersions/0112-2---61987%23ABB756
0112/2///61987#ABE273 | 001 | 02 | 0112/2///61987#ABE273#001 | reference to Structural design [pneumatic linear actuator] |  |  |  |  | reference to block ABE017 | [5 empty] | CLASS_REFERENCE_TYPE(0112/2///61987#ABE017) 0112/2///61987#ABE017 - Structural design [pneumatic linear actuator] |  |  |  |  | NON_DEPENDENT_P_DET | [5 empty] | 0112/2///61987#ABD938 - Mechanical and electrical construction [pneumatic linear actuator] | 0112/2///61987#ABA000 |  |  |  | Standard |  |  |  |  | - | C00004 |  | 0112-2---61987#ABE273 | https://cdd.iec.ch/cdd/iec61987/iec61987.nsf/PropertiesAllVersions/0112-2---61987%23ABE273
0112/2///61987#ABU347 | 001 | 03 | 0112/2///61987#ABU347#001 | auxiliary input type [2] |  |  |  |  | type of signal that can be connected to the auxiliary input |  | polymorphic control property; Id specified in IEC61987-12/-13: ABA343 |  |  |  | ENUM_STRING_TYPE(0112/2///61987#ABU112(Analog current input [1],Analog voltage input [1],Resistance temperature detector/thermocouple input,Binary input,Binary input IEC 60947-5-6 (NAMUR),0112/2///61987#Frequency input [1],0112/2///61987#Pulse input,0112/2///61987#Manufacturer-specific input [1],0112/2///61987#Pneumatic/hydraulic input)) |  | 0112/2///61987#ABU112 |  |  | CONDITION_DET |  |  | 0112/2///61987#ABU112 | 0112/2///61987#ABU040 - IEC61987-11 Name of Analog current input [1]0112/2///61987#ABU041 - IEC61987-11 Name of Analog voltage input [1]0112/2///61987#ABU042 - IEC61987-11 Name of RTD/thermocouple input0112/2///61987#ABU058 - IEC61987-11 Name of Binary input0112/2///61987#ABU059 - IEC61987-11 Name of Binary input IEC 60947-5-6 (NAMUR)0112/2///61987#ABU043 - IEC61987-11 Name of Frequency input [1]0112/2///61987#ABU044 - IEC61987-11 Name of Pulse input0112/2///61987#ABU045 - IEC61987-11 Name of Manufacturer-specific input [1]0112/2///61987#ABU046 - IEC61987-11 Name of Pneumatic/hydraulic input |  | 0112/2///61987#ABC053 - Type of auxiliary input [2] | 0112/2///61987#ABA000 |  |  |  | Standard |  | IEC 61987 | IEC | IEC/SC 65E | - | C00112 |  | 0112-2---61987#ABU347 | https://cdd.iec.ch/cdd/iec61987/iec61987.nsf/PropertiesAllVersions/0112-2---61987%23ABU347
0112/2///61987#ABH735 | 001 | 01 | 0112/2///61987#ABH735#001 | reference to Calibration of mass |  |  |  |  | reference to block ABH623 | [5 empty] | CLASS_REFERENCE_TYPE(0112/2///61987#ABH623) 0112/2///61987#ABH623 - Calibration of mass |  |  |  |  | DEPENDENT_P_DET | [5 empty] | 0112/2///61987#ABH561 - Calibration | 0112/2///61987#ABA000 |  |  |  | Standard |  | IEC 61987 |  | SC65E – IEC 61987 | 0112/2///61987#ABH562 - calibration variable type | C00018 | 001-01 (2019-03-08 15:35:30 by BATCH 00000766) standard | 0112-2---61987#ABH735 | https://cdd.iec.ch/cdd/iec61987/iec61987.nsf/PropertiesAllVersions/0112-2---61987%23ABH735
0112/2///61987#ABB582 | 001 | 03 | 0112/2///61987#ABB582#001 | number of configurable display modes |  |  |  |  | @number of configurable display modes |  | cardinality property |  |  |  | INT_TYPE |  |  |  |  | CONDITION_DET | [5 empty] | 0112/2///61987#ABC205 - Display | 0112/2///61987#ABA000 |  |  |  | Standard |  |  |  | SC65E – IEC 61987 | - | C00004 |  | 0112-2---61987#ABB582 | https://cdd.iec.ch/cdd/iec61987/iec61987.nsf/PropertiesAllVersions/0112-2---61987%23ABB582
0112/2///61987#ABF835 | 001 | 01 | 0112/2///61987#ABF835#001 | reference to Maximum measuring range for density |  |  |  |  | reference to block ABF561 | [5 empty] | CLASS_REFERENCE_TYPE(0112/2///61987#ABF561) 0112/2///61987#ABF561 - Maximum measuring range for density |  |  |  |  | NON_DEPENDENT_P_DET | [5 empty] | 0112/2///61987#ABG359 - Density measurement [2] | 0112/2///61987#ABA000 |  |  |  | Standard |  | IEC 61987 | IEC | SC65E | - | C00017 | 001-01 (2018-03-28 07:27:09 by BATCH 00000762) standard | 0112-2---61987#ABF835 | https://cdd.iec.ch/cdd/iec61987/iec61987.nsf/PropertiesAllVersions/0112-2---61987%23ABF835
0112/2///61987#ABP211 | 001 | 01 | 0112/2///61987#ABP211#001 | reference to Absolute performance for other variable [I/O module] |  |  |  |  | reference to block ABP007 | [5 empty] | CLASS_REFERENCE_TYPE(0112/2///61987#ABP007) 0112/2///61987#ABP007 - Absolute performance for other variable [I/O module] |  |  |  |  | NON_DEPENDENT_P_DET | [5 empty] | 0112/2///61987#ABP057 - Performance variable [input module] | 0112/2///61987#ABA000 |  |  |  | Standard |  | IEC 61987 | IEC | IEC/SC 65E | - | C00128 | 001-01 (2023-01-23 14:53:53 by BATCH 00000807) standard | 0112-2---61987#ABP211 | https://cdd.iec.ch/cdd/iec61987/iec61987.nsf/PropertiesAllVersions/0112-2---61987%23ABP211
0112/2///61987#ABA129 | 001 | 01 | 0112/2///61987#ABA129#001 | city/town |  |  |  |  | city or town where the company or business partner is located | [5 empty] | STRING_TYPE |  |  |  |  | NON_DEPENDENT_P_DET | [5 empty] | 0112/2///61987#ABI571 - Address | 0112/2///61987#ABA000 |  |  |  | Standard |  | IEC 61987 |  | SC65E – IEC 61987 | - | C00018 | 001-01 (2019-03-08 15:35:27 by BATCH 00000766) standard | 0112-2---61987#ABA129 | https://cdd.iec.ch/cdd/iec61987/iec61987.nsf/PropertiesAllVersions/0112-2---61987%23ABA129
0112/2///61987#ABN649 | 001 | 02 | 0112/2///61987#ABN649#001 | overall vibration velocity p-p |  |  |  |  | oscillation range, expressed as velocity | The oscillation range is the difference between the minimum and maximum value within the time range under consideration. |  | mm/s |  |  | REAL_MEASURE_TYPE |  |  |  |  | NON_DEPENDENT_P_DET | [5 empty] | 0112/2///61987#ABN694 - Specific machine vibration measurement variables | 0112/2///61987#ABA000 | 0112/2///62720#UAA867 - millimetre per second |  | 0112/2///61987#ABT509 - Velocity | Standard |  | IEC 61987 | IEC | IEC SC65E | - | C00112 |  | 0112-2---61987#ABN649 | https://cdd.iec.ch/cdd/iec61987/iec61987.nsf/PropertiesAllVersions/0112-2---61987%23ABN649
0112/2///61987#ABP187 | 001 | 01 | 0112/2///61987#ABP187#001 | designation of current input range |  |  |  |  | alphanumeric character sequence identifying a RMS current input range | [5 empty] | STRING_TYPE |  |  |  |  | NON_DEPENDENT_P_DET | [5 empty] | 0112/2///61987#ABP071 - Selectable RMS current input range | 0112/2///61987#ABA000 |  |  |  | Standard |  | IEC 61987 | IEC | IEC/SC 65E | - | C00128 | 001-01 (2023-01-23 14:53:53 by BATCH 00000807) standard | 0112-2---61987#ABP187 | https://cdd.iec.ch/cdd/iec61987/iec61987.nsf/PropertiesAllVersions/0112-2---61987%23ABP187
0112/2///61987#ABC901 | 001 | 05 | 0112/2///61987#ABC901#001 | reference to Indicated condition |  |  |  |  | reference to block ABC271 | [5 empty] | CLASS_REFERENCE_TYPE(0112/2///61987#ABC271) 0112/2///61987#ABC271 - Indicated condition |  |  |  |  | DEPENDENT_P_DET | [5 empty] | 0112/2///61987#ABC313 - LED indicator | 0112/2///61987#ABA000 |  |  |  | Standard |  | IEC 61987 | IEC | IEC SC65E | 0112/2///61987#ABA548 - number of indicated conditions | C00112 |  | 0112-2---61987#ABC901 | https://cdd.iec.ch/cdd/iec61987/iec61987.nsf/PropertiesAllVersions/0112-2---61987%23ABC901
0112/2///61987#ABA471 | 005 | 01 | 0112/2///61987#ABA471#005 | name of standard |  |  |  |  | designation of a standard or approval | [5 empty] | STRING_TYPE |  |  |  |  | NON_DEPENDENT_P_DET | [5 empty] | 0112/2///61987#ABC474 - Other standards approval | 0112/2///61987#ABA000 |  |  |  | Standard |  |  |  | SC65E – IEC 61987 | - | C00004 |  | 0112-2---61987#ABA471 | https://cdd.iec.ch/cdd/iec61987/iec61987.nsf/PropertiesAllVersions/0112-2---61987%23ABA471
0112/2///61987#ABB088 | 002 | 02 | 0112/2///61987#ABB088#002 | type of RTD sensor |  |  |  | Sensor type | classification of RTDs based on material and resistance used |  | also used by Process Automation - Device Information Model (PA-DIM) |  |  |  | ENUM_CODE_TYPE(0112/2///61987#ABJ760) |  | 0112/2///61987#ABJ760 |  |  | DEPENDENT_P_DET |  |  | 0112/2///61987#ABJ760 | 0112/2///61987#ABK976 - Cu10000112/2///61987#ABK977 - Cu250112/2///61987#ABK978 - Ni1000112/2///61987#ABK979 - Ni10000112/2///61987#ABK980 - Ni1200112/2///61987#ABK981 - Ni250112/2///61987#ABK982 - Ni500112/2///61987#ABK983 - Pt100112/2///61987#ABK984 - Pt1000112/2///61987#ABK985 - Pt10000112/2///61987#ABK986 - Pt2000112/2///61987#ABK987 - Pt250112/2///61987#ABK988 - Pt500112/2///61987#ABK989 - Pt5000112/2///61987#ABI407 - others |  | 0112/2///61987#ABC579 - RTD input0112/2///61987#ABF398 - RTD/resistance measurement0112/2///61987#ABF418 - RTD0112/2///61987#ABP070 - RTD input [I/O module] | 0112/2///61987#ABA000 |  |  |  | Standard |  | IEC 61987 | IEC | IEC SC65E | 0112/2///61987#ABI406 - empty_property | C00112 |  | 0112-2---61987#ABB088 | https://cdd.iec.ch/cdd/iec61987/iec61987.nsf/PropertiesAllVersions/0112-2---61987%23ABB088
0112/2///61987#ABF509 | 001 | 02 | 0112/2///61987#ABF509#001 | accuracy of sensor |  |  |  |  | deviation of the sensor characteristics from the true value expressed in engineering units |  |  | °C |  |  | REAL_MEASURE_TYPE |  |  |  |  | NON_DEPENDENT_P_DET | [5 empty] | 0112/2///61987#ABF492 - Performance of temperature measuring devices | 0112/2///61987#ABA000 | 0112/2///62720#UAA033 - degree Celsius |  | 0112/2///61987#ABT514 - Temperature | Standard |  | IEC 61987 | IEC | SC65E | - | C00018 |  | 0112-2---61987#ABF509 | https://cdd.iec.ch/cdd/iec61987/iec61987.nsf/PropertiesAllVersions/0112-2---61987%23ABF509
0112/2///61987#ABD226 | 005 | 02 | 0112/2///61987#ABD226#005 | reference to Special procedure |  |  |  |  | reference to block ABC600 | [5 empty] | CLASS_REFERENCE_TYPE(0112/2///61987#ABC600) 0112/2///61987#ABC600 - Special procedure |  |  |  |  | DEPENDENT_P_DET | [5 empty] | 0112/2///61987#ABC156 - Certificates and approvals0112/2///61987#ABD817 - Certificates and approvals [2]0112/2///61987#ABD818 - Certificates and approvals [3]0112/2///61987#ABE718 - Certificates and approvals [4]0112/2///61987#ABE720 - Certificates and approvals [5] | 0112/2///61987#ABA000 |  |  |  | Standard |  | IEC 61987 | IEC | IEC SC65E | 0112/2///61987#ABA258 - number of special procedures | C00112 |  | 0112-2---61987#ABD226 | https://cdd.iec.ch/cdd/iec61987/iec61987.nsf/PropertiesAllVersions/0112-2---61987%23ABD226
0112/2///61987#ABB245 | 005 | 01 | 0112/2///61987#ABB245#005 | type of operating system |  |  |  |  | classification of an operating system according to its commercial designation | [5 empty] | ENUM_CODE_TYPE(0112/2///61987#ABL697) |  |  |  |  | DEPENDENT_P_DET |  |  | 0112/2///61987#ABL697 | 0112/2///61987#ABN381 - Windows 70112/2///61987#ABN382 - Windows 80112/2///61987#ABN383 - Windows 100112/2///61987#ABN384 - Linux0112/2///61987#ABI407 - others |  | 0112/2///61987#ABC191 - Device integration | 0112/2///61987#ABA000 |  |  |  | Standard |  |  |  | SC65E – IEC 61987 | 0112/2///61987#ABI406 - empty_property | C00091 |  | 0112-2---61987#ABB245 | https://cdd.iec.ch/cdd/iec61987/iec61987.nsf/PropertiesAllVersions/0112-2---61987%23ABB245
0112/2///61987#ABI634 | 001 | 01 | 0112/2///61987#ABI634#001 | SIMULATE_STATUS |  |  |  |  | status written by an operator to simulate the Transducer or Function Block value status | [5 empty] | INT_TYPE |  |  |  |  | NON_DEPENDENT_P_DET | [5 empty] | 0112/2///61987#ABI763 - SIMULATE | 0112/2///61987#ABA000 |  |  |  | Standard |  |  |  | SC65E – IEC 61987 | - | C00019 | 001-01 (2019-03-08 15:35:33 by BATCH 00000766) standard | 0112-2---61987#ABI634 | https://cdd.iec.ch/cdd/iec61987/iec61987.nsf/PropertiesAllVersions/0112-2---61987%23ABI634
0112/2///61987#ABN750 | 002 | 01 | 0112/2///61987#ABN750#002 | reference to Specific time variables |  |  |  |  | reference to block ABN692 | [5 empty] | CLASS_REFERENCE_TYPE(0112/2///61987#ABN692) 0112/2///61987#ABN692 - Specific time variables |  |  |  |  | NON_DEPENDENT_P_DET | [5 empty] | 0112/2///61987#ABN682 - Continuous measurement variables | 0112/2///61987#ABA000 |  |  |  | Standard |  | IEC 61987 | IEC | IEC/SC 65E | - | C00112 |  | 0112-2---61987#ABN750 | https://cdd.iec.ch/cdd/iec61987/iec61987.nsf/PropertiesAllVersions/0112-2---61987%23ABN750
0112/2///61987#ABI497 | 001 | 01 | 0112/2///61987#ABI497#001 | number of regular maintenances/services |  |  |  |  | cardinality property for regular maintenance/service | [5 empty] | INT_TYPE |  |  |  |  | CONDITION_DET | [5 empty] | 0112/2///61987#ABI470 - Maintenance/service and repair | 0112/2///61987#ABA000 |  |  |  | Standard |  |  |  | SC65E – IEC 61987 | - | C00018 | 001-01 (2019-03-08 15:35:32 by BATCH 00000766) standard | 0112-2---61987#ABI497 | https://cdd.iec.ch/cdd/iec61987/iec61987.nsf/PropertiesAllVersions/0112-2---61987%23ABI497
0112/2///61987#ABU128 | 001 | 05 | 0112/2///61987#ABU128#001 | reference to Phase [flow] |  |  |  |  | reference to block ABC510 |  | Id specified in IEC61987-12/-13: ABD140 |  |  |  | CLASS_REFERENCE_TYPE(0112/2///61987#ABC510) 0112/2///61987#ABC510 - Phase [flow] |  |  |  |  | DEPENDENT_P_DET | [5 empty] | 0112/2///61987#ABC537 - Process case variables [flow] | 0112/2///61987#ABA000 |  |  |  | Standard |  | IEC 61987 | IEC | IEC SC65E | 0112/2///61987#ABB295 - number of phases | C00112 |  | 0112-2---61987#ABU128 | https://cdd.iec.ch/cdd/iec61987/iec61987.nsf/PropertiesAllVersions/0112-2---61987%23ABU128
0112/2///61987#ABB175 | 001 | 04 | 0112/2///61987#ABB175#001 | upper range-limit of thermocouple input |  |  |  |  | highest thermocouple input signal that the device can be adjusted to measure within the specified accuracy limits |  |  | °C |  |  | REAL_MEASURE_TYPE |  |  |  |  | NON_DEPENDENT_P_DET | [5 empty] | 0112/2///61987#ABC652 - Thermocouple input0112/2///61987#ABP075 - Thermocouple input [I/O module] | 0112/2///61987#ABA000 | 0112/2///62720#UAA033 - degree Celsius |  | 0112/2///61987#ABT514 - Temperature | Standard |  |  |  | SC65E – IEC 61987 | - | C00004 |  | 0112-2---61987#ABB175 | https://cdd.iec.ch/cdd/iec61987/iec61987.nsf/PropertiesAllVersions/0112-2---61987%23ABB175
0112/2///61987#ABF265 | 003 | 01 | 0112/2///61987#ABF265#003 | type of cooling |  |  |  |  | classification of a cooling system according to the method used for cooling | [5 empty] | ENUM_CODE_TYPE(0112/2///61987#ABL284) |  |  |  |  | DEPENDENT_P_DET |  |  | 0112/2///61987#ABL284 | 0112/2///61987#ABL868 - air0112/2///61987#ABL879 - water0112/2///61987#ABL880 - thermo-electric0112/2///61987#ABL869 - nitrogen0112/2///61987#ABI407 - others |  | 0112/2///61987#ABF261 - Fibre optics0112/2///61987#ABF268 - Cooling system | 0112/2///61987#ABA000 |  |  |  | Standard |  | IEC 61987 | IEC | SC65E | 0112/2///61987#ABI406 - empty_property | C00091 |  | 0112-2---61987#ABF265 | https://cdd.iec.ch/cdd/iec61987/iec61987.nsf/PropertiesAllVersions/0112-2---61987%23ABF265
0112/2///61987#ABF260 | 002 | 01 | 0112/2///61987#ABF260#002 | type of optics protection |  |  |  |  | classification of protection measure for an optical system against external effects | [5 empty] | ENUM_CODE_TYPE(0112/2///61987#ABJ773) |  |  |  |  | DEPENDENT_P_DET |  |  | 0112/2///61987#ABJ773 | 0112/2///61987#ABL120 - air purge0112/2///61987#ABI407 - others |  | 0112/2///61987#ABF254 - Objective0112/2///61987#ABF261 - Fibre optics | 0112/2///61987#ABA000 |  |  |  | Standard |  | IEC 61987 | IEC | SC65E | 0112/2///61987#ABI406 - empty_property | C00091 |  | 0112-2---61987#ABF260 | https://cdd.iec.ch/cdd/iec61987/iec61987.nsf/PropertiesAllVersions/0112-2---61987%23ABF260
0112/2///61987#ABU954 | 001 | 01 | 0112/2///61987#ABU954#001 | reference to Pulse output [2] |  |  |  |  | reference to block ABG200 | [5 empty] | CLASS_REFERENCE_TYPE(0112/2///61987#ABG200) 0112/2///61987#ABG200 - Pulse output [2] |  |  |  |  | DEPENDENT_P_DET | [5 empty] | 0112/2///61987#ABG143 - Type of output [13]0112/2///61987#ABG154 - Type of output [24]0112/2///61987#ABG155 - Type of output [25] | 0112/2///61987#ABA000 |  |  |  | Standard |  | IEC 61987 | IEC | SC65E | 0112/2///61987#ABU940 - output type [25] | C00018 | 001-01 (2018-03-28 07:27:22 by BATCH 00000762) standard | 0112-2---61987#ABU954 | https://cdd.iec.ch/cdd/iec61987/iec61987.nsf/PropertiesAllVersions/0112-2---61987%23ABU954
0112/2///61987#ABJ165 | 001 | 01 | 0112/2///61987#ABJ165#001 | MEASUREMENT_VALUE |  |  |  |  | parameter indicating the measured value output as a result of executing the block | [5 empty] | REAL_TYPE |  |  |  |  | NON_DEPENDENT_P_DET | [5 empty] | 0112/2///61987#ABI757 - MEASUREMENT | 0112/2///61987#ABA000 |  |  |  | Standard |  |  |  | SC65E – IEC 61987 | - | C00018 | 001-01 (2019-03-08 15:35:33 by BATCH 00000766) standard | 0112-2---61987#ABJ165 | https://cdd.iec.ch/cdd/iec61987/iec61987.nsf/PropertiesAllVersions/0112-2---61987%23ABJ165
0112/2///61987#ABA189 | 002 | 01 | 0112/2///61987#ABA189#002 | style of totalizer reset |  |  |  |  | classification of a totalizer reset facility according to its location | [5 empty] | ENUM_CODE_TYPE(0112/2///61987#ABL495) |  |  |  |  | DEPENDENT_P_DET |  |  | 0112/2///61987#ABL495 | 0112/2///61987#ABM611 - local0112/2///61987#ABL233 - remote0112/2///61987#ABI407 - others |  | 0112/2///61987#ABC040 - Totalizer indicator [2]0112/2///61987#ABC655 - Totalizer indicator [1] | 0112/2///61987#ABA000 |  |  |  | Standard |  |  |  | SC65E – IEC 61987 | 0112/2///61987#ABI406 - empty_property | C00091 |  | 0112-2---61987#ABA189 | https://cdd.iec.ch/cdd/iec61987/iec61987.nsf/PropertiesAllVersions/0112-2---61987%23ABA189
0112/2///61987#ABU442 | 001 | 03 | 0112/2///61987#ABU442#001 | reference to Assigned mass flow range |  |  |  |  | reference to block ABC109 |  | Id specified in IEC61987-12/-13: ABC739 |  |  |  | CLASS_REFERENCE_TYPE(0112/2///61987#ABC109) 0112/2///61987#ABC109 - Assigned mass flow range |  |  |  |  | DEPENDENT_P_DET | [5 empty] | 0112/2///61987#ABC120 - Assigned variable [3] | 0112/2///61987#ABA000 |  |  |  | Standard |  |  |  | SC65E – IEC 61987 | 0112/2///61987#ABU429 - assigned variable type [3] | C00004 |  | 0112-2---61987#ABU442 | https://cdd.iec.ch/cdd/iec61987/iec61987.nsf/PropertiesAllVersions/0112-2---61987%23ABU442
0112/2///61987#ABC851 | 004 | 01 | 0112/2///61987#ABC851#004 | reference to Electrical wiring data |  |  |  |  | reference to block ABC221 | [5 empty] | CLASS_REFERENCE_TYPE(0112/2///61987#ABC221) 0112/2///61987#ABC221 - Electrical wiring data |  |  |  |  | NON_DEPENDENT_P_DET | [5 empty] | 0112/2///61987#ABC215 - Electrical line power supply0112/2///61987#ABC216 - Electrical loop power supply | 0112/2///61987#ABA000 |  |  |  | Standard |  |  |  | SC65E – IEC 61987 | - | C00004 |  | 0112-2---61987#ABC851 | https://cdd.iec.ch/cdd/iec61987/iec61987.nsf/PropertiesAllVersions/0112-2---61987%23ABC851
0112/2///61987#ABE181 | 001 | 02 | 0112/2///61987#ABE181#001 | reference to Material of trunnion shaft |  |  |  |  | reference to block ABD925 | [5 empty] | CLASS_REFERENCE_TYPE(0112/2///61987#ABD925) 0112/2///61987#ABD925 - Material of trunnion shaft |  |  |  |  | NON_DEPENDENT_P_DET | [5 empty] | 0112/2///61987#ABE026 - Structural design of a ball valve0112/2///61987#ABE036 - Structural design of an eccentric plug valve | 0112/2///61987#ABA000 |  |  |  | Standard |  |  |  |  | - | C00004 |  | 0112-2---61987#ABE181 | https://cdd.iec.ch/cdd/iec61987/iec61987.nsf/PropertiesAllVersions/0112-2---61987%23ABE181
0112/2///61987#ABE996 | 001 | 01 | 0112/2///61987#ABE996#001 | hysteresis of point level |  |  |  |  | hysteresis of the trip point of a point level device, referenced to the horizontal line for rising level of process material |  |  | mm |  |  | REAL_MEASURE_TYPE |  |  |  |  | NON_DEPENDENT_P_DET | [5 empty] | 0112/2///61987#ABE995 - Dynamic behaviour of point level | 0112/2///61987#ABA000 | 0112/2///62720#UAA862 - millimetre |  | 0112/2///61987#ABT548 - Length short | Standard |  | IEC 61987 | IEC | SC65E | - | C00018 | 001-01 (2018-03-28 07:27:03 by BATCH 00000762) standard | 0112-2---61987#ABE996 | https://cdd.iec.ch/cdd/iec61987/iec61987.nsf/PropertiesAllVersions/0112-2---61987%23ABE996
0112/2///61987#ABJ349 | 001 | 01 | 0112/2///61987#ABJ349#001 | reference to Standard parameters |  |  |  |  | reference to block ABI711 | [5 empty] | CLASS_REFERENCE_TYPE(0112/2///61987#ABI711) 0112/2///61987#ABI711 - Standard parameters |  |  |  |  | NON_DEPENDENT_P_DET | [5 empty] | 0112/2///61987#ABH841 - Device (resource) block0112/2///61987#ABH843 - Flow technology block0112/2///61987#ABH849 - Level technology block0112/2///61987#ABH867 - Pressure technology block0112/2///61987#ABH869 - Temperature technology block0112/2///61987#ABH876 - Analog input function block0112/2///61987#ABH878 - Discrete input function block0112/2///61987#ABH885 - Control function block0112/2///61987#ABH888 - Analog output function block0112/2///61987#ABH890 - Discrete output function block0112/2///61987#ABH901 - Pulse input function block0112/2///61987#ABH904 - Calculation function block0112/2///61987#ABH913 - Other function block0112/2///61987#ABI752 - On-off actuation technology block0112/2///61987#ABI807 - Density technology block0112/2///61987#ABI812 - Modulation actuation technology block0112/2///61987#ABJ615 - Other measurement technology block | 0112/2///61987#ABA000 |  |  |  | Standard |  |  |  | SC65E – IEC 61987 | - | C00018 | 001-01 (2019-03-08 15:35:33 by BATCH 00000766) standard | 0112-2---61987#ABJ349 | https://cdd.iec.ch/cdd/iec61987/iec61987.nsf/PropertiesAllVersions/0112-2---61987%23ABJ349
0112/2///61987#ABD213 | 005 | 02 | 0112/2///61987#ABD213#005 | reference to Sanitary approval |  |  |  |  | reference to block ABC587 | [5 empty] | CLASS_REFERENCE_TYPE(0112/2///61987#ABC587) 0112/2///61987#ABC587 - Sanitary approval |  |  |  |  | DEPENDENT_P_DET | [5 empty] | 0112/2///61987#ABC102 - Approval for use in special applications0112/2///61987#ABD804 - Approval for use in special applications [2]0112/2///61987#ABE722 - Approval for use in special applications [4]0112/2///61987#ABE724 - Approval for use in special applications [5] | 0112/2///61987#ABA000 |  |  |  | Standard |  | IEC 61987 | IEC | IEC SC65E | 0112/2///61987#ABA235 - number of sanitary approvals | C00112 |  | 0112-2---61987#ABD213 | https://cdd.iec.ch/cdd/iec61987/iec61987.nsf/PropertiesAllVersions/0112-2---61987%23ABD213
0112/2///61987#ABC874 | 001 | 02 | 0112/2///61987#ABC874#001 | reference to Flow nozzle |  |  |  |  | reference to block ABC244 | [5 empty] | CLASS_REFERENCE_TYPE(0112/2///61987#ABC244) 0112/2///61987#ABC244 - Flow nozzle |  |  |  |  | NON_DEPENDENT_P_DET | [5 empty] | 0112/2///61987#ABC645 - Structural design of the primary element of a differential pressure flow transmitter | 0112/2///61987#ABA000 |  |  |  | Standard |  |  |  | SC65E – IEC 61987 | - | C00004 |  | 0112-2---61987#ABC874 | https://cdd.iec.ch/cdd/iec61987/iec61987.nsf/PropertiesAllVersions/0112-2---61987%23ABC874
0112/2///61987#ABC859 | 003 | 01 | 0112/2///61987#ABC859#003 | reference to Environmental design ratings |  |  |  |  | reference to block ABC229 | [5 empty] | CLASS_REFERENCE_TYPE(0112/2///61987#ABC229) 0112/2///61987#ABC229 - Environmental design ratings |  |  |  |  | NON_DEPENDENT_P_DET | [5 empty] | 0112/2///61987#ABC195 - Dial indicator0112/2///61987#ABC202 - Digital indicator0112/2///61987#ABC040 - Totalizer indicator [2]0112/2///61987#ABC048 - Transmitter housing [1]0112/2///61987#ABC049 - Transmitter housing [2]0112/2///61987#ABC655 - Totalizer indicator [1]0112/2///61987#ABF375 - Transmitter/switch housing0112/2///61987#ABC557 - Rated operating conditions [1]0112/2///61987#ABG320 - Rated operating conditions [15]0112/2///61987#ABG322 - Rated operating conditions [17]0112/2///61987#ABG323 - Rated operating conditions [18]0112/2///61987#ABC558 - Rated operating conditions [2]0112/2///61987#ABG325 - Rated operating conditions [20]0112/2///61987#ABG326 - Rated operating conditions [21]0112/2///61987#ABG327 - Rated operating conditions [22]0112/2///61987#ABG328 - Rated operating conditions [23]0112/2///61987#ABV237 - Rated operating conditions [26]0112/2///61987#ABH458 - Rated operating conditions [27]0112/2///61987#ABC559 - Rated operating conditions [3]0112/2///61987#ABC560 - Rated operating conditions [4]0112/2///61987#ABC561 - Rated operating conditions [5] | 0112/2///61987#ABA000 |  |  |  | Standard |  |  |  | SC65E – IEC 61987 | - | C00004 |  | 0112-2---61987#ABC859 | https://cdd.iec.ch/cdd/iec61987/iec61987.nsf/PropertiesAllVersions/0112-2---61987%23ABC859
0112/2///61987#ABU374 | 001 | 03 | 0112/2///61987#ABU374#001 | reference to Percentage performance for pressure |  |  |  |  | reference to block ABC490 |  | Id specified in IEC61987-12/-13: ABD120 |  |  |  | CLASS_REFERENCE_TYPE(0112/2///61987#ABC490) 0112/2///61987#ABC490 - Percentage performance for pressure |  |  |  |  | DEPENDENT_P_DET | [5 empty] | 0112/2///61987#ABC674 - Type of performance variable [4] | 0112/2///61987#ABA000 |  |  |  | Standard |  |  |  | SC65E – IEC 61987 | 0112/2///61987#ABU348 - performance variable type [4] | C00004 |  | 0112-2---61987#ABU374 | https://cdd.iec.ch/cdd/iec61987/iec61987.nsf/PropertiesAllVersions/0112-2---61987%23ABU374
0112/2///61987#ABC805 | 004 | 02 | 0112/2///61987#ABC805#004 | reference to Connector |  |  |  |  | reference to block ABC175 | [5 empty] | CLASS_REFERENCE_TYPE(0112/2///61987#ABC175) 0112/2///61987#ABC175 - Connector |  |  |  |  | DEPENDENT_P_DET | [5 empty] | 0112/2///61987#ABC685 - Wired communication interface | 0112/2///61987#ABA000 |  |  |  | Standard |  | IEC 61987 | IEC | IEC SC65E | 0112/2///61987#ABB753 - number of connectors | C00112 |  | 0112-2---61987#ABC805 | https://cdd.iec.ch/cdd/iec61987/iec61987.nsf/PropertiesAllVersions/0112-2---61987%23ABC805
0112/2///61987#ABA371 | 001 | 05 | 0112/2///61987#ABA371#001 | set upper range end-value of current input |  |  |  |  | current value to which the upper range end-value of a current input signal has been adjusted |  |  | mA |  |  | REAL_MEASURE_TYPE |  |  |  |  | NON_DEPENDENT_P_DET | [5 empty] | 0112/2///61987#ABC085 - Analog current input parameters0112/2///61987#ABP015 - Analog current input parameters [I/O module] | 0112/2///61987#ABA000 | 0112/2///62720#UAA775 - milliampere |  | 0112/2///61987#ABT567 - Electrical current | Standard |  | IEC 61987 | IEC | IEC/SC 65E | - | C00128 |  | 0112-2---61987#ABA371 | https://cdd.iec.ch/cdd/iec61987/iec61987.nsf/PropertiesAllVersions/0112-2---61987%23ABA371
0112/2///61987#ABP086 | 001 | 01 | 0112/2///61987#ABP086#001 | number of selectable RMS current input ranges |  |  |  |  | cardinality property for a selectable RMS current input range | [5 empty] | INT_TYPE |  |  |  |  | CONDITION_DET | [5 empty] | 0112/2///61987#ABP069 - RMS input | 0112/2///61987#ABA000 |  |  |  | Standard |  | IEC 61987 | IEC | IEC/SC 65E | - | C00128 | 001-01 (2023-01-23 14:53:52 by BATCH 00000807) standard | 0112-2---61987#ABP086 | https://cdd.iec.ch/cdd/iec61987/iec61987.nsf/PropertiesAllVersions/0112-2---61987%23ABP086
0112/2///61987#ABE205 | 004 | 01 | 0112/2///61987#ABE205#004 | reference to Operating conditions for device design [3] |  |  |  |  | reference to block ABD949 | [5 empty] | CLASS_REFERENCE_TYPE(0112/2///61987#ABD949) 0112/2///61987#ABD949 - Operating conditions for device design [3] |  |  |  |  | NON_DEPENDENT_P_DET | [5 empty] | 0112/2///61987#ABE308 - Operating LOP for valve/actuator accessories0112/2///61987#ABE644 - Generic operating LOP for system components | 0112/2///61987#ABA000 |  |  |  | Standard |  |  |  |  | - | C00004 |  | 0112-2---61987#ABE205 | https://cdd.iec.ch/cdd/iec61987/iec61987.nsf/PropertiesAllVersions/0112-2---61987%23ABE205
0112/2///61987#ABB165 | 005 | 01 | 0112/2///61987#ABB165#005 | designation of process case |  |  |  |  | plain text characterizing a process case under consideration | [5 empty] | ENUM_CODE_TYPE(0112/2///61987#ABL524) |  |  |  |  | DEPENDENT_P_DET |  |  | 0112/2///61987#ABL524 | 0112/2///61987#ABM713 - min.0112/2///61987#ABM626 - normal0112/2///61987#ABM715 - max.0112/2///61987#ABI407 - others |  | 0112/2///61987#ABC534 - Process case [flow]0112/2///61987#ABC535 - Process case [pressure]0112/2///61987#ABD987 - Process case [valves]0112/2///61987#ABE662 - Process case [flow modification accessory]0112/2///61987#ABG450 - Process case [level]0112/2///61987#ABG451 - Process case [temperature]0112/2///61987#ABG452 - Process case [density] | 0112/2///61987#ABA000 |  |  |  | Standard |  |  |  | SC65E – IEC 61987 | 0112/2///61987#ABI406 - empty_property | C00091 |  | 0112-2---61987#ABB165 | https://cdd.iec.ch/cdd/iec61987/iec61987.nsf/PropertiesAllVersions/0112-2---61987%23ABB165
0112/2///61987#ABV183 | 001 | 02 | 0112/2///61987#ABV183#001 | reference to Binary input |  |  |  |  | reference to block ABC142 | [5 empty] | CLASS_REFERENCE_TYPE(0112/2///61987#ABC142) 0112/2///61987#ABC142 - Binary input |  |  |  |  | DEPENDENT_P_DET | [5 empty] | 0112/2///61987#ABG065 - Type of auxiliary input [16] | 0112/2///61987#ABA000 |  |  |  | Standard |  | IEC 61987 | IEC | SC65E | 0112/2///61987#ABV168 - auxiliary input type [16] | C00019 |  | 0112-2---61987#ABV183 | https://cdd.iec.ch/cdd/iec61987/iec61987.nsf/PropertiesAllVersions/0112-2---61987%23ABV183
0112/2///61987#ABD527 | 004 | 01 | 0112/2///61987#ABD527#004 | nominal gauge pressure |  |  |  |  | gauge pressure available for a particular application |  |  | bar |  |  | REAL_MEASURE_TYPE |  |  |  |  | NON_DEPENDENT_P_DET | [5 empty] | 0112/2///61987#ABD411 - Purge gas supply0112/2///61987#ABC519 - Pneumatic/hydraulic supply [1] | 0112/2///61987#ABA000 | 0112/2///62720#UAA323 - bar |  | 0112/2///61987#ABT524 - Pressure | Standard |  |  |  | SC65E – IEC 61987 | - | C00004 |  | 0112-2---61987#ABD527 | https://cdd.iec.ch/cdd/iec61987/iec61987.nsf/PropertiesAllVersions/0112-2---61987%23ABD527
0112/2///61987#ABH236 | 001 | 02 | 0112/2///61987#ABH236#001 | minimum length |  |  |  |  | lowest length of an object that may occur |  |  | mm |  |  | REAL_MEASURE_TYPE |  |  |  |  | NON_DEPENDENT_P_DET | [5 empty] | 0112/2///61987#ABH233 - Dimensions of target | 0112/2///61987#ABA000 | 0112/2///62720#UAA862 - millimetre |  | 0112/2///61987#ABT548 - Length short | Standard |  | IEC 61987 | IEC | SC65E | - | C00019 |  | 0112-2---61987#ABH236 | https://cdd.iec.ch/cdd/iec61987/iec61987.nsf/PropertiesAllVersions/0112-2---61987%23ABH236
0112/2///61987#ABU286 | 001 | 03 | 0112/2///61987#ABU286#001 | reference to Resistance temperature detector/thermocouple input |  |  |  |  | reference to block ABC580 |  | Id specified in IEC61987-12/-13: ABD206 |  |  |  | CLASS_REFERENCE_TYPE(0112/2///61987#ABC580) 0112/2///61987#ABC580 - RTD/thermocouple input |  |  |  |  | DEPENDENT_P_DET | [5 empty] | 0112/2///61987#ABC055 - Type of auxiliary input [4] | 0112/2///61987#ABA000 |  |  |  | Standard |  |  |  | SC65E – IEC 61987 | 0112/2///61987#ABU274 - auxiliary input type [4] | C00004 |  | 0112-2---61987#ABU286 | https://cdd.iec.ch/cdd/iec61987/iec61987.nsf/PropertiesAllVersions/0112-2---61987%23ABU286
0112/2///61987#ABA895 | 005 | 01 | 0112/2///61987#ABA895#005 | material of window |  |  |  |  | material of which a dial or digital indicator window is made | [5 empty] | ENUM_CODE_TYPE(0112/2///61987#ABL431) |  |  |  |  | DEPENDENT_P_DET |  |  | 0112/2///61987#ABL431 | 0112/2///61987#ABK360 - glass0112/2///61987#ABK369 - polycarbonate (PC)0112/2///61987#ABI407 - others |  | 0112/2///61987#ABC195 - Dial indicator0112/2///61987#ABC202 - Digital indicator0112/2///61987#ABD480 - Dial indicator [2]0112/2///61987#ABD848 - Dial indicator [3]0112/2///61987#ABD850 - Digital indicator [2] | 0112/2///61987#ABA000 |  |  |  | Standard |  |  |  | SC65E – IEC 61987 | 0112/2///61987#ABI406 - empty_property | C00091 |  | 0112-2---61987#ABA895 | https://cdd.iec.ch/cdd/iec61987/iec61987.nsf/PropertiesAllVersions/0112-2---61987%23ABA895
0112/2///61987#ABC916 | 001 | 05 | 0112/2///61987#ABC916#001 | reference to Influence of process temperature at selected test point |  |  |  |  | reference to block ABC286 | [5 empty] | CLASS_REFERENCE_TYPE(0112/2///61987#ABC286) 0112/2///61987#ABC286 - Influence of process temperature at selected test point |  |  |  |  | DEPENDENT_P_DET | [5 empty] | 0112/2///61987#ABC277 - Influence of external quantities expressed as a percentage for pressure0112/2///61987#ABJ593 - Influence of external quantities expressed as a percentage [5]0112/2///61987#ABC276 - Influence of external quantities expressed as a percentage0112/2///61987#ABG313 - Influence of external quantities expressed as a percentage [3]0112/2///61987#ABG314 - Influence of external quantities expressed as a percentage [4] | 0112/2///61987#ABA000 |  |  |  | Standard |  | IEC 61987 | IEC | IEC SC65E | 0112/2///61987#ABB676 - number of process temperature influences at selected test points | C00112 |  | 0112-2---61987#ABC916 | https://cdd.iec.ch/cdd/iec61987/iec61987.nsf/PropertiesAllVersions/0112-2---61987%23ABC916
0112/2///61987#ABD202 | 001 | 05 | 0112/2///61987#ABD202#001 | reference to Remote configuration tool |  |  |  |  | reference to block ABC576 | [5 empty] | CLASS_REFERENCE_TYPE(0112/2///61987#ABC576) 0112/2///61987#ABC576 - Remote configuration tool |  |  |  |  | DEPENDENT_P_DET | [5 empty] | 0112/2///61987#ABC575 - Remote configuration | 0112/2///61987#ABA000 |  |  |  | Standard |  | IEC 61987 | IEC | IEC SC65E | 0112/2///61987#ABA519 - number of remote configuration tools | C00112 |  | 0112-2---61987#ABD202 | https://cdd.iec.ch/cdd/iec61987/iec61987.nsf/PropertiesAllVersions/0112-2---61987%23ABD202
0112/2///61987#ABB008 | 008 | 01 | 0112/2///61987#ABB008#008 | type of sanitary compliance certificate |  |  |  |  | classification of a sanitary compliance certificate according to an issuing regulatory authority | [5 empty] | ENUM_CODE_TYPE(0112/2///61987#ABL404) |  |  |  |  | DEPENDENT_P_DET |  |  | 0112/2///61987#ABL404 | 0112/2///61987#ABM312 - FDA0112/2///61987#ABM313 - EHEDG0112/2///61987#ABM314 - 3A0112/2///61987#ABM315 - USP Class0112/2///61987#ABM316 - ASTM BPE0112/2///61987#ABI407 - others |  | 0112/2///61987#ABC587 - Sanitary approval | 0112/2///61987#ABA000 |  |  |  | Standard |  |  |  | SC65E – IEC 61987 | 0112/2///61987#ABI406 - empty_property | C00091 |  | 0112-2---61987#ABB008 | https://cdd.iec.ch/cdd/iec61987/iec61987.nsf/PropertiesAllVersions/0112-2---61987%23ABB008
0112/2///61987#ABF278 | 002 | 01 | 0112/2///61987#ABF278#002 | type of sight glass |  |  |  |  | classification of a sight glass according to its method of providing readings | [5 empty] | ENUM_CODE_TYPE(0112/2///61987#ABL597) |  |  |  |  | DEPENDENT_P_DET |  |  | 0112/2///61987#ABL597 | 0112/2///61987#ABN009 - reflection0112/2///61987#ABN010 - tubular0112/2///61987#ABN011 - refraction0112/2///61987#ABN012 - transparency0112/2///61987#ABI407 - others |  | 0112/2///61987#ABF535 - Sight glass | 0112/2///61987#ABA000 |  |  |  | Standard |  | IEC 61987 | IEC | SC65E | 0112/2///61987#ABI406 - empty_property | C00091 |  | 0112-2---61987#ABF278 | https://cdd.iec.ch/cdd/iec61987/iec61987.nsf/PropertiesAllVersions/0112-2---61987%23ABF278
0112/2///61987#ABH764 | 001 | 01 | 0112/2///61987#ABH764#001 | reference to Output values of volume fraction |  |  |  |  | reference to block ABH652 | [5 empty] | CLASS_REFERENCE_TYPE(0112/2///61987#ABH652) 0112/2///61987#ABH652 - Output values of volume fraction |  |  |  |  | NON_DEPENDENT_P_DET | [5 empty] | 0112/2///61987#ABH634 - Calibration point of volume fraction | 0112/2///61987#ABA000 |  |  |  | Standard |  | IEC 61987 |  | SC65E – IEC 61987 | - | C00018 | 001-01 (2019-03-08 15:35:30 by BATCH 00000766) standard | 0112-2---61987#ABH764 | https://cdd.iec.ch/cdd/iec61987/iec61987.nsf/PropertiesAllVersions/0112-2---61987%23ABH764
0112/2///61987#ABI551 | 001 | 02 | 0112/2///61987#ABI551#001 | reference to Accessory |  |  |  |  | reference to block ABI472 | [5 empty] | CLASS_REFERENCE_TYPE(0112/2///61987#ABI472) 0112/2///61987#ABI472 - Accessory |  |  |  |  | DEPENDENT_P_DET | [5 empty] | 0112/2///61987#ABI467 - Accessories and spare parts | 0112/2///61987#ABA000 |  |  |  | Standard |  | IEC 61987 | IEC | IEC SC65E | 0112/2///61987#ABI490 - number of accessories | C00112 |  | 0112-2---61987#ABI551 | https://cdd.iec.ch/cdd/iec61987/iec61987.nsf/PropertiesAllVersions/0112-2---61987%23ABI551
0112/2///61987#ABA325 | 002 | 01 | 0112/2///61987#ABA325#002 | content disposition |  |  |  |  | presentation style of an e-mail attachment | [5 empty] | ENUM_CODE_TYPE(0112/2///61987#ABN408) |  |  |  |  | DEPENDENT_P_DET |  |  | 0112/2///61987#ABN408 | 0112/2///61987#ABN411 - external attachment0112/2///61987#ABN412 - inline attachment0112/2///61987#ABI407 - others |  | 0112/2///61987#ABA396 - Attachment | 0112/2///61987#ABA000 |  |  |  | Standard |  | IEC 61987 |  | SC65E – IEC 61987 | 0112/2///61987#ABI406 - empty_property | C00091 |  | 0112-2---61987#ABA325 | https://cdd.iec.ch/cdd/iec61987/iec61987.nsf/PropertiesAllVersions/0112-2---61987%23ABA325
0112/2///61987#ABA515 | 001 | 02 | 0112/2///61987#ABA515#001 | configuration software of computer |  |  |  |  | designation of a computer software required to configure the device | [5 empty] | STRING_TYPE |  |  |  |  | NON_DEPENDENT_P_DET | [5 empty] | 0112/2///61987#ABC166 - Computer | 0112/2///61987#ABA000 |  |  |  | Standard |  |  |  | SC65E – IEC 61987 | - | C00004 |  | 0112-2---61987#ABA515 | https://cdd.iec.ch/cdd/iec61987/iec61987.nsf/PropertiesAllVersions/0112-2---61987%23ABA515
0112/2///61987#ABB453 | 004 | 01 | 0112/2///61987#ABB453#004 | thickness of lining |  |  |  |  | thickness of a lining or cladding used to prevent the contact of process fluid with the material from which the equipment is made |  |  | mm |  |  | REAL_MEASURE_TYPE |  |  |  |  | NON_DEPENDENT_P_DET | [5 empty] | 0112/2///61987#ABC246 - Flowtube assembly0112/2///61987#ABC266 - High/single pressure side line or nozzle0112/2///61987#ABC325 - Low pressure side line or nozzle0112/2///61987#ABC412 - Flow measuring chamber0112/2///61987#ABD831 - Line or nozzle [2]0112/2///61987#ABC322 - Line or nozzle0112/2///61987#ABD812 - Body of valve [2]0112/2///61987#ABD813 - Body of valve [3]0112/2///61987#ABD814 - Body of valve [1] | 0112/2///61987#ABA000 | 0112/2///62720#UAA862 - millimetre |  | 0112/2///61987#ABT548 - Length short | Standard |  |  |  | SC65E – IEC 61987 | - | C00004 |  | 0112-2---61987#ABB453 | https://cdd.iec.ch/cdd/iec61987/iec61987.nsf/PropertiesAllVersions/0112-2---61987%23ABB453
0112/2///61987#ABE111 | 001 | 02 | 0112/2///61987#ABE111#001 | reference to Environmental design ratings [2] |  |  |  |  | reference to block ABD867 | [5 empty] | CLASS_REFERENCE_TYPE(0112/2///61987#ABD867) 0112/2///61987#ABD867 - Environmental design ratings [2] |  |  |  |  | NON_DEPENDENT_P_DET | [5 empty] | 0112/2///61987#ABE000 - Rated operating conditions [11] | 0112/2///61987#ABA000 |  |  |  | Standard |  |  |  |  | - | C00004 |  | 0112-2---61987#ABE111 | https://cdd.iec.ch/cdd/iec61987/iec61987.nsf/PropertiesAllVersions/0112-2---61987%23ABE111
0112/2///61987#ABE536 | 002 | 01 | 0112/2///61987#ABE536#002 | type of solenoid valve |  |  |  |  | classification of a solenoid valve according to the number of connections | [5 empty] | ENUM_CODE_TYPE(0112/2///61987#ABL672) |  |  |  |  | DEPENDENT_P_DET |  |  | 0112/2///61987#ABL672 | 0112/2///61987#ABN298 - two-way valve0112/2///61987#ABN299 - three-way valve0112/2///61987#ABN300 - four-way valve0112/2///61987#ABI407 - others |  | 0112/2///61987#ABE606 - Structural design of a solenoid valve0112/2///61987#ABP303 - Functional design of a solenoid valve [I/O module] | 0112/2///61987#ABA000 |  |  |  | Standard |  | IEC 61987 | IEC | SC65E | 0112/2///61987#ABI406 - empty_property | C00091 |  | 0112-2---61987#ABE536 | https://cdd.iec.ch/cdd/iec61987/iec61987.nsf/PropertiesAllVersions/0112-2---61987%23ABE536
0112/2///61987#ABU912 | 001 | 01 | 0112/2///61987#ABU912#001 | reference to Manufacturer-specific output [8] |  |  |  |  | reference to block ABG201 | [5 empty] | CLASS_REFERENCE_TYPE(0112/2///61987#ABG201) 0112/2///61987#ABG201 - Manufacturer-specific output [8] |  |  |  |  | DEPENDENT_P_DET | [5 empty] | 0112/2///61987#ABG142 - Type of output [12]0112/2///61987#ABG143 - Type of output [13]0112/2///61987#ABG147 - Type of output [17]0112/2///61987#ABG156 - Type of output [26] | 0112/2///61987#ABA000 |  |  |  | Standard |  | IEC 61987 | IEC | SC65E | 0112/2///61987#ABU903 - output type [12] | C00018 | 001-01 (2018-03-28 07:27:22 by BATCH 00000762) standard | 0112-2---61987#ABU912 | https://cdd.iec.ch/cdd/iec61987/iec61987.nsf/PropertiesAllVersions/0112-2---61987%23ABU912
0112/2///61987#ABH667 | 001 | 01 | 0112/2///61987#ABH667#001 | value of flow velocity indicator/display |  |  |  |  | reading of a value on a display or an indicator representing a flow velocity variable |  |  | m/s |  |  | REAL_MEASURE_TYPE |  |  |  |  | NON_DEPENDENT_P_DET | [5 empty] | 0112/2///61987#ABH649 - Output values of flow velocity | 0112/2///61987#ABA000 | 0112/2///62720#UAA733 - metre per second |  | 0112/2///61987#ABT509 - Velocity | Standard |  | IEC 61987 |  | SC65E – IEC 61987 | - | C00018 | 001-01 (2019-03-08 15:35:29 by BATCH 00000766) standard | 0112-2---61987#ABH667 | https://cdd.iec.ch/cdd/iec61987/iec61987.nsf/PropertiesAllVersions/0112-2---61987%23ABH667
0112/2///61987#ABC850 | 004 | 02 | 0112/2///61987#ABC850#004 | reference to Electrical terminal |  |  |  |  | reference to block ABC220 | [5 empty] | CLASS_REFERENCE_TYPE(0112/2///61987#ABC220) 0112/2///61987#ABC220 - Electrical terminal |  |  |  |  | DEPENDENT_P_DET | [5 empty] | 0112/2///61987#ABC085 - Analog current input parameters0112/2///61987#ABC094 - Analog voltage input parameters0112/2///61987#ABC140 - Binary current output0112/2///61987#ABC142 - Binary input0112/2///61987#ABC145 - Binary output IEC 60947-5-6 (NAMUR)0112/2///61987#ABC219 - Electrical power output circuit0112/2///61987#ABC335 - Manufacturer-specific parameters0112/2///61987#ABC579 - RTD input0112/2///61987#ABC652 - Thermocouple input0112/2///61987#ABC685 - Wired communication interface0112/2///61987#ABE570 - Solenoid valve binary input0112/2///61987#ABF287 - Input for temperature transmitter0112/2///61987#ABF289 - RTD/thermocouple probe output0112/2///61987#ABF380 - Structural design of a connection head0112/2///61987#ABC091 - Analog current output parameters0112/2///61987#ABC099 - Analog voltage output parameters0112/2///61987#ABC141 - Binary transistor/triac output0112/2///61987#ABC143 - Binary input IEC 60947-5-6 (NAMUR)0112/2///61987#ABC144 - Binary relay output0112/2///61987#ABC218 - Electrical power input circuit0112/2///61987#ABC555 - Pulse/frequency input/output parameters0112/2///61987#ABP015 - Analog current input parameters [I/O module]0112/2///61987#ABP019 - Analog voltage input parameters [I/O module]0112/2///61987#ABP021 - Binary input [I/O module]0112/2///61987#ABP023 - Binary powered output0112/2///61987#ABP031 - Frequency input parameters [I/O module]0112/2///61987#ABP050 - mV input [I/O module]0112/2///61987#ABP068 - Resistor input [I/O module]0112/2///61987#ABP069 - RMS input0112/2///61987#ABP070 - RTD input [I/O module]0112/2///61987#ABP075 - Thermocouple input [I/O module] | 0112/2///61987#ABA000 |  |  |  | Standard |  | IEC 61987 | IEC | IEC SC65E | 0112/2///61987#ABB103 - number of electrical terminals | C00112 |  | 0112-2---61987#ABC850 | https://cdd.iec.ch/cdd/iec61987/iec61987.nsf/PropertiesAllVersions/0112-2---61987%23ABC850
0112/2///61987#ABC944 | 001 | 02 | 0112/2///61987#ABC944#001 | reference to Limiting conditions for differential pressure measurement |  |  |  |  | reference to block ABC314 | [5 empty] | CLASS_REFERENCE_TYPE(0112/2///61987#ABC314) 0112/2///61987#ABC314 - Limiting conditions for differential pressure measurement |  |  |  |  | NON_DEPENDENT_P_DET | [5 empty] | 0112/2///61987#ABC320 - Limiting process conditions [3] | 0112/2///61987#ABA000 |  |  |  | Standard |  |  |  | SC65E – IEC 61987 | - | C00004 |  | 0112-2---61987#ABC944 | https://cdd.iec.ch/cdd/iec61987/iec61987.nsf/PropertiesAllVersions/0112-2---61987%23ABC944
0112/2///61987#ABB528 | 002 | 01 | 0112/2///61987#ABB528#002 | reference standard for pressure tap connection |  |  |  |  | construction code or standard used for the fabrication of a pressure tap connection | [5 empty] | ENUM_CODE_TYPE(0112/2///61987#ABL547) |  |  |  |  | DEPENDENT_P_DET |  |  | 0112/2///61987#ABL547 | 0112/2///61987#ABM796 - NPT0112/2///61987#ABI407 - others |  | 0112/2///61987#ABC529 - Pressure tap of an orifice assembly0112/2///61987#ABC530 - Pressure taps of a flow nozzle | 0112/2///61987#ABA000 |  |  |  | Standard |  |  |  | SC65E – IEC 61987 | 0112/2///61987#ABI406 - empty_property | C00091 |  | 0112-2---61987#ABB528 | https://cdd.iec.ch/cdd/iec61987/iec61987.nsf/PropertiesAllVersions/0112-2---61987%23ABB528
0112/2///61987#ABB128 | 002 | 01 | 0112/2///61987#ABB128#002 | style of rotating element flowmeter |  |  |  |  | classification of a flow transmitter with a rotating element or vane according to its measuring principle | [5 empty] | ENUM_CODE_TYPE(0112/2///61987#ABL671) |  |  |  |  | DEPENDENT_P_DET |  |  | 0112/2///61987#ABL671 | 0112/2///61987#ABN294 - turbine0112/2///61987#ABN295 - Woltmann0112/2///61987#ABN296 - impeller0112/2///61987#ABN297 - propeller0112/2///61987#ABI407 - others |  | 0112/2///61987#ABC633 - Structural design of a rotating element flow transmitter or gauge | 0112/2///61987#ABA000 |  |  |  | Standard |  |  |  | SC65E – IEC 61987 | 0112/2///61987#ABI406 - empty_property | C00091 |  | 0112-2---61987#ABB128 | https://cdd.iec.ch/cdd/iec61987/iec61987.nsf/PropertiesAllVersions/0112-2---61987%23ABB128
0112/2///61987#ABP275 | 001 | 01 | 0112/2///61987#ABP275#001 | reference to Selectable RMS current input range |  |  |  |  | reference to block ABP071 | [5 empty] | CLASS_REFERENCE_TYPE(0112/2///61987#ABP071) 0112/2///61987#ABP071 - Selectable RMS current input range |  |  |  |  | DEPENDENT_P_DET | [5 empty] | 0112/2///61987#ABP069 - RMS input | 0112/2///61987#ABA000 |  |  |  | Standard |  | IEC 61987 | IEC | IEC/SC 65E | 0112/2///61987#ABP086 - number of selectable RMS current input ranges | C00128 | 001-01 (2023-01-23 14:53:53 by BATCH 00000807) standard | 0112-2---61987#ABP275 | https://cdd.iec.ch/cdd/iec61987/iec61987.nsf/PropertiesAllVersions/0112-2---61987%23ABP275
0112/2///61987#ABU440 | 001 | 03 | 0112/2///61987#ABU440#001 | reference to Absolute performance for pressure |  |  |  |  | reference to block ABC064 |  | Id specified in IEC61987-12/-13: ABC694 |  |  |  | CLASS_REFERENCE_TYPE(0112/2///61987#ABC064) 0112/2///61987#ABC064 - Absolute performance for pressure |  |  |  |  | DEPENDENT_P_DET | [5 empty] | 0112/2///61987#ABC676 - Type of performance variable [6] | 0112/2///61987#ABA000 |  |  |  | Standard |  |  |  | SC65E – IEC 61987 | 0112/2///61987#ABU427 - performance variable type [6] | C00004 |  | 0112-2---61987#ABU440 | https://cdd.iec.ch/cdd/iec61987/iec61987.nsf/PropertiesAllVersions/0112-2---61987%23ABU440
0112/2///61987#ABE851 | 001 | 01 | 0112/2///61987#ABE851#001 | non-repeatability of mass |  |  |  |  | for a device, absolute degree of deviation between the results of successive measurements of mass, carried out under the same conditions of measurement |  |  | kg |  |  | REAL_MEASURE_TYPE |  |  | IEV 311-06-06 (Repeatability), MOD |  | NON_DEPENDENT_P_DET | [5 empty] | 0112/2///61987#ABE846 - Absolute performance for mass | 0112/2///61987#ABA000 | 0112/2///62720#UAA594 - kilogram |  | 0112/2///61987#ABT546 - Mass | Standard |  | IEC 61987 | IEC | SC65E | - | C00018 | 001-01 (2018-03-28 07:27:02 by BATCH 00000762) standard | 0112-2---61987#ABE851 | https://cdd.iec.ch/cdd/iec61987/iec61987.nsf/PropertiesAllVersions/0112-2---61987%23ABE851
0112/2///61987#ABA577 | 008 | 01 | 0112/2///61987#ABA577#008 | PCE category and control function |  |  |  |  | alphanumeric character sequence identifying the category and function of a process control engineering request | [5 empty] | STRING_TYPE |  |  | IEC 62424 MOD |  | NON_DEPENDENT_P_DET | [5 empty] | 0112/2///61987#ABC163 - Communication variable0112/2///61987#ABC164 - Component part0112/2///61987#ABC181 - Dependability0112/2///61987#ABC208 - Displayed variable0112/2///61987#ABC209 - Displayed variable of an indicator0112/2///61987#ABC407 - Measured variable [1]0112/2///61987#ABC408 - Measured variable [2]0112/2///61987#ABC409 - Measured variable [3]0112/2///61987#ABC410 - Measured variable [4]0112/2///61987#ABC444 - Mechanical totalizer0112/2///61987#ABC476 - Output [1]0112/2///61987#ABC477 - Output [2]0112/2///61987#ABC478 - Output [3]0112/2///61987#ABC479 - Output [4]0112/2///61987#ABC480 - Output [5]0112/2///61987#ABC481 - Output [6]0112/2///61987#ABC482 - Output [7]0112/2///61987#ABC503 - Performance variable [1]0112/2///61987#ABC504 - Performance variable [2]0112/2///61987#ABC505 - Performance variable [3]0112/2///61987#ABC506 - Performance variable [4]0112/2///61987#ABC507 - Performance variable [5]0112/2///61987#ABC508 - Performance variable [6]0112/2///61987#ABC512 - Physical location0112/2///61987#ABD806 - Control input0112/2///61987#ABD840 - Dependability [2]0112/2///61987#ABD957 - Output [8]0112/2///61987#ABD974 - Performance variable [7]0112/2///61987#ABD976 - Physical location [2]0112/2///61987#ABD977 - Physical location [3]0112/2///61987#ABE393 - Auxiliary input [11]0112/2///61987#ABE564 - Measured variable [5]0112/2///61987#ABE572 - Output [9]0112/2///61987#ABE574 - Output [10]0112/2///61987#ABE578 - Output [11]0112/2///61987#ABE672 - Auxiliary input [18]0112/2///61987#ABE678 - Auxiliary input [19]0112/2///61987#ABE684 - Auxiliary input [20]0112/2///61987#ABE690 - Output [22]0112/2///61987#ABE774 - Measured variable [18]0112/2///61987#ABF942 - Measured variable [6]0112/2///61987#ABF943 - Measured variable [7]0112/2///61987#ABF944 - Measured variable [8]0112/2///61987#ABF945 - Measured variable [9]0112/2///61987#ABF946 - Measured variable [10]0112/2///61987#ABF947 - Measured variable [11]0112/2///61987#ABF948 - Measured variable [12]0112/2///61987#ABF949 - Measured variable [13]0112/2///61987#ABF950 - Measured variable [14]0112/2///61987#ABF951 - Measured variable [15]0112/2///61987#ABF952 - Measured variable [16]0112/2///61987#ABF953 - Measured variable [17]0112/2///61987#ABF975 - Measured variable [39]0112/2///61987#ABF976 - Measured variable [40]0112/2///61987#ABF977 - Measured variable [41]0112/2///61987#ABG050 - Auxiliary input [12]0112/2///61987#ABG051 - Auxiliary input [13]0112/2///61987#ABG052 - Auxiliary input [14]0112/2///61987#ABG053 - Auxiliary input [15]0112/2///61987#ABG054 - Auxiliary input [16]0112/2///61987#ABG055 - Auxiliary input [17]0112/2///61987#ABG059 - Auxiliary input [21]0112/2///61987#ABG060 - Auxiliary input [22]0112/2///61987#ABG127 - Output [12]0112/2///61987#ABG128 - Output [13]0112/2///61987#ABG129 - Output [14]0112/2///61987#ABG130 - Output [15]0112/2///61987#ABG131 - Output [16]0112/2///61987#ABG132 - Output [17]0112/2///61987#ABG133 - Output [18]0112/2///61987#ABG134 - Output [19]0112/2///61987#ABG135 - Output [20]0112/2///61987#ABG136 - Output [21]0112/2///61987#ABG138 - Output [23]0112/2///61987#ABG139 - Output [24]0112/2///61987#ABG140 - Output [25]0112/2///61987#ABG141 - Output [26]0112/2///61987#ABG248 - Performance variable [8]0112/2///61987#ABG249 - Performance variable [9]0112/2///61987#ABG250 - Performance variable [10]0112/2///61987#ABG251 - Performance variable [11]0112/2///61987#ABG252 - Performance variable [12]0112/2///61987#ABG253 - Performance variable [13]0112/2///61987#ABG254 - Performance variable [14]0112/2///61987#ABG255 - Performance variable [15]0112/2///61987#ABG256 - Performance variable [16]0112/2///61987#ABG257 - Performance variable [17]0112/2///61987#ABG260 - Performance variable [20]0112/2///61987#ABG263 - Performance variable [23]0112/2///61987#ABG264 - Performance variable [24]0112/2///61987#ABG480 - Physical location [4]0112/2///61987#ABH439 - Measuring or control point0112/2///61987#ABH532 - Input variable0112/2///61987#ABH533 - Output variable0112/2///61987#ABH561 - Calibration0112/2///61987#ABE696 - Performance variable [18]0112/2///61987#ABG259 - Performance variable [19]0112/2///61987#ABC040 - Totalizer indicator [2]0112/2///61987#ABC655 - Totalizer indicator [1]0112/2///61987#ABC126 - Auxiliary input [1] | 0112/2///61987#ABA000 |  |  |  | Standard |  |  |  | SC65E – IEC 61987 | - | C00004 |  | 0112-2---61987#ABA577 | https://cdd.iec.ch/cdd/iec61987/iec61987.nsf/PropertiesAllVersions/0112-2---61987%23ABA577
0112/2///61987#ABA631 | 002 | 01 | 0112/2///61987#ABA631#002 | material of diaphragm |  |  |  |  | material of which a diaphragm is made | [5 empty] | STRING_TYPE |  |  |  |  | NON_DEPENDENT_P_DET | [5 empty] | 0112/2///61987#ABC196 - Diaphragm0112/2///61987#ABE032 - Structural design of a pneumatic linear actuator0112/2///61987#ABE033 - Structural design of a pneumatic rotary actuator0112/2///61987#ABE035 - Structural design of a pressure reducing regulator or back pressure/excess pressure regulator0112/2///61987#ABE611 - Structural design of a filter regulator | 0112/2///61987#ABA000 |  |  |  | Standard |  |  |  | SC65E – IEC 61987 | - | C00004 |  | 0112-2---61987#ABA631 | https://cdd.iec.ch/cdd/iec61987/iec61987.nsf/PropertiesAllVersions/0112-2---61987%23ABA631
0112/2///61987#ABU186 | 001 | 03 | 0112/2///61987#ABU186#001 | reference to Pressure measurement |  |  |  |  | reference to block ABC528 |  | Id specified in IEC61987-12/-13: ABD158 |  |  |  | CLASS_REFERENCE_TYPE(0112/2///61987#ABC528) 0112/2///61987#ABC528 - Pressure measurement |  |  |  |  | DEPENDENT_P_DET | [5 empty] | 0112/2///61987#ABC661 - Type of measured variable [2] | 0112/2///61987#ABA000 |  |  |  | Standard |  |  |  | SC65E – IEC 61987 | 0112/2///61987#ABU167 - measured variable type [2] | C00004 |  | 0112-2---61987#ABU186 | https://cdd.iec.ch/cdd/iec61987/iec61987.nsf/PropertiesAllVersions/0112-2---61987%23ABU186
0112/2///61987#ABU194 | 001 | 03 | 0112/2///61987#ABU194#001 | reference to Absolute performance for mass flow |  |  |  |  | reference to block ABC061 |  | Id specified in IEC61987-12/-13: ABC691 |  |  |  | CLASS_REFERENCE_TYPE(0112/2///61987#ABC061) 0112/2///61987#ABC061 - Absolute performance for mass flow |  |  |  |  | DEPENDENT_P_DET | [5 empty] | 0112/2///61987#ABC672 - Type of performance variable [2] | 0112/2///61987#ABA000 |  |  |  | Standard |  |  |  | SC65E – IEC 61987 | 0112/2///61987#ABU168 - performance variable type [2] | C00004 |  | 0112-2---61987#ABU194 | https://cdd.iec.ch/cdd/iec61987/iec61987.nsf/PropertiesAllVersions/0112-2---61987%23ABU194
0112/2///61987#ABG819 | 001 | 02 | 0112/2///61987#ABG819#001 | reference to Performance variable [19] |  |  |  |  | reference to block ABG259 | [5 empty] | CLASS_REFERENCE_TYPE(0112/2///61987#ABG259) 0112/2///61987#ABG259 - Performance variable [19] |  |  |  |  | DEPENDENT_P_DET | [5 empty] | 0112/2///61987#ABG232 - Performance [29] | 0112/2///61987#ABA000 |  |  |  | Standard |  | IEC 61987 | IEC | IEC SC65E | 0112/2///61987#ABB636 - number of performance variables | C00112 |  | 0112-2---61987#ABG819 | https://cdd.iec.ch/cdd/iec61987/iec61987.nsf/PropertiesAllVersions/0112-2---61987%23ABG819
0112/2///61987#ABH033 | 001 | 01 | 0112/2///61987#ABH033#001 | reference to Process design conditions [temperature] |  |  |  |  | reference to block ABG473 | [5 empty] | CLASS_REFERENCE_TYPE(0112/2///61987#ABG473) 0112/2///61987#ABG473 - Process design conditions [temperature] |  |  |  |  | NON_DEPENDENT_P_DET | [5 empty] | 0112/2///61987#ABG468 - Operating conditions for device design [temperature] | 0112/2///61987#ABA000 |  |  |  | Standard |  | IEC 61987 | IEC | SC65E | - | C00019 | 001-01 (2018-03-28 07:27:13 by BATCH 00000762) standard | 0112-2---61987#ABH033 | https://cdd.iec.ch/cdd/iec61987/iec61987.nsf/PropertiesAllVersions/0112-2---61987%23ABH033
0112/2///61987#ABI050 | 001 | 01 | 0112/2///61987#ABI050#001 | TV device variable |  |  |  |  | device variable assigned to the tertiary variable of a CPF 9 device | CPF 9 is the IEC 61784 acronym for HART. |  |  |  |  | INT_TYPE |  |  |  |  | NON_DEPENDENT_P_DET | [5 empty] | 0112/2///61987#ABH917 - HART common practice parameters | 0112/2///61987#ABA000 |  |  |  | Standard |  |  |  | SC65E – IEC 61987 | - | C00019 | 001-01 (2018-03-28 07:27:16 by BATCH 00000762) standard | 0112-2---61987#ABI050 | https://cdd.iec.ch/cdd/iec61987/iec61987.nsf/PropertiesAllVersions/0112-2---61987%23ABI050
0112/2///61987#ABG976 | 001 | 01 | 0112/2///61987#ABG976#001 | reference to Structural design [plumb bob level transmitter] |  |  |  |  | reference to block ABG416 | [5 empty] | CLASS_REFERENCE_TYPE(0112/2///61987#ABG416) 0112/2///61987#ABG416 - Structural design [plumb bob level transmitter] |  |  |  |  | NON_DEPENDENT_P_DET | [5 empty] | 0112/2///61987#ABG371 - Mechanical and electrical construction [plumb bob level transmitter] | 0112/2///61987#ABA000 |  |  |  | Standard |  | IEC 61987 | IEC | SC65E | - | C00018 | 001-01 (2018-03-28 07:27:12 by BATCH 00000762) standard | 0112-2---61987#ABG976 | https://cdd.iec.ch/cdd/iec61987/iec61987.nsf/PropertiesAllVersions/0112-2---61987%23ABG976
0112/2///61987#ABH774 | 001 | 01 | 0112/2///61987#ABH774#001 | reference to Output values of voltage |  |  |  |  | reference to block ABH662 | [5 empty] | CLASS_REFERENCE_TYPE(0112/2///61987#ABH662) 0112/2///61987#ABH662 - Output values of voltage |  |  |  |  | NON_DEPENDENT_P_DET | [5 empty] | 0112/2///61987#ABH644 - Calibration point of voltage | 0112/2///61987#ABA000 |  |  |  | Standard |  | IEC 61987 |  | SC65E – IEC 61987 | - | C00018 | 001-01 (2019-03-08 15:35:30 by BATCH 00000766) standard | 0112-2---61987#ABH774 | https://cdd.iec.ch/cdd/iec61987/iec61987.nsf/PropertiesAllVersions/0112-2---61987%23ABH774
0112/2///61987#ABB431 | 006 | 01 | 0112/2///61987#ABB431#006 | details of calculation report |  |  |  |  | if appropriate, details of a calculation report | [5 empty] | STRING_TYPE |  |  |  |  | NON_DEPENDENT_P_DET | [5 empty] | 0112/2///61987#ABC151 - Calculation certificate | 0112/2///61987#ABA000 |  |  |  | Standard |  |  |  | SC65E – IEC 61987 | - | C00018 |  | 0112-2---61987#ABB431 | https://cdd.iec.ch/cdd/iec61987/iec61987.nsf/PropertiesAllVersions/0112-2---61987%23ABB431
0112/2///61987#ABB060 | 001 | 02 | 0112/2///61987#ABB060#001 | field coil isolation class |  |  |  |  | dielectric strength of the field coils | [5 empty] | STRING_TYPE |  |  |  |  | NON_DEPENDENT_P_DET | [5 empty] | 0112/2///61987#ABC240 - Field coils | 0112/2///61987#ABA000 |  |  |  | Standard |  |  |  | SC65E – IEC 61987 | - | C00004 |  | 0112-2---61987#ABB060 | https://cdd.iec.ch/cdd/iec61987/iec61987.nsf/PropertiesAllVersions/0112-2---61987%23ABB060
0112/2///61987#ABB107 | 002 | 01 | 0112/2///61987#ABB107#002 | style of electrode |  |  |  |  | classification of an electrode according to its exchangeability | [5 empty] | ENUM_CODE_TYPE(0112/2///61987#ABJ779) |  |  |  |  | DEPENDENT_P_DET |  |  | 0112/2///61987#ABJ779 | 0112/2///61987#ABL153 - fixed0112/2///61987#ABL154 - exchangeable0112/2///61987#ABL155 - retractable0112/2///61987#ABI407 - others |  | 0112/2///61987#ABC262 - Grounding electrode0112/2///61987#ABC573 - Reference electrode0112/2///61987#ABU456 - Sensing element of an electromagnetic flow transmitter0112/2///61987#ABU457 - Sensing element of an electromagnetic flow transmitter | 0112/2///61987#ABA000 |  |  |  | Standard |  |  |  | SC65E – IEC 61987 | 0112/2///61987#ABI406 - empty_property | C00091 |  | 0112-2---61987#ABB107 | https://cdd.iec.ch/cdd/iec61987/iec61987.nsf/PropertiesAllVersions/0112-2---61987%23ABB107
0112/2///61987#ABV020 | 001 | 01 | 0112/2///61987#ABV020#001 | reference to Point level measurement |  |  |  |  | reference to block ABE871 | [5 empty] | CLASS_REFERENCE_TYPE(0112/2///61987#ABE871) 0112/2///61987#ABE871 - Point level measurement |  |  |  |  | DEPENDENT_P_DET | [5 empty] | 0112/2///61987#ABF978 - Type of measured variable [6]0112/2///61987#ABF979 - Type of measured variable [7]0112/2///61987#ABF980 - Type of measured variable [8]0112/2///61987#ABF982 - Type of measured variable [10]0112/2///61987#ABG012 - Type of measured variable [40] | 0112/2///61987#ABA000 |  |  |  | Standard |  | IEC 61987 | IEC | SC65E | 0112/2///61987#ABV005 - measured variable type [10] | C00018 | 001-01 (2018-03-28 07:27:23 by BATCH 00000762) standard | 0112-2---61987#ABV020 | https://cdd.iec.ch/cdd/iec61987/iec61987.nsf/PropertiesAllVersions/0112-2---61987%23ABV020
0112/2///61987#ABU871 | 001 | 01 | 0112/2///61987#ABU871#001 | output type [15] |  |  |  |  | polymorphism property allowing selection of an output type for a device |  | Polymorphic control property |  |  |  | ENUM_STRING_TYPE(0112/2///61987#ABU812(Analog current output [11],Analog voltage output [11],Frequency output [11],Binary output IEC 60947-5-6 (NAMUR),0112/2///61987#Binary current output,0112/2///61987#Binary isolated output,0112/2///61987#Binary electronic output,0112/2///61987#Manufacturer-specific output [11],0112/2///61987#Pneumatic/hydraulic output [17])) |  |  |  |  | CONDITION_DET |  |  | 0112/2///61987#ABU812 | 0112/2///61987#ABU731 - IEC61987-11 Name of Analog current output [11]0112/2///61987#ABU732 - IEC61987-11 Name of Analog voltage output [11]0112/2///61987#ABU733 - IEC61987-11 Name of Frequency output [11]0112/2///61987#ABU793 - IEC61987-11 Name of Binary output IEC 60947-5-6 (NAMUR)0112/2///61987#ABU794 - IEC61987-11 Name of Binary current output0112/2///61987#ABU795 - IEC61987-11 Name of Binary isolated output0112/2///61987#ABU796 - IEC61987-11 Name of Binary electronic output0112/2///61987#ABU734 - IEC61987-11 Name of Manufacturer-specific output [11]0112/2///61987#ABU725 - IEC61987-11 Name of Pneumatic/hydraulic output [17] |  | 0112/2///61987#ABG145 - Type of output [15] | 0112/2///61987#ABA000 |  |  |  | Standard |  | IEC 61987 | IEC | SC65E | - | C00018 | 001-01 (2018-03-28 07:27:22 by BATCH 00000762) standard | 0112-2---61987#ABU871 | https://cdd.iec.ch/cdd/iec61987/iec61987.nsf/PropertiesAllVersions/0112-2---61987%23ABU871
0112/2///61987#ABH244 | 001 | 01 | 0112/2///61987#ABH244#001 | material of target coating |  |  |  |  | material of which the coating of a target is made | [5 empty] | STRING_TYPE |  |  |  |  | NON_DEPENDENT_P_DET | [5 empty] | 0112/2///61987#ABH258 - Radiation thermometer parameters | 0112/2///61987#ABA000 |  |  |  | Standard |  | IEC 61987 | IEC | SC65E | - | C00019 | 001-01 (2018-03-28 07:27:14 by BATCH 00000762) standard | 0112-2---61987#ABH244 | https://cdd.iec.ch/cdd/iec61987/iec61987.nsf/PropertiesAllVersions/0112-2---61987%23ABH244
0112/2///61987#ABV022 | 001 | 01 | 0112/2///61987#ABV022#001 | reference to Other variable |  |  |  |  | reference to block ABC475 | [5 empty] | CLASS_REFERENCE_TYPE(0112/2///61987#ABC475) 0112/2///61987#ABC475 - Other variable |  |  |  |  | DEPENDENT_P_DET | [5 empty] | 0112/2///61987#ABF978 - Type of measured variable [6]0112/2///61987#ABF979 - Type of measured variable [7]0112/2///61987#ABF980 - Type of measured variable [8]0112/2///61987#ABF981 - Type of measured variable [9]0112/2///61987#ABF982 - Type of measured variable [10]0112/2///61987#ABF983 - Type of measured variable [11]0112/2///61987#ABF984 - Type of measured variable [12]0112/2///61987#ABG012 - Type of measured variable [40]0112/2///61987#ABG013 - Type of measured variable [41] | 0112/2///61987#ABA000 |  |  |  | Standard |  | IEC 61987 | IEC | SC65E | 0112/2///61987#ABV005 - measured variable type [10] | C00018 | 001-01 (2018-03-28 07:27:23 by BATCH 00000762) standard | 0112-2---61987#ABV022 | https://cdd.iec.ch/cdd/iec61987/iec61987.nsf/PropertiesAllVersions/0112-2---61987%23ABV022
0112/2///61987#ABV189 | 001 | 01 | 0112/2///61987#ABV189#001 | reference to Assigned other variable range |  |  |  |  | reference to block ABC114 | [5 empty] | CLASS_REFERENCE_TYPE(0112/2///61987#ABC114) 0112/2///61987#ABC114 - Assigned other variable range |  |  |  |  | DEPENDENT_P_DET | [5 empty] | 0112/2///61987#ABG094 - Assigned variable [14] | 0112/2///61987#ABA000 |  |  |  | Standard |  | IEC 61987 | IEC | SC65E | 0112/2///61987#ABV170 - assigned variable type [14] | C00019 | 001-01 (2018-03-28 07:27:24 by BATCH 00000762) standard | 0112-2---61987#ABV189 | https://cdd.iec.ch/cdd/iec61987/iec61987.nsf/PropertiesAllVersions/0112-2---61987%23ABV189
0112/2///61987#ABP251 | 001 | 01 | 0112/2///61987#ABP251#001 | reference to Manufacturer-specific input [I/O module] |  |  |  |  | reference to block ABP047 | [5 empty] | CLASS_REFERENCE_TYPE(0112/2///61987#ABP047) 0112/2///61987#ABP047 - Manufacturer-specific input [I/O module] |  |  |  |  | NON_DEPENDENT_P_DET | [5 empty] | 0112/2///61987#ABP044 - Input [I/O module] | 0112/2///61987#ABA000 |  |  |  | Standard |  | IEC 61987 | IEC | IEC/SC 65E | - | C00128 | 001-01 (2023-01-23 14:53:53 by BATCH 00000807) standard | 0112-2---61987#ABP251 | https://cdd.iec.ch/cdd/iec61987/iec61987.nsf/PropertiesAllVersions/0112-2---61987%23ABP251
0112/2///61987#ABB518 | 001 | 04 | 0112/2///61987#ABB518#001 | influence of supply voltage |  |  |  |  | change in output caused by a change in supply voltage with respect to reference conditions, expressed as the maximum error within the specified voltage range |  |  | % |  |  | REAL_MEASURE_TYPE |  |  | IEC 61298 |  | NON_DEPENDENT_P_DET | [5 empty] | 0112/2///61987#ABJ593 - Influence of external quantities expressed as a percentage [5]0112/2///61987#ABC276 - Influence of external quantities expressed as a percentage0112/2///61987#ABD890 - Influence of external quantities expressed as a percentage [2]0112/2///61987#ABG313 - Influence of external quantities expressed as a percentage [3]0112/2///61987#ABG314 - Influence of external quantities expressed as a percentage [4] | 0112/2///61987#ABA000 | 0112/2///62720#UAA000 - percent |  | 0112/2///61987#ABT533 - Percentage | Standard |  |  |  | SC65E – IEC 61987 | - | C00004 |  | 0112-2---61987#ABB518 | https://cdd.iec.ch/cdd/iec61987/iec61987.nsf/PropertiesAllVersions/0112-2---61987%23ABB518
0112/2///61987#ABV203 | 001 | 02 | 0112/2///61987#ABV203#001 | reference to Resistance measurement |  |  |  |  | reference to block ABF054 | [5 empty] | CLASS_REFERENCE_TYPE(0112/2///61987#ABF054) 0112/2///61987#ABF054 - Resistance measurement |  |  |  |  | DEPENDENT_P_DET | [5 empty] | 0112/2///61987#ABF987 - Type of measured variable [15] | 0112/2///61987#ABA000 |  |  |  | Standard |  | IEC 61987 | IEC | SC65E | 0112/2///61987#ABV192 - measured variable type [15] | C00019 |  | 0112-2---61987#ABV203 | https://cdd.iec.ch/cdd/iec61987/iec61987.nsf/PropertiesAllVersions/0112-2---61987%23ABV203
0112/2///61987#ABJ668 | 001 | 01 | 0112/2///61987#ABJ668#001 | number of PRESSURE_MEASUREMENT_TRANSFORMATIONs |  |  |  |  | cardinality property for PRESSURE_MEASUREMENT_TRANSFORMATION | [5 empty] | INT_TYPE |  |  |  |  | CONDITION_DET | [5 empty] | 0112/2///61987#ABH867 - Pressure technology block | 0112/2///61987#ABA000 |  |  |  | Standard |  |  |  | SC65E – IEC 61987 | - | C00018 | 001-01 (2019-03-08 15:35:34 by BATCH 00000766) standard | 0112-2---61987#ABJ668 | https://cdd.iec.ch/cdd/iec61987/iec61987.nsf/PropertiesAllVersions/0112-2---61987%23ABJ668
0112/2///61987#ABH125 | 001 | 01 | 0112/2///61987#ABH125#001 | mounting angle of nozzle |  |  |  |  | angle of center line of the nozzle with reference to the line perpendicular to the wall surface of the equipment at the intersection with the nozzle center line |  |  | ° |  |  | REAL_MEASURE_TYPE |  |  |  |  | NON_DEPENDENT_P_DET | [5 empty] | 0112/2///61987#ABH129 - Position of nozzle | 0112/2///61987#ABA000 | 0112/2///62720#UAA024 - degree |  | 0112/2///61987#ABT580 - Angle | Standard |  | IEC 61987 | IEC | SC65E | - | C00018 | 001-01 (2018-03-28 07:27:13 by BATCH 00000762) standard | 0112-2---61987#ABH125 | https://cdd.iec.ch/cdd/iec61987/iec61987.nsf/PropertiesAllVersions/0112-2---61987%23ABH125
0112/2///61987#ABG951 | 001 | 01 | 0112/2///61987#ABG951#001 | reference to Mechanical and electrical construction [insert/element] |  |  |  |  | reference to block ABG391 | [5 empty] | CLASS_REFERENCE_TYPE(0112/2///61987#ABG391) 0112/2///61987#ABG391 - Mechanical and electrical construction [insert/element] |  |  |  |  | NON_DEPENDENT_P_DET | [5 empty] | 0112/2///61987#ABE763 - Device LOP for insert/element | 0112/2///61987#ABA000 |  |  |  | Standard |  | IEC 61987 | IEC | SC65E | - | C00019 | 001-01 (2018-03-28 07:27:12 by BATCH 00000762) standard | 0112-2---61987#ABG951 | https://cdd.iec.ch/cdd/iec61987/iec61987.nsf/PropertiesAllVersions/0112-2---61987%23ABG951
0112/2///61987#ABA589 | 005 | 01 | 0112/2///61987#ABA589#005 | type of protection (Ex) |  |  |  |  | classification of an explosion protection according to the specific measures applied to avoid ignition of a surrounding explosive atmosphere | [5 empty] | ENUM_CODE_TYPE(0112/2///61987#ABJ752) |  |  |  |  | DEPENDENT_P_DET |  |  | 0112/2///61987#ABJ752 | 0112/2///61987#ABK654 - b0112/2///61987#ABK655 - c0112/2///61987#ABK656 - da0112/2///61987#ABK657 - db0112/2///61987#ABK658 - dc0112/2///61987#ABK659 - DIP0112/2///61987#ABK660 - eb0112/2///61987#ABK661 - ec0112/2///61987#ABK662 - fr0112/2///61987#ABK663 - ia0112/2///61987#ABK664 - ib0112/2///61987#ABK665 - ic0112/2///61987#ABK666 - IS0112/2///61987#ABK667 - ka0112/2///61987#ABK668 - kb0112/2///61987#ABK669 - kc0112/2///61987#ABK670 - ma0112/2///61987#ABK671 - mb0112/2///61987#ABK672 - mc0112/2///61987#ABK673 - nA0112/2///61987#ABK674 - nC0112/2///61987#ABK675 - NI0112/2///61987#ABK676 - nR0112/2///61987#ABK677 - ob0112/2///61987#ABK678 - oc0112/2///61987#ABK679 - op is0112/2///61987#ABK680 - op pr0112/2///61987#ABK681 - op sh0112/2///61987#ABK682 - PX0112/2///61987#ABK683 - pxb0112/2///61987#ABK684 - PY0112/2///61987#ABK685 - pyb0112/2///61987#ABK686 - PZ0112/2///61987#ABK687 - pzc0112/2///61987#ABK688 - qb0112/2///61987#ABK689 - ta0112/2///61987#ABK690 - tb0112/2///61987#ABK691 - tc0112/2///61987#ABK692 - XP0112/2///61987#ABK693 - d0112/2///61987#ABK694 - f0112/2///61987#ABK695 - e0112/2///61987#ABK696 - o0112/2///61987#ABK697 - i0112/2///61987#ABI407 - others |  | 0112/2///61987#ABC042 - Trace heating system0112/2///61987#ABC044 - Transmitter body [1]0112/2///61987#ABC045 - Transmitter body [2]0112/2///61987#ABC046 - Transmitter body [3]0112/2///61987#ABC047 - Transmitter body [4]0112/2///61987#ABC171 - Connection compartment0112/2///61987#ABC215 - Electrical line power supply0112/2///61987#ABC219 - Electrical power output circuit0112/2///61987#ABC232 - Explosion protection design approval0112/2///61987#ABD858 - Electrical line power supply [2]0112/2///61987#ABD868 - Explosion protection design approval [2]0112/2///61987#ABE039 - Trace heating system [2]0112/2///61987#ABF380 - Structural design of a connection head0112/2///61987#ABH474 - Illumination0112/2///61987#ABC040 - Totalizer indicator [2]0112/2///61987#ABC048 - Transmitter housing [1]0112/2///61987#ABC049 - Transmitter housing [2]0112/2///61987#ABC655 - Totalizer indicator [1]0112/2///61987#ABE040 - Transmitter housing [3]0112/2///61987#ABE607 - Solenoid valve housing0112/2///61987#ABF375 - Transmitter/switch housing0112/2///61987#ABC216 - Electrical loop power supply0112/2///61987#ABC218 - Electrical power input circuit0112/2///61987#ABP025 - Device housing | 0112/2///61987#ABA000 |  |  |  | Standard |  |  |  | SC65E – IEC 61987 | 0112/2///61987#ABI406 - empty_property | C00091 |  | 0112-2---61987#ABA589 | https://cdd.iec.ch/cdd/iec61987/iec61987.nsf/PropertiesAllVersions/0112-2---61987%23ABA589
0112/2///61987#ABB572 | 002 | 02 | 0112/2///61987#ABB572#002 | set span for temperature |  |  |  |  | difference between the upper and lower range value of temperature to which a temperature measurement instrument is adjusted |  |  | °C |  |  | REAL_MEASURE_TYPE |  |  |  |  | NON_DEPENDENT_P_DET | [5 empty] | 0112/2///61987#ABC116 - Assigned temperature range | 0112/2///61987#ABA000 | 0112/2///62720#UAA033 - degree Celsius |  | 0112/2///61987#ABT514 - Temperature | Standard |  | IEC 61987 | IEC | IEC SC65E | - | C00112 |  | 0112-2---61987#ABB572 | https://cdd.iec.ch/cdd/iec61987/iec61987.nsf/PropertiesAllVersions/0112-2---61987%23ABB572
0112/2///61987#ABF804 | 002 | 05 | 0112/2///61987#ABF804#002 | reference to Temperature sensor |  |  |  |  | reference to block ABF417 | [5 empty] | CLASS_REFERENCE_TYPE(0112/2///61987#ABF417) 0112/2///61987#ABF417 - Temperature sensor |  |  |  |  | DEPENDENT_P_DET | [5 empty] | 0112/2///61987#ABF405 - Structural design of an insert/element | 0112/2///61987#ABA000 |  |  |  | Standard |  | IEC 61987 | IEC | IEC SC65E | 0112/2///61987#ABF416 - number of temperature sensors | C00112 |  | 0112-2---61987#ABF804 | https://cdd.iec.ch/cdd/iec61987/iec61987.nsf/PropertiesAllVersions/0112-2---61987%23ABF804
0112/2///61987#ABD551 | 002 | 01 | 0112/2///61987#ABD551#002 | characteristic curve |  |  |  |  | characteristic of a signal or a physical output variable as response to a linear signal or physical input variable | [5 empty] | ENUM_CODE_TYPE(0112/2///61987#ABL492) |  |  |  |  | DEPENDENT_P_DET |  |  | 0112/2///61987#ABL492 | 0112/2///61987#ABM600 - linear0112/2///61987#ABM601 - equal percentage0112/2///61987#ABM602 - modified linear0112/2///61987#ABM603 - modified equal percentage0112/2///61987#ABM604 - fast opening0112/2///61987#ABM329 - programmable0112/2///61987#ABI407 - others |  | 0112/2///61987#ABD961 - Parameters of pneumatic linear actuator0112/2///61987#ABD962 - Parameters of pneumatic rotary actuator0112/2///61987#ABD963 - Parameters of positioner0112/2///61987#ABD964 - Parameters of valve body assembly [4]0112/2///61987#ABD965 - Parameters of valve body assembly [1]0112/2///61987#ABD966 - Parameters of valve body assembly [2]0112/2///61987#ABD967 - Parameters of valve body assembly [3]0112/2///61987#ABE561 - Parameters of I/P converter | 0112/2///61987#ABA000 |  |  |  | Standard |  |  |  |  | 0112/2///61987#ABI406 - empty_property | C00091 |  | 0112-2---61987#ABD551 | https://cdd.iec.ch/cdd/iec61987/iec61987.nsf/PropertiesAllVersions/0112-2---61987%23ABD551
0112/2///61987#ABD764 | 003 | 01 | 0112/2///61987#ABD764#003 | type of pressure relief |  |  |  |  | classification of the pressure relief of a pressure reducing regulator or a back pressure regulator according to its mechanical construction | [5 empty] | ENUM_CODE_TYPE(0112/2///61987#ABL305) |  |  |  |  | DEPENDENT_P_DET |  |  | 0112/2///61987#ABL305 | 0112/2///61987#ABL963 - bellows0112/2///61987#ABL964 - diaphragm0112/2///61987#ABL965 - piston0112/2///61987#ABL966 - no relief0112/2///61987#ABI407 - others |  | 0112/2///61987#ABE035 - Structural design of a pressure reducing regulator or back pressure/excess pressure regulator0112/2///61987#ABE611 - Structural design of a filter regulator | 0112/2///61987#ABA000 |  |  |  | Standard |  |  |  |  | 0112/2///61987#ABI406 - empty_property | C00091 |  | 0112-2---61987#ABD764 | https://cdd.iec.ch/cdd/iec61987/iec61987.nsf/PropertiesAllVersions/0112-2---61987%23ABD764
0112/2///61987#ABF099 | 001 | 01 | 0112/2///61987#ABF099#001 | maximum influence of ambient temperature on voltage |  |  |  |  | change in output of a voltage measuring device caused by a change in ambient temperature with respect to reference conditions, expressed as the maximum error across the specified ambient temperature range |  |  | V/K |  |  | REAL_MEASURE_TYPE |  |  |  |  | NON_DEPENDENT_P_DET | [5 empty] | 0112/2///61987#ABF095 - Influence of external quantities expressed for voltage0112/2///61987#ABP043 - Influence of external quantities expressed for voltage [I/O module] | 0112/2///61987#ABA000 | 0112/2///62720#UAB173 - volt per kelvin |  |  | Standard |  | IEC 61987 | IEC | SC65E | - | C00019 | 001-01 (2018-03-28 07:27:04 by BATCH 00000762) standard | 0112-2---61987#ABF099 | https://cdd.iec.ch/cdd/iec61987/iec61987.nsf/PropertiesAllVersions/0112-2---61987%23ABF099
0112/2///61987#ABA212 | 001 | 02 | 0112/2///61987#ABA212#001 | reference to Business partner |  |  |  |  | reference to block ABA372 | [5 empty] | CLASS_REFERENCE_TYPE(0112/2///61987#ABA372) 0112/2///61987#ABA372 - Business partner |  |  |  |  | DEPENDENT_P_DET | [5 empty] | 0112/2///61987#ABA439 - Administrative information | 0112/2///61987#ABA000 |  |  |  | Standard |  | IEC 61987 | IEC | IEC SC65E | 0112/2///61987#ABA204 - number of business partners | C00112 |  | 0112-2---61987#ABA212 | https://cdd.iec.ch/cdd/iec61987/iec61987.nsf/PropertiesAllVersions/0112-2---61987%23ABA212
0112/2///61987#ABD392 | 001 | 02 | 0112/2///61987#ABD392#001 | reference to Material of case |  |  |  |  | reference to block ABD391 | [5 empty] | CLASS_REFERENCE_TYPE(0112/2///61987#ABD391) 0112/2///61987#ABD391 - Material of case |  |  |  |  | NON_DEPENDENT_P_DET | [5 empty] | 0112/2///61987#ABC155 - Case | 0112/2///61987#ABA000 |  |  |  | Standard |  |  |  | SC65E – IEC 61987 | - | C00004 |  | 0112-2---61987#ABD392 | https://cdd.iec.ch/cdd/iec61987/iec61987.nsf/PropertiesAllVersions/0112-2---61987%23ABD392
0112/2///61987#ABB586 | 001 | 02 | 0112/2///61987#ABB586#001 | resolution of display |  |  |  |  | smallest change of scale reading to which a numerical value can be assigned without further interpolation | [5 empty] | STRING_TYPE |  |  | IEC 60788, ed. 2.0 (2004-02), 3.325 |  | NON_DEPENDENT_P_DET | [5 empty] | 0112/2///61987#ABC205 - Display | 0112/2///61987#ABA000 |  |  |  | Standard |  |  |  | SC65E – IEC 61987 | - | C00004 |  | 0112-2---61987#ABB586 | https://cdd.iec.ch/cdd/iec61987/iec61987.nsf/PropertiesAllVersions/0112-2---61987%23ABB586
0112/2///61987#ABH294 | 001 | 02 | 0112/2///61987#ABH294#001 | reference to Internal fitting |  |  |  |  | reference to block ABH137 | [5 empty] | CLASS_REFERENCE_TYPE(0112/2///61987#ABH137) 0112/2///61987#ABH137 - Internal fitting |  |  |  |  | DEPENDENT_P_DET | [5 empty] | 0112/2///61987#ABG478 - Process equipment [level] | 0112/2///61987#ABA000 |  |  |  | Standard |  | IEC 61987 | IEC | IEC SC65E | 0112/2///61987#ABH136 - number of internal fittings | C00112 |  | 0112-2---61987#ABH294 | https://cdd.iec.ch/cdd/iec61987/iec61987.nsf/PropertiesAllVersions/0112-2---61987%23ABH294
0112/2///61987#ABP152 | 001 | 01 | 0112/2///61987#ABP152#001 | minimum resistance for signal "0" | OFF resistance |  |  |  | minimum value of the resistance of an external contact to detect a binary logic state "0" |  |  | kΩ |  |  | REAL_MEASURE_TYPE |  |  |  |  | NON_DEPENDENT_P_DET | [5 empty] | 0112/2///61987#ABP028 - Electrical data for no-voltage contact input | 0112/2///61987#ABA000 | 0112/2///62720#UAA555 - kiloohm |  | 0112/2///61987#ABT564 - Electrical resistance | Standard |  | IEC 61987 | IEC | IEC/SC 65E | - | C00128 | 001-01 (2023-01-23 14:53:52 by BATCH 00000807) standard | 0112-2---61987#ABP152 | https://cdd.iec.ch/cdd/iec61987/iec61987.nsf/PropertiesAllVersions/0112-2---61987%23ABP152
0112/2///61987#ABD045 | 001 | 02 | 0112/2///61987#ABD045#001 | reference to Measuring range for density |  |  |  |  | reference to block ABC415 | [5 empty] | CLASS_REFERENCE_TYPE(0112/2///61987#ABC415) 0112/2///61987#ABC415 - Measuring range for density |  |  |  |  | NON_DEPENDENT_P_DET | [5 empty] | 0112/2///61987#ABC180 - Density measurement | 0112/2///61987#ABA000 |  |  |  | Standard |  |  |  | SC65E – IEC 61987 | - | C00004 |  | 0112-2---61987#ABD045 | https://cdd.iec.ch/cdd/iec61987/iec61987.nsf/PropertiesAllVersions/0112-2---61987%23ABD045
0112/2///61987#ABF690 | 001 | 01 | 0112/2///61987#ABF690#001 | reference to Measuring range for point level |  |  |  |  | reference to block ABE991 | [5 empty] | CLASS_REFERENCE_TYPE(0112/2///61987#ABE991) 0112/2///61987#ABE991 - Measuring range for point level |  |  |  |  | NON_DEPENDENT_P_DET | [5 empty] | 0112/2///61987#ABE871 - Point level measurement | 0112/2///61987#ABA000 |  |  |  | Standard |  | IEC 61987 | IEC | SC65E | - | C00018 | 001-01 (2018-03-28 07:27:08 by BATCH 00000762) standard | 0112-2---61987#ABF690 | https://cdd.iec.ch/cdd/iec61987/iec61987.nsf/PropertiesAllVersions/0112-2---61987%23ABF690
0112/2///61987#ABD400 | 001 | 03 | 0112/2///61987#ABD400#001 | maximum acceleration in units of g |  |  |  |  | highest value for acceleration that occurs or has to occur divided by the acceleration of gravity |  |  | 1 |  |  | REAL_MEASURE_TYPE |  |  |  |  | NON_DEPENDENT_P_DET | [5 empty] | 0112/2///61987#ABD397 - Vibration test condition | 0112/2///61987#ABA000 | 0112/2///62720#UAA915 - quantity of dimension one |  |  | Standard |  |  |  | SC65E – IEC 61987 | - | C00019 |  | 0112-2---61987#ABD400 | https://cdd.iec.ch/cdd/iec61987/iec61987.nsf/PropertiesAllVersions/0112-2---61987%23ABD400
0112/2///61987#ABD552 | 001 | 03 | 0112/2///61987#ABD552#001 | characteristic pressure ratio xFz (y/y100 = 0.75) |  |  |  |  | pressure ratio at which the cavitation is acoustically detected |  |  | 1 |  |  | REAL_MEASURE_TYPE |  |  | IEC 60534-8-4 |  | NON_DEPENDENT_P_DET | [5 empty] | 0112/2///61987#ABD816 - Calculation results of control devices0112/2///61987#ABD964 - Parameters of valve body assembly [4]0112/2///61987#ABD965 - Parameters of valve body assembly [1]0112/2///61987#ABD966 - Parameters of valve body assembly [2]0112/2///61987#ABD967 - Parameters of valve body assembly [3] | 0112/2///61987#ABA000 | 0112/2///62720#UAA915 - quantity of dimension one |  |  | Standard |  |  |  |  | - | C00019 |  | 0112-2---61987#ABD552 | https://cdd.iec.ch/cdd/iec61987/iec61987.nsf/PropertiesAllVersions/0112-2---61987%23ABD552
0112/2///61987#ABN651 | 001 | 02 | 0112/2///61987#ABN651#001 | overall vibration acceleration 0-p |  |  |  |  | maximum oscillation amplitude, expressed as acceleration | The oscillation range is the difference between the minimum and maximum value within the time range under consideration. |  | m/s² |  |  | REAL_MEASURE_TYPE |  |  |  |  | NON_DEPENDENT_P_DET | [5 empty] | 0112/2///61987#ABN694 - Specific machine vibration measurement variables | 0112/2///61987#ABA000 | 0112/2///62720#UAA736 - metre per second squared |  | 0112/2///61987#ABT587 - Acceleration | Standard |  | IEC 61987 | IEC | IEC SC65E | - | C00112 |  | 0112-2---61987#ABN651 | https://cdd.iec.ch/cdd/iec61987/iec61987.nsf/PropertiesAllVersions/0112-2---61987%23ABN651
0112/2///61987#ABB639 | 005 | 01 | 0112/2///61987#ABB639#005 | reference absolute air pressure |  |  |  |  | absolute air pressure at which the performance of a device was evaluated |  |  | bar |  |  | LEVEL(MIN,NOM,MAX) OF REAL_MEASURE_TYPE |  |  |  |  | NON_DEPENDENT_P_DET | [5 empty] | 0112/2///61987#ABC563 - Reference ambient conditions0112/2///61987#ABP064 - Reference ambient conditions [I/O module] | 0112/2///61987#ABA000 | 0112/2///62720#UAA323 - bar |  | 0112/2///61987#ABT524 - Pressure | Standard |  |  |  | SC65E – IEC 61987 | - | C00004 |  | 0112-2---61987#ABB639 | https://cdd.iec.ch/cdd/iec61987/iec61987.nsf/PropertiesAllVersions/0112-2---61987%23ABB639
0112/2///61987#ABE457 | 001 | 01 | 0112/2///61987#ABE457#001 | reference to Deployment conditions [6] |  |  |  |  | reference to block ABE456 | [5 empty] | CLASS_REFERENCE_TYPE(0112/2///61987#ABE456) 0112/2///61987#ABE456 - Deployment conditions [6] |  |  |  |  | NON_DEPENDENT_P_DET | [5 empty] | 0112/2///61987#ABE454 - Installation conditions [9] | 0112/2///61987#ABA000 |  |  |  | Standard |  |  |  | SC65E – IEC 61987 | - | C0009 | 001-01 (2018-03-28 07:27:00 by BATCH 00000762) standard | 0112-2---61987#ABE457 | https://cdd.iec.ch/cdd/iec61987/iec61987.nsf/PropertiesAllVersions/0112-2---61987%23ABE457
0112/2///61987#ABE544 | 001 | 01 | 0112/2///61987#ABE544#001 | reference to Body of filter regulator |  |  |  |  | reference to block ABE610 | [5 empty] | CLASS_REFERENCE_TYPE(0112/2///61987#ABE610) 0112/2///61987#ABE610 - Body of filter regulator |  |  |  |  | NON_DEPENDENT_P_DET | [5 empty] | 0112/2///61987#ABE609 - Structural design [filter regulator] | 0112/2///61987#ABA000 |  |  |  | Standard |  | IEC 61987 | IEC | SC65E | - | C00016 | 001-01 (2018-03-28 07:27:01 by BATCH 00000762) standard | 0112-2---61987#ABE544 | https://cdd.iec.ch/cdd/iec61987/iec61987.nsf/PropertiesAllVersions/0112-2---61987%23ABE544
0112/2///61987#ABC032 | 002 | 01 | 0112/2///61987#ABC032#002 | style of pressure restrictor |  |  |  |  | classification of a pressure restriction element according to the method of pressure damping | [5 empty] | ENUM_CODE_TYPE(0112/2///61987#ABL580) |  |  |  |  | DEPENDENT_P_DET |  |  | 0112/2///61987#ABL580 | 0112/2///61987#ABM903 - pressure snubber0112/2///61987#ABM904 - pulsation dampener0112/2///61987#ABM905 - throttle screw0112/2///61987#ABI407 - others |  | 0112/2///61987#ABC625 - Structural design of a differential pressure gauge0112/2///61987#ABC629 - Structural design of a pressure or differential pressure gauge | 0112/2///61987#ABA000 |  |  |  | Standard |  |  |  | SC65E – IEC 61987 | 0112/2///61987#ABI406 - empty_property | C00091 |  | 0112-2---61987#ABC032 | https://cdd.iec.ch/cdd/iec61987/iec61987.nsf/PropertiesAllVersions/0112-2---61987%23ABC032
0112/2///61987#ABH719 | 001 | 02 | 0112/2///61987#ABH719#001 | reference to Calibration point of mass flow |  |  |  |  | reference to block ABH563 | [5 empty] | CLASS_REFERENCE_TYPE(0112/2///61987#ABH563) 0112/2///61987#ABH563 - Calibration point of mass flow |  |  |  |  | DEPENDENT_P_DET | [5 empty] | 0112/2///61987#ABH610 - Calibration of mass flow | 0112/2///61987#ABA000 |  |  |  | Standard |  | IEC 61987 | IEC | IEC SC65E | 0112/2///61987#ABH594 - number of calibration points | C00112 |  | 0112-2---61987#ABH719 | https://cdd.iec.ch/cdd/iec61987/iec61987.nsf/PropertiesAllVersions/0112-2---61987%23ABH719
0112/2///61987#ABA228 | 007 | 01 | 0112/2///61987#ABA228#007 | details of general usage approval |  |  |  |  | if appropriate, details of a general approval | e.g. approval number or code, classification etc. |  |  |  |  | STRING_TYPE |  |  |  |  | NON_DEPENDENT_P_DET | [5 empty] | 0112/2///61987#ABC101 - Approval for general usage | 0112/2///61987#ABA000 |  |  |  | Standard |  |  |  | SC65E – IEC 61987 | - | C00018 |  | 0112-2---61987#ABA228 | https://cdd.iec.ch/cdd/iec61987/iec61987.nsf/PropertiesAllVersions/0112-2---61987%23ABA228
0112/2///61987#ABB986 | 001 | 02 | 0112/2///61987#ABB986#001 | description of key/button |  |  |  |  | plain text describing additional properties of a key or button | [5 empty] | STRING_TYPE |  |  |  |  | NON_DEPENDENT_P_DET | [5 empty] | 0112/2///61987#ABC310 - Key/button | 0112/2///61987#ABA000 |  |  |  | Standard |  |  |  | SC65E – IEC 61987 | - | C00004 |  | 0112-2---61987#ABB986 | https://cdd.iec.ch/cdd/iec61987/iec61987.nsf/PropertiesAllVersions/0112-2---61987%23ABB986
0112/2///61987#ABB967 | 002 | 01 | 0112/2///61987#ABB967#002 | nominal step response time T63 |  |  |  |  | time duration from a step change in the input signal to a system for the change in output of the system to reach for the first time 63% of its final steady state value, which is used for reference purposes |  |  | s |  |  | REAL_MEASURE_TYPE |  |  |  |  | NON_DEPENDENT_P_DET | [5 empty] | 0112/2///61987#ABC502 - Performance of remote seal | 0112/2///61987#ABA000 | 0112/2///62720#UAA972 - second |  | 0112/2///61987#ABT510 - Time/time duration short | Standard |  |  |  | SC65E – IEC 61987 | - | C00004 |  | 0112-2---61987#ABB967 | https://cdd.iec.ch/cdd/iec61987/iec61987.nsf/PropertiesAllVersions/0112-2---61987%23ABB967
0112/2///61987#ABB868 | 002 | 01 | 0112/2///61987#ABB868#002 | set input/output style |  |  |  |  | setting of a signal input or output | [5 empty] | ENUM_CODE_TYPE(0112/2///61987#ABL588) |  |  |  |  | DEPENDENT_P_DET |  |  | 0112/2///61987#ABL588 | 0112/2///61987#ABM931 - pulse0112/2///61987#ABM932 - frequency0112/2///61987#ABI407 - others |  | 0112/2///61987#ABC555 - Pulse/frequency input/output parameters0112/2///61987#ABP031 - Frequency input parameters [I/O module] | 0112/2///61987#ABA000 |  |  |  | Standard |  |  |  | SC65E – IEC 61987 | 0112/2///61987#ABI406 - empty_property | C00091 |  | 0112-2---61987#ABB868 | https://cdd.iec.ch/cdd/iec61987/iec61987.nsf/PropertiesAllVersions/0112-2---61987%23ABB868
0112/2///61987#ABI993 | 001 | 01 | 0112/2///61987#ABI993#001 | BREAK_TIME_CLOSE_OPEN |  |  |  |  | parameter indicating the time in ms between the command to change of the state from OPEN position and the indication that the actuator starts its action | [5 empty] | REAL_TYPE |  |  | IEC 61804-2 MOD |  | NON_DEPENDENT_P_DET | [5 empty] | 0112/2///61987#ABI752 - On-off actuation technology block | 0112/2///61987#ABA000 |  |  |  | Standard |  |  |  | SC65E – IEC 61987 | - | C00018 | 001-01 (2019-03-08 15:35:33 by BATCH 00000766) standard | 0112-2---61987#ABI993 | https://cdd.iec.ch/cdd/iec61987/iec61987.nsf/PropertiesAllVersions/0112-2---61987%23ABI993
0112/2///61987#ABE801 | 001 | 02 | 0112/2///61987#ABE801#001 | set lower range end-value of interval of concentration |  |  |  |  | value defining the start of a subrange for concentration |  |  | mg/m³ |  |  | REAL_MEASURE_TYPE |  |  |  |  | NON_DEPENDENT_P_DET | [5 empty] | 0112/2///61987#ABE800 - Accuracy for a subrange of concentration | 0112/2///61987#ABA000 | 0112/2///62720#UAA830 - milligram per metre cubed |  | 0112/2///61987#ABT575 - Mass concentration (mass per volume) | Standard |  | IEC 61987 | IEC | IEC/SC 65E | - | C00128 |  | 0112-2---61987#ABE801 | https://cdd.iec.ch/cdd/iec61987/iec61987.nsf/PropertiesAllVersions/0112-2---61987%23ABE801
0112/2///61987#ABF126 | 001 | 01 | 0112/2///61987#ABF126#001 | maximum allowable nozzle height |  |  |  |  | longest mounting nozzle of a vessel for which a guided-wave radar probe is or must be designed to operate within its specified limits |  |  | mm |  |  | REAL_MEASURE_TYPE |  |  |  |  | NON_DEPENDENT_P_DET | [5 empty] | 0112/2///61987#ABF118 - Microwave probe | 0112/2///61987#ABA000 | 0112/2///62720#UAA862 - millimetre |  | 0112/2///61987#ABT548 - Length short | Standard |  | IEC 61987 | IEC | SC65E | - | C00018 | 001-01 (2018-03-28 07:27:04 by BATCH 00000762) standard | 0112-2---61987#ABF126 | https://cdd.iec.ch/cdd/iec61987/iec61987.nsf/PropertiesAllVersions/0112-2---61987%23ABF126
0112/2///61987#ABH487 | 001 | 01 | 0112/2///61987#ABH487#001 | type of rotary paddle switch |  |  |  |  | classification of a rotary paddle switch according to its mechanical construction | [5 empty] | STRING_TYPE |  |  |  |  | NON_DEPENDENT_P_DET | [5 empty] | 0112/2///61987#ABF191 - Structural design of a rotary paddle switch | 0112/2///61987#ABA000 |  |  |  | Standard |  | IEC 61987 | IEC | SC65E – IEC 61987 | - | C00018 | 001-01 (2018-03-28 07:27:16 by BATCH 00000762) standard | 0112-2---61987#ABH487 | https://cdd.iec.ch/cdd/iec61987/iec61987.nsf/PropertiesAllVersions/0112-2---61987%23ABH487
0112/2///61987#ABB659 | 001 | 05 | 0112/2///61987#ABB659#001 | set upper range end-value of interval |  |  |  |  | value defining the end of a subrange for percentage |  |  | % |  |  | REAL_MEASURE_TYPE |  |  |  |  | NON_DEPENDENT_P_DET | [5 empty] | 0112/2///61987#ABC077 - Accuracy for a subrange of span | 0112/2///61987#ABA000 | 0112/2///62720#UAA000 - percent |  | 0112/2///61987#ABT533 - Percentage | Standard |  | IEC 61987 | IEC | IEC/SC 65E | - | C00128 |  | 0112-2---61987#ABB659 | https://cdd.iec.ch/cdd/iec61987/iec61987.nsf/PropertiesAllVersions/0112-2---61987%23ABB659
0112/2///61987#ABJ601 | 003 | 01 | 0112/2///61987#ABJ601#003 | set direction of flow |  |  |  |  | setting of flow direction | [5 empty] | ENUM_CODE_TYPE(0112/2///61987#ABL421) |  | 0112/2///61987#ABL421 |  |  | DEPENDENT_P_DET |  |  | 0112/2///61987#ABL421 | 0112/2///61987#ABM373 - forward only0112/2///61987#ABM374 - forward and backflow0112/2///61987#ABI407 - others |  | 0112/2///61987#ABC079 - Actual volume flow measurement0112/2///61987#ABC337 - Mass flow measurement0112/2///61987#ABC456 - Normalized volume flow measurement0112/2///61987#ABD488 - Flow velocity measurement0112/2///61987#ABC475 - Other variable | 0112/2///61987#ABA000 |  |  |  | Standard |  | IEC 61987 | IEC | IEC SC65E | 0112/2///61987#ABI406 - empty_property | C00112 |  | 0112-2---61987#ABJ601 | https://cdd.iec.ch/cdd/iec61987/iec61987.nsf/PropertiesAllVersions/0112-2---61987%23ABJ601
0112/2///61987#ABB574 | 002 | 02 | 0112/2///61987#ABB574#002 | set span for dynamic viscosity |  |  |  |  | difference between the upper and lower range value of dynamic viscosity to which a dynamic viscosity measurement instrument is adjusted |  |  | mPa·s |  |  | REAL_MEASURE_TYPE |  |  |  |  | NON_DEPENDENT_P_DET | [5 empty] | 0112/2///61987#ABC108 - Assigned dynamic viscosity range | 0112/2///61987#ABA000 | 0112/2///62720#UAA797 - millipascal second |  | 0112/2///61987#ABT571 - Dynamic viscosity | Standard |  | IEC 61987 | IEC | IEC SC65E | - | C00112 |  | 0112-2---61987#ABB574 | https://cdd.iec.ch/cdd/iec61987/iec61987.nsf/PropertiesAllVersions/0112-2---61987%23ABB574
0112/2///61987#ABH592 | 001 | 01 | 0112/2///61987#ABH592#001 | value of degree of filling indicator/display |  |  |  |  | reading of a value on a display or an indicator representing a degree of filling variable |  |  | % |  |  | REAL_MEASURE_TYPE |  |  |  |  | NON_DEPENDENT_P_DET | [5 empty] | 0112/2///61987#ABH661 - Output values of degree of filling | 0112/2///61987#ABA000 | 0112/2///62720#UAA000 - percent |  | 0112/2///61987#ABT533 - Percentage | Standard |  | IEC 61987 |  | SC65E – IEC 61987 | - | C00018 | 001-01 (2019-03-08 15:35:29 by BATCH 00000766) standard | 0112-2---61987#ABH592 | https://cdd.iec.ch/cdd/iec61987/iec61987.nsf/PropertiesAllVersions/0112-2---61987%23ABH592
0112/2///61987#ABH954 | 001 | 01 | 0112/2///61987#ABH954#001 | COMPENSATION_PARAMETER |  |  |  |  | in a temperature technology block, parameter changing the reference junction from internal to a fixed value | [5 empty] | INT_TYPE |  |  |  |  | NON_DEPENDENT_P_DET | [5 empty] | 0112/2///61987#ABJ613 - TEMPERATURE_SENSOR_DESCRIPTION | 0112/2///61987#ABA000 |  |  |  | Standard |  |  |  | SC65E – IEC 61987 | - | C00019 | 001-01 (2019-03-08 15:35:31 by BATCH 00000766) standard | 0112-2---61987#ABH954 | https://cdd.iec.ch/cdd/iec61987/iec61987.nsf/PropertiesAllVersions/0112-2---61987%23ABH954
0112/2///61987#ABD577 | 001 | 04 | 0112/2///61987#ABD577#001 | effective area of diaphragm/piston at 0% travel |  |  |  |  | area of a diaphragm or piston to be taken into account when calculating force or torque at 0% travel |  |  | cm² |  |  | REAL_MEASURE_TYPE |  |  |  |  | NON_DEPENDENT_P_DET | [5 empty] | 0112/2///61987#ABE032 - Structural design of a pneumatic linear actuator0112/2///61987#ABE033 - Structural design of a pneumatic rotary actuator | 0112/2///61987#ABA000 | 0112/2///62720#UAA384 - centimetre squared |  | 0112/2///61987#ABT578 - Area small | Standard |  |  |  |  | - | C00004 |  | 0112-2---61987#ABD577 | https://cdd.iec.ch/cdd/iec61987/iec61987.nsf/PropertiesAllVersions/0112-2---61987%23ABD577
0112/2///61987#ABH406 | 001 | 01 | 0112/2///61987#ABH406#001 | type of bypass/measuring chamber |  |  |  |  | classification of a bypass/measuring chamber according to its constructional design | [5 empty] | STRING_TYPE |  |  |  |  | NON_DEPENDENT_P_DET | [5 empty] | 0112/2///61987#ABF023 - Structural design of a bypass/measuring chamber | 0112/2///61987#ABA000 |  |  |  | Standard |  |  |  | SC65E – IEC 61987 | - | C00018 | 001-01 (2018-03-28 07:27:15 by BATCH 00000762) standard | 0112-2---61987#ABH406 | https://cdd.iec.ch/cdd/iec61987/iec61987.nsf/PropertiesAllVersions/0112-2---61987%23ABH406
0112/2///61987#ABA256 | 004 | 01 | 0112/2///61987#ABA256#004 | type of custody transfer approval |  |  |  |  | classification of a custody transfer approval according to the issuing regulatory authority | [5 empty] | ENUM_CODE_TYPE(0112/2///61987#ABL587) |  |  |  |  | DEPENDENT_P_DET |  |  | 0112/2///61987#ABL587 | 0112/2///61987#ABM926 - PTB0112/2///61987#ABM927 - DANAK0112/2///61987#ABM928 - OIML0112/2///61987#ABM929 - Nmi0112/2///61987#ABM930 - NTEP0112/2///61987#ABI407 - others |  | 0112/2///61987#ABC177 - Custody transfer approval | 0112/2///61987#ABA000 |  |  |  | Standard |  |  |  | SC65E – IEC 61987 | 0112/2///61987#ABI406 - empty_property | C00091 |  | 0112-2---61987#ABA256 | https://cdd.iec.ch/cdd/iec61987/iec61987.nsf/PropertiesAllVersions/0112-2---61987%23ABA256
0112/2///61987#ABD608 | 001 | 05 | 0112/2///61987#ABD608#001 | set lower range end-value of adjustment of span |  |  |  |  | value defining the start of the range of a span adjustment, expressed as percentage of span |  |  | % |  |  | REAL_MEASURE_TYPE |  |  |  |  | NON_DEPENDENT_P_DET | [5 empty] | 0112/2///61987#ABD961 - Parameters of pneumatic linear actuator0112/2///61987#ABD962 - Parameters of pneumatic rotary actuator0112/2///61987#ABD963 - Parameters of positioner | 0112/2///61987#ABA000 | 0112/2///62720#UAA000 - percent |  | 0112/2///61987#ABT533 - Percentage | Standard |  | IEC 61987 | IEC | IEC/SC 65E | - | C00128 |  | 0112-2---61987#ABD608 | https://cdd.iec.ch/cdd/iec61987/iec61987.nsf/PropertiesAllVersions/0112-2---61987%23ABD608
0112/2///61987#ABU292 | 001 | 03 | 0112/2///61987#ABU292#001 | output type [4] |  |  |  |  | polymorphism property allowing selection of an output type for a device |  | polymorphic control property; Id specified in IEC61987-12/-13: ABB205 |  |  |  | ENUM_STRING_TYPE(0112/2///61987#ABU105(Analog current output [3],Analog voltage output [2],Frequency output [2],Pulse output,Binary output IEC 60947-5-6 (NAMUR),0112/2///61987#Binary current output,0112/2///61987#Binary isolated output,0112/2///61987#Binary electronic output,0112/2///61987#Manufacturer-specific output [2],0112/2///61987#Pneumatic/hydraulic output [1],0112/2///61987#Binary pneumatic/hydraulic output)) |  | 0112/2///61987#ABU105 |  |  | CONDITION_DET |  |  | 0112/2///61987#ABU105 | 0112/2///61987#ABU019 - IEC61987-11 Name of Analog current output [3]0112/2///61987#ABU020 - IEC61987-11 Name of Analog voltage output [2]0112/2///61987#ABU021 - IEC61987-11 Name of Frequency output [2]0112/2///61987#ABU038 - IEC61987-11 Name of Pulse output0112/2///61987#ABU070 - IEC61987-11 Name of Binary output IEC 60947-5-6 (NAMUR)0112/2///61987#ABU071 - IEC61987-11 Name of Binary current output0112/2///61987#ABU072 - IEC61987-11 Name of Binary isolated output0112/2///61987#ABU073 - IEC61987-11 Name of Binary electronic output0112/2///61987#ABU022 - IEC61987-11 Name of Manufacturer-specific output [2]0112/2///61987#ABU023 - IEC61987-11 Name of Pneumatic/hydraulic output [1]0112/2///61987#ABU075 - IEC61987-11 Name of Binary pneumatic/hydraulic output |  | 0112/2///61987#ABC667 - Type of output [4] | 0112/2///61987#ABA000 |  |  |  | Standard |  | IEC 61987 | IEC | IEC/SC 65E | - | C00112 |  | 0112-2---61987#ABU292 | https://cdd.iec.ch/cdd/iec61987/iec61987.nsf/PropertiesAllVersions/0112-2---61987%23ABU292
0112/2///61987#ABD741 | 002 | 01 | 0112/2///61987#ABD741#002 | type of actuating fluid |  |  |  |  | classification of the fluid of an actuator transmitting the actuating force according to its chemical composition | [5 empty] | ENUM_CODE_TYPE(0112/2///61987#ABL282) |  |  |  |  | DEPENDENT_P_DET |  |  | 0112/2///61987#ABL282 | 0112/2///61987#ABL868 - air0112/2///61987#ABL869 - nitrogen0112/2///61987#ABL872 - natural gas0112/2///61987#ABI407 - others |  | 0112/2///61987#ABE032 - Structural design of a pneumatic linear actuator0112/2///61987#ABE033 - Structural design of a pneumatic rotary actuator | 0112/2///61987#ABA000 |  |  |  | Standard |  |  |  |  | 0112/2///61987#ABI406 - empty_property | C00091 |  | 0112-2---61987#ABD741 | https://cdd.iec.ch/cdd/iec61987/iec61987.nsf/PropertiesAllVersions/0112-2---61987%23ABD741
0112/2///61987#ABF755 | 001 | 01 | 0112/2///61987#ABF755#001 | reference to Parameters of non-contact temperature measurement |  |  |  |  | reference to block ABF220 | [5 empty] | CLASS_REFERENCE_TYPE(0112/2///61987#ABF220) 0112/2///61987#ABF220 - Parameters of non-contact temperature measurement |  |  |  |  | NON_DEPENDENT_P_DET | [5 empty] | 0112/2///61987#ABG355 - Temperature measurement [1] | 0112/2///61987#ABA000 |  |  |  | Standard |  | IEC 61987 | IEC | SC65E | - | C00019 | 001-01 (2018-03-28 07:27:09 by BATCH 00000762) standard | 0112-2---61987#ABF755 | https://cdd.iec.ch/cdd/iec61987/iec61987.nsf/PropertiesAllVersions/0112-2---61987%23ABF755
0112/2///61987#ABP256 | 001 | 01 | 0112/2///61987#ABP256#001 | reference to Output [I/O module] |  |  |  |  | reference to block ABP052 | [5 empty] | CLASS_REFERENCE_TYPE(0112/2///61987#ABP052) 0112/2///61987#ABP052 - Output [I/O module] |  |  |  |  | DEPENDENT_P_DET | [5 empty] | 0112/2///61987#ABP026 - Device LOP for I/O modules | 0112/2///61987#ABA000 |  |  |  | Standard |  | IEC 61987 | IEC | IEC/SC 65E | 0112/2///61987#ABP083 - number of outputs [I/O module] | C00128 | 001-01 (2023-01-23 14:53:53 by BATCH 00000807) standard | 0112-2---61987#ABP256 | https://cdd.iec.ch/cdd/iec61987/iec61987.nsf/PropertiesAllVersions/0112-2---61987%23ABP256
0112/2///61987#ABH489 | 006 | 01 | 0112/2///61987#ABH489#006 | reference to Fire proof design approval |  |  |  |  | reference to block ABH471 | [5 empty] | CLASS_REFERENCE_TYPE(0112/2///61987#ABH471) 0112/2///61987#ABH471 - Fire proof design approval |  |  |  |  | NON_DEPENDENT_P_DET | [5 empty] | 0112/2///61987#ABC156 - Certificates and approvals0112/2///61987#ABD817 - Certificates and approvals [2]0112/2///61987#ABD818 - Certificates and approvals [3]0112/2///61987#ABE718 - Certificates and approvals [4]0112/2///61987#ABE720 - Certificates and approvals [5] | 0112/2///61987#ABA000 |  |  |  | Standard |  | IEC 61987 | IEC | SC65E – IEC 61987 | - | C00018 |  | 0112-2---61987#ABH489 | https://cdd.iec.ch/cdd/iec61987/iec61987.nsf/PropertiesAllVersions/0112-2---61987%23ABH489
0112/2///61987#ABA233 | 008 | 01 | 0112/2///61987#ABA233#008 | type of potable water approval |  |  |  |  | classification of a potable water approval according to an issuing regulatory authority | [5 empty] | ENUM_CODE_TYPE(0112/2///61987#ABL548) |  |  |  |  | DEPENDENT_P_DET |  |  | 0112/2///61987#ABL548 | 0112/2///61987#ABM797 - NSF0112/2///61987#ABM798 - WRAS0112/2///61987#ABM799 - ACS0112/2///61987#ABM800 - Belgaque0112/2///61987#ABM801 - KTW0112/2///61987#ABM802 - DVGW-W2700112/2///61987#ABI407 - others |  | 0112/2///61987#ABC521 - Potable water approval | 0112/2///61987#ABA000 |  |  |  | Standard |  |  |  | SC65E – IEC 61987 | 0112/2///61987#ABI406 - empty_property | C00091 |  | 0112-2---61987#ABA233 | https://cdd.iec.ch/cdd/iec61987/iec61987.nsf/PropertiesAllVersions/0112-2---61987%23ABA233
0112/2///61987#ABG965 | 001 | 01 | 0112/2///61987#ABG965#001 | reference to Structural design [level transmitter] |  |  |  |  | reference to block ABG405 | [5 empty] | CLASS_REFERENCE_TYPE(0112/2///61987#ABG405) 0112/2///61987#ABG405 - Structural design [level transmitter] |  |  |  |  | NON_DEPENDENT_P_DET | [5 empty] | 0112/2///61987#ABG360 - Mechanical and electrical construction [level transmitter] | 0112/2///61987#ABA000 |  |  |  | Standard |  | IEC 61987 | IEC | SC65E | - | C00018 | 001-01 (2018-03-28 07:27:12 by BATCH 00000762) standard | 0112-2---61987#ABG965 | https://cdd.iec.ch/cdd/iec61987/iec61987.nsf/PropertiesAllVersions/0112-2---61987%23ABG965
0112/2///61987#ABI541 | 001 | 01 | 0112/2///61987#ABI541#001 | reason for inspection |  |  |  |  | plain text characterizing a reason for inspection | [5 empty] | STRING_TYPE |  |  |  |  | NON_DEPENDENT_P_DET | [5 empty] | 0112/2///61987#ABI482 - Regular inspection0112/2///61987#ABI484 - Event triggered inspection | 0112/2///61987#ABA000 |  |  |  | Standard |  |  |  | SC65E – IEC 61987 | - | C00018 | 001-01 (2019-03-08 15:35:32 by BATCH 00000766) standard | 0112-2---61987#ABI541 | https://cdd.iec.ch/cdd/iec61987/iec61987.nsf/PropertiesAllVersions/0112-2---61987%23ABI541
0112/2///61987#ABF704 | 001 | 01 | 0112/2///61987#ABF704#001 | reference to Float guide |  |  |  |  | reference to block ABF040 | [5 empty] | CLASS_REFERENCE_TYPE(0112/2///61987#ABF040) 0112/2///61987#ABF040 - Float guide |  |  |  |  | NON_DEPENDENT_P_DET | [5 empty] | 0112/2///61987#ABF025 - Structural design of a float level transmitter and switch0112/2///61987#ABF217 - Structural design of a magnetic level gauge | 0112/2///61987#ABA000 |  |  |  | Standard |  | IEC 61987 | IEC | SC65E | - | C00018 | 001-01 (2018-03-28 07:27:08 by BATCH 00000762) standard | 0112-2---61987#ABF704 | https://cdd.iec.ch/cdd/iec61987/iec61987.nsf/PropertiesAllVersions/0112-2---61987%23ABF704
0112/2///61987#ABF333 | 001 | 01 | 0112/2///61987#ABF333#001 | type of connection to connection head |  |  |  |  | classification of a connection to a connection head according to its fabricated form | [5 empty] | STRING_TYPE |  |  |  |  | NON_DEPENDENT_P_DET | [5 empty] | 0112/2///61987#ABF319 - Structural design of a thermowell0112/2///61987#ABF378 - Structural design of a thermowell extension0112/2///61987#ABF396 - Structural design of separate temperature transmitter0112/2///61987#ABF405 - Structural design of an insert/element | 0112/2///61987#ABA000 |  |  |  | Standard |  | IEC 61987 | IEC | SC65E | - | C00019 | 001-01 (2018-03-28 07:27:06 by BATCH 00000762) standard | 0112-2---61987#ABF333 | https://cdd.iec.ch/cdd/iec61987/iec61987.nsf/PropertiesAllVersions/0112-2---61987%23ABF333
0112/2///61987#ABN705 | 001 | 02 | 0112/2///61987#ABN705#001 | spectral linear absorption coefficient (SAC) |  |  |  |  | quotient of the relative decrease caused by absorption of the spectral concentration of the radiant flux Φe, λ of a collimated beam during its propagation along an elementary length dl at the point considered, by the length dl |  |  | 1/m |  |  | REAL_MEASURE_TYPE |  |  | IEV 845-04-78 MOD |  | NON_DEPENDENT_P_DET | [5 empty] | 0112/2///61987#ABN689 - Liquid analysis measurement variables | 0112/2///61987#ABA000 | 0112/2///62720#UAA738 - reciprocal metre |  | 0112/2///61987#ABT537 - Per length | Standard |  | IEC 61987 | IEC | IEC SC65E | - | C00112 |  | 0112-2---61987#ABN705 | https://cdd.iec.ch/cdd/iec61987/iec61987.nsf/PropertiesAllVersions/0112-2---61987%23ABN705
0112/2///61987#ABC724 | 001 | 02 | 0112/2///61987#ABC724#001 | reference to Analog voltage input parameters |  |  |  |  | reference to block ABC094 | [5 empty] | CLASS_REFERENCE_TYPE(0112/2///61987#ABC094) 0112/2///61987#ABC094 - Analog voltage input parameters |  |  |  |  | NON_DEPENDENT_P_DET | [5 empty] | 0112/2///61987#ABC092 - Analog voltage input [1]0112/2///61987#ABC093 - Analog voltage input [2]0112/2///61987#ABD801 - Analog voltage input [3]0112/2///61987#ABG118 - Analog voltage input [4]0112/2///61987#ABG120 - Analog voltage input [6] | 0112/2///61987#ABA000 |  |  |  | Standard |  |  |  | SC65E – IEC 61987 | - | C00004 |  | 0112-2---61987#ABC724 | https://cdd.iec.ch/cdd/iec61987/iec61987.nsf/PropertiesAllVersions/0112-2---61987%23ABC724
0112/2///61987#ABB551 | 001 | 04 | 0112/2///61987#ABB551#001 | long-term stability (1 y) |  |  |  |  | drift of zero output signal in percent of upper-range limit after one year of normal operating conditions | for flowmeter, maximum span instead of upper-range limit is used |  | % |  |  | REAL_MEASURE_TYPE |  |  |  |  | NON_DEPENDENT_P_DET | [5 empty] | 0112/2///61987#ABC324 - Long-term behaviour0112/2///61987#ABF308 - Long-term behaviour [2] | 0112/2///61987#ABA000 | 0112/2///62720#UAA000 - percent |  | 0112/2///61987#ABT533 - Percentage | Standard |  |  |  | SC65E – IEC 61987 | - | C00004 |  | 0112-2---61987#ABB551 | https://cdd.iec.ch/cdd/iec61987/iec61987.nsf/PropertiesAllVersions/0112-2---61987%23ABB551
0112/2///61987#ABU582 | 002 | 01 | 0112/2///61987#ABU582#002 | reference to Travel measurement |  |  |  |  | reference to block ABE566 |  | Id specified in IEC61987: ABE469 |  |  |  | CLASS_REFERENCE_TYPE(0112/2///61987#ABE566) 0112/2///61987#ABE566 - Travel measurement |  |  |  |  | DEPENDENT_P_DET | [5 empty] | 0112/2///61987#ABE565 - Type of measured variable [5] | 0112/2///61987#ABA000 |  |  |  | Standard |  | IEC 61987 | IEC | SC65E | 0112/2///61987#ABU581 - measured variable type [5] | C00016 |  | 0112-2---61987#ABU582 | https://cdd.iec.ch/cdd/iec61987/iec61987.nsf/PropertiesAllVersions/0112-2---61987%23ABU582
0112/2///61987#ABE932 | 001 | 01 | 0112/2///61987#ABE932#001 | maximum assignable quantity of pulses per value of volume |  |  |  |  | highest number of pulses assignable to quantity of pulses per pulse value of volume |  |  | m³ |  |  | REAL_MEASURE_TYPE |  |  |  |  | NON_DEPENDENT_P_DET | [5 empty] | 0112/2///61987#ABE915 - Assigned volume pulse value | 0112/2///61987#ABA000 | 0112/2///62720#UAA757 - metre cubed |  | 0112/2///61987#ABT505 - Volume | Standard |  | IEC 61987 | IEC | SC65E | - | C00018 | 001-01 (2018-03-28 07:27:03 by BATCH 00000762) standard | 0112-2---61987#ABE932 | https://cdd.iec.ch/cdd/iec61987/iec61987.nsf/PropertiesAllVersions/0112-2---61987%23ABE932
0112/2///61987#ABD720 | 002 | 01 | 0112/2///61987#ABD720#002 | style of closing time limitation |  |  |  |  | classification of the closing time limitation according to its method of implementation | [5 empty] | ENUM_CODE_TYPE(0112/2///61987#ABL518) |  |  |  |  | DEPENDENT_P_DET |  |  | 0112/2///61987#ABL518 | 0112/2///61987#ABL189 - mechanical0112/2///61987#ABM702 - software0112/2///61987#ABI407 - others |  | 0112/2///61987#ABD963 - Parameters of positioner | 0112/2///61987#ABA000 |  |  |  | Standard |  |  |  |  | 0112/2///61987#ABI406 - empty_property | C00091 |  | 0112-2---61987#ABD720 | https://cdd.iec.ch/cdd/iec61987/iec61987.nsf/PropertiesAllVersions/0112-2---61987%23ABD720
0112/2///61987#ABF011 | 001 | 01 | 0112/2///61987#ABF011#001 | maximum influence of electrical conductivity on point level |  |  |  |  | change in output of a point level measuring device caused by a change in the process electrical conductivity with respect to reference conditions, expressed as the maximum error across the specified process electrical conductivity range |  |  | mm |  |  | REAL_MEASURE_TYPE |  |  |  |  | NON_DEPENDENT_P_DET | [5 empty] | 0112/2///61987#ABE984 - Influence of external quantities expressed for point level | 0112/2///61987#ABA000 | 0112/2///62720#UAA862 - millimetre |  | 0112/2///61987#ABT548 - Length short | Standard |  | IEC 61987 | IEC | SC65E | - | C00018 | 001-01 (2018-03-28 07:27:03 by BATCH 00000762) standard | 0112-2---61987#ABF011 | https://cdd.iec.ch/cdd/iec61987/iec61987.nsf/PropertiesAllVersions/0112-2---61987%23ABF011
0112/2///61987#ABU675 | 001 | 01 | 0112/2///61987#ABU675#001 | reference to RTD/thermocouple input |  |  |  |  | reference to block ABC580 | [5 empty] | CLASS_REFERENCE_TYPE(0112/2///61987#ABC580) 0112/2///61987#ABC580 - RTD/thermocouple input |  |  |  |  | DEPENDENT_P_DET | [5 empty] | 0112/2///61987#ABG070 - Type of auxiliary input [21] | 0112/2///61987#ABA000 |  |  |  | Standard |  | IEC 61987 | IEC | SC65E | 0112/2///61987#ABU654 - auxiliary input type [21] | C00017 | 001-01 (2018-03-28 07:27:21 by BATCH 00000762) standard | 0112-2---61987#ABU675 | https://cdd.iec.ch/cdd/iec61987/iec61987.nsf/PropertiesAllVersions/0112-2---61987%23ABU675
0112/2///61987#ABP096 | 001 | 01 | 0112/2///61987#ABP096#001 | allowable resistance of signal source |  |  |  |  | maximum resistance of signal source at which a device or a device component can operate within its specified limits |  |  | Ω |  |  | REAL_MEASURE_TYPE |  |  |  |  | NON_DEPENDENT_P_DET | [5 empty] | 0112/2///61987#ABP050 - mV input [I/O module]0112/2///61987#ABP075 - Thermocouple input [I/O module] | 0112/2///61987#ABA000 | 0112/2///62720#UAA017 - ohm |  | 0112/2///61987#ABT564 - Electrical resistance | Standard |  | IEC 61987 | IEC | IEC/SC 65E | - | C00128 | 001-01 (2023-01-23 14:53:52 by BATCH 00000807) standard | 0112-2---61987#ABP096 | https://cdd.iec.ch/cdd/iec61987/iec61987.nsf/PropertiesAllVersions/0112-2---61987%23ABP096
0112/2///61987#ABG962 | 001 | 01 | 0112/2///61987#ABG962#001 | reference to Mechanical and electrical construction [ultrasonic density transmitter] |  |  |  |  | reference to block ABG402 | [5 empty] | CLASS_REFERENCE_TYPE(0112/2///61987#ABG402) 0112/2///61987#ABG402 - Mechanical and electrical construction [ultrasonic density transmitter] |  |  |  |  | NON_DEPENDENT_P_DET | [5 empty] | 0112/2///61987#ABF863 - Device LOP for ultrasonic density transmitter | 0112/2///61987#ABA000 |  |  |  | Standard |  | IEC 61987 | IEC | SC65E | - | C00017 | 001-01 (2018-03-28 07:27:12 by BATCH 00000762) standard | 0112-2---61987#ABG962 | https://cdd.iec.ch/cdd/iec61987/iec61987.nsf/PropertiesAllVersions/0112-2---61987%23ABG962
0112/2///61987#ABB494 | 001 | 02 | 0112/2///61987#ABB494#001 | coupling fluid of contact surface |  |  |  |  | fluid by which a sensor makes acoustic contact with the pipe | [5 empty] | STRING_TYPE |  |  |  |  | NON_DEPENDENT_P_DET | [5 empty] | 0112/2///61987#ABC157 - Clamp-on ultrasonic flowmeter0112/2///61987#ABF168 - Sonic probe | 0112/2///61987#ABA000 |  |  |  | Standard |  |  |  | SC65E – IEC 61987 | - | C00004 |  | 0112-2---61987#ABB494 | https://cdd.iec.ch/cdd/iec61987/iec61987.nsf/PropertiesAllVersions/0112-2---61987%23ABB494
0112/2///61987#ABE390 | 001 | 02 | 0112/2///61987#ABE390#001 | reference to Material of guide |  |  |  |  | reference to block ABE389 | [5 empty] | CLASS_REFERENCE_TYPE(0112/2///61987#ABE389) 0112/2///61987#ABE389 - Material of guide |  |  |  |  | NON_DEPENDENT_P_DET | [5 empty] | 0112/2///61987#ABD812 - Body of valve [2]0112/2///61987#ABD813 - Body of valve [3]0112/2///61987#ABD814 - Body of valve [1] | 0112/2///61987#ABA000 |  |  |  | Standard |  |  |  |  | - | C00004 |  | 0112-2---61987#ABE390 | https://cdd.iec.ch/cdd/iec61987/iec61987.nsf/PropertiesAllVersions/0112-2---61987%23ABE390
0112/2///61987#ABH417 | 005 | 01 | 0112/2///61987#ABH417#005 | quantity of holes |  |  |  |  | number of holes in a device or device component | [5 empty] | INT_TYPE |  |  |  |  | NON_DEPENDENT_P_DET | [5 empty] | 0112/2///61987#ABD863 - End connection0112/2///61987#ABU455 - End connection0112/2///61987#ABU458 - Process connection | 0112/2///61987#ABA000 |  |  |  | Standard |  |  |  | SC65E – IEC 61987 | - | C00018 |  | 0112-2---61987#ABH417 | https://cdd.iec.ch/cdd/iec61987/iec61987.nsf/PropertiesAllVersions/0112-2---61987%23ABH417
0112/2///61987#ABF177 | 002 | 01 | 0112/2///61987#ABF177#002 | type of temperature compensation |  |  |  |  | classification of a temperature compensation system according to the mounting location or presence of the temperature sensor | [5 empty] | ENUM_CODE_TYPE(0112/2///61987#ABL698) |  |  |  |  | DEPENDENT_P_DET |  |  | 0112/2///61987#ABL698 | 0112/2///61987#ABN385 - with external temperature sensor0112/2///61987#ABN386 - with integral temperature sensor0112/2///61987#ABN387 - without temperature compensation0112/2///61987#ABI407 - others |  | 0112/2///61987#ABF168 - Sonic probe | 0112/2///61987#ABA000 |  |  |  | Standard |  | IEC 61987 | IEC | SC65E | 0112/2///61987#ABI406 - empty_property | C00091 |  | 0112-2---61987#ABF177 | https://cdd.iec.ch/cdd/iec61987/iec61987.nsf/PropertiesAllVersions/0112-2---61987%23ABF177
0112/2///61987#ABH491 | 001 | 01 | 0112/2///61987#ABH491#001 | reference to Shield of sight glass |  |  |  |  | reference to block ABH478 | [5 empty] | CLASS_REFERENCE_TYPE(0112/2///61987#ABH478) 0112/2///61987#ABH478 - Shield of sight glass |  |  |  |  | NON_DEPENDENT_P_DET | [5 empty] | 0112/2///61987#ABF276 - Structural design of a sight level gauge0112/2///61987#ABF282 - Structural design of a sight level indicator | 0112/2///61987#ABA000 |  |  |  | Standard |  | IEC 61987 | IEC | SC65E – IEC 61987 | - | C00018 | 001-01 (2018-03-28 07:27:16 by BATCH 00000762) standard | 0112-2---61987#ABH491 | https://cdd.iec.ch/cdd/iec61987/iec61987.nsf/PropertiesAllVersions/0112-2---61987%23ABH491
0112/2///61987#ABI042 | 001 | 01 | 0112/2///61987#ABI042#001 | polling address of device |  |  |  |  | device address assigned to a CPF 9 device operating in multi-drop mode | CPF 9 is the IEC 61784 acronym for HART. |  |  |  |  | INT_TYPE |  |  |  |  | NON_DEPENDENT_P_DET | [5 empty] | 0112/2///61987#ABH916 - HART universal parameters | 0112/2///61987#ABA000 |  |  |  | Standard |  |  |  | SC65E – IEC 61987 | - | C00019 | 001-01 (2018-03-28 07:27:16 by BATCH 00000762) standard | 0112-2---61987#ABI042 | https://cdd.iec.ch/cdd/iec61987/iec61987.nsf/PropertiesAllVersions/0112-2---61987%23ABI042
0112/2///61987#ABC838 | 001 | 05 | 0112/2///61987#ABC838#001 | reference to Displayed variable |  |  |  |  | reference to block ABC208 | [5 empty] | CLASS_REFERENCE_TYPE(0112/2///61987#ABC208) 0112/2///61987#ABC208 - Displayed variable |  |  |  |  | DEPENDENT_P_DET | [5 empty] | 0112/2///61987#ABC205 - Display | 0112/2///61987#ABA000 |  |  |  | Standard |  | IEC 61987 | IEC | IEC SC65E | 0112/2///61987#ABB584 - number of displayed variables | C00112 |  | 0112-2---61987#ABC838 | https://cdd.iec.ch/cdd/iec61987/iec61987.nsf/PropertiesAllVersions/0112-2---61987%23ABC838
0112/2///61987#ABA278 | 005 | 01 | 0112/2///61987#ABA278#005 | number of conformance tests |  |  |  |  | @number of conformance tests |  | cardinality property |  |  |  | INT_TYPE |  |  |  |  | CONDITION_DET | [5 empty] | 0112/2///61987#ABC556 - Quality certificate | 0112/2///61987#ABA000 |  |  |  | Standard |  |  |  | SC65E – IEC 61987 | - | C00004 |  | 0112-2---61987#ABA278 | https://cdd.iec.ch/cdd/iec61987/iec61987.nsf/PropertiesAllVersions/0112-2---61987%23ABA278
0112/2///61987#ABE898 | 002 | 02 | 0112/2///61987#ABE898#002 | set span for level |  |  |  |  | difference between the upper and lower range value of level to which a level measurement instrument is adjusted |  |  | m |  |  | REAL_MEASURE_TYPE |  |  |  |  | NON_DEPENDENT_P_DET | [5 empty] | 0112/2///61987#ABE873 - Assigned level range | 0112/2///61987#ABA000 | 0112/2///62720#UAA726 - metre |  | 0112/2///61987#ABT548 - Length short | Standard |  | IEC 61987 | IEC | IEC SC65E | - | C00112 |  | 0112-2---61987#ABE898 | https://cdd.iec.ch/cdd/iec61987/iec61987.nsf/PropertiesAllVersions/0112-2---61987%23ABE898
0112/2///61987#ABE945 | 001 | 01 | 0112/2///61987#ABE945#001 | number of accuracies for a subrange of ullage |  |  |  |  | @number of accuracies for a subrange of ullage |  | Cardinality property |  |  |  | INT_TYPE |  |  |  |  | CONDITION_DET | [5 empty] | 0112/2///61987#ABE939 - Absolute performance for ullage | 0112/2///61987#ABA000 |  |  |  | Standard |  | IEC 61987 | IEC | SC65E | - | C00018 | 001-01 (2018-03-28 07:27:03 by BATCH 00000762) standard | 0112-2---61987#ABE945 | https://cdd.iec.ch/cdd/iec61987/iec61987.nsf/PropertiesAllVersions/0112-2---61987%23ABE945
0112/2///61987#ABB435 | 005 | 01 | 0112/2///61987#ABB435#005 | maximum solids content |  |  |  |  | highest solids content expressed as mass fraction for which a device is or should be designed to operate within its specified limits |  |  | % |  |  | REAL_MEASURE_TYPE |  |  |  |  | NON_DEPENDENT_P_DET | [5 empty] | 0112/2///61987#ABC451 - Normal process conditions [1]0112/2///61987#ABC452 - Normal process conditions [2]0112/2///61987#ABC455 - Normal process design conditions [2]0112/2///61987#ABD947 - Normal process conditions [4]0112/2///61987#ABD948 - Normal process design conditions [3]0112/2///61987#ABG476 - Normal process design conditions [5]0112/2///61987#ABH071 - Fluid phase design conditions0112/2///61987#ABH462 - Normal process conditions [11]0112/2///61987#ABG346 - Normal process conditions [8] | 0112/2///61987#ABA000 | 0112/2///62720#UAA000 - percent |  | 0112/2///61987#ABT533 - Percentage | Standard |  |  |  | SC65E – IEC 61987 | - | C00004 |  | 0112-2---61987#ABB435 | https://cdd.iec.ch/cdd/iec61987/iec61987.nsf/PropertiesAllVersions/0112-2---61987%23ABB435
0112/2///61987#ABH982 | 001 | 01 | 0112/2///61987#ABH982#001 | number of Analog Input function blocks |  |  |  |  | cardinality property for an Analog Input function block | [5 empty] | INT_TYPE |  |  |  |  | CONDITION_DET | [5 empty] | 0112/2///61987#ABH840 - User application parameters | 0112/2///61987#ABA000 |  |  |  | Standard |  |  |  | SC65E – IEC 61987 | - | C00018 | 001-01 (2019-03-08 15:35:31 by BATCH 00000766) standard | 0112-2---61987#ABH982 | https://cdd.iec.ch/cdd/iec61987/iec61987.nsf/PropertiesAllVersions/0112-2---61987%23ABH982
0112/2///61987#ABP179 | 001 | 01 | 0112/2///61987#ABP179#001 | upper range-limit of mV |  |  |  |  | highest value of mV signal that a device can be adjusted to measure within the specified accuracy limits |  |  | mV |  |  | REAL_MEASURE_TYPE |  |  |  |  | NON_DEPENDENT_P_DET | [5 empty] | 0112/2///61987#ABP050 - mV input [I/O module] | 0112/2///61987#ABA000 | 0112/2///62720#UAA804 - millivolt |  | 0112/2///61987#ABT506 - Voltage | Standard |  | IEC 61987 | IEC | IEC/SC 65E | - | C00128 | 001-01 (2023-01-23 14:53:52 by BATCH 00000807) standard | 0112-2---61987#ABP179 | https://cdd.iec.ch/cdd/iec61987/iec61987.nsf/PropertiesAllVersions/0112-2---61987%23ABP179
0112/2///61987#ABG701 | 001 | 02 | 0112/2///61987#ABG701#001 | reference to Output [26] |  |  |  |  | reference to block ABG141 | [5 empty] | CLASS_REFERENCE_TYPE(0112/2///61987#ABG141) 0112/2///61987#ABG141 - Output [26] |  |  |  |  | DEPENDENT_P_DET | [5 empty] | 0112/2///61987#ABE728 - Device LOP for magnetic level gauge | 0112/2///61987#ABA000 |  |  |  | Standard |  | IEC 61987 | IEC | IEC SC65E | 0112/2///61987#ABB206 - number of outputs | C00112 |  | 0112-2---61987#ABG701 | https://cdd.iec.ch/cdd/iec61987/iec61987.nsf/PropertiesAllVersions/0112-2---61987%23ABG701
0112/2///61987#ABP263 | 001 | 01 | 0112/2///61987#ABP263#001 | reference to Power supply [I/O module] |  |  |  |  | reference to block ABP059 | [5 empty] | CLASS_REFERENCE_TYPE(0112/2///61987#ABP059) 0112/2///61987#ABP059 - Power supply [I/O module] |  |  |  |  | NON_DEPENDENT_P_DET | [5 empty] | 0112/2///61987#ABP026 - Device LOP for I/O modules | 0112/2///61987#ABA000 |  |  |  | Standard |  | IEC 61987 | IEC | IEC/SC 65E | - | C00128 | 001-01 (2023-01-23 14:53:53 by BATCH 00000807) standard | 0112-2---61987#ABP263 | https://cdd.iec.ch/cdd/iec61987/iec61987.nsf/PropertiesAllVersions/0112-2---61987%23ABP263
0112/2///61987#ABB924 | 001 | 04 | 0112/2///61987#ABB924#001 | maximum tube diameter |  |  |  |  | largest tube diameter for pneumatic or hydraulic fluid that still guarantees correct use for the purpose foreseen |  |  | mm |  |  | REAL_MEASURE_TYPE |  |  |  |  | NON_DEPENDENT_P_DET | [5 empty] | 0112/2///61987#ABC149 - Cable/conduit entry | 0112/2///61987#ABA000 | 0112/2///62720#UAA862 - millimetre |  | 0112/2///61987#ABT548 - Length short | Standard |  |  |  | SC65E – IEC 61987 | - | C00004 |  | 0112-2---61987#ABB924 | https://cdd.iec.ch/cdd/iec61987/iec61987.nsf/PropertiesAllVersions/0112-2---61987%23ABB924
0112/2///61987#ABE282 | 001 | 02 | 0112/2///61987#ABE282#001 | reference to Structural design of a ball valve |  |  |  |  | reference to block ABE026 | [5 empty] | CLASS_REFERENCE_TYPE(0112/2///61987#ABE026) 0112/2///61987#ABE026 - Structural design of a ball valve |  |  |  |  | NON_DEPENDENT_P_DET | [5 empty] | 0112/2///61987#ABE022 - Structural design [ball valve] | 0112/2///61987#ABA000 |  |  |  | Standard |  |  |  |  | - | C00004 |  | 0112-2---61987#ABE282 | https://cdd.iec.ch/cdd/iec61987/iec61987.nsf/PropertiesAllVersions/0112-2---61987%23ABE282
0112/2///61987#ABJ653 | 001 | 01 | 0112/2///61987#ABJ653#001 | PULSE_INPUT_STATUS |  |  |  |  | parameter indicating the status of PULS_INPUT | [5 empty] | INT_TYPE |  |  |  |  | NON_DEPENDENT_P_DET | [5 empty] | 0112/2///61987#ABJ624 - PULSE_INPUT | 0112/2///61987#ABA000 |  |  |  | Standard |  |  |  | SC65E – IEC 61987 | - | C00019 | 001-01 (2019-03-08 15:35:34 by BATCH 00000766) standard | 0112-2---61987#ABJ653 | https://cdd.iec.ch/cdd/iec61987/iec61987.nsf/PropertiesAllVersions/0112-2---61987%23ABJ653
0112/2///61987#ABD065 | 001 | 02 | 0112/2///61987#ABD065#001 | reference to Mechanical and electrical construction [positive displacement flow transmitter/gauge] |  |  |  |  | reference to block ABC435 | [5 empty] | CLASS_REFERENCE_TYPE(0112/2///61987#ABC435) 0112/2///61987#ABC435 - Mechanical and electrical construction [positive displacement flow transmitter/gauge] |  |  |  |  | NON_DEPENDENT_P_DET | [5 empty] | 0112/2///61987#ABA023 - Device LOP for positive displacement flow transmitter/gauge | 0112/2///61987#ABA000 |  |  |  | Standard |  |  |  | SC65E – IEC 61987 | - | C00004 |  | 0112-2---61987#ABD065 | https://cdd.iec.ch/cdd/iec61987/iec61987.nsf/PropertiesAllVersions/0112-2---61987%23ABD065
0112/2///61987#ABB301 | 001 | 04 | 0112/2///61987#ABB301#001 | true vapor pressure |  |  |  |  | absolute pressure of the gaseous state (vapor) of a substance which is in thermodynamic equilibrium with the liquid or solid phase of the substance at a temperature of 37,78°C (100 °F) |  |  | bar |  |  | REAL_MEASURE_TYPE |  |  |  |  | NON_DEPENDENT_P_DET | [5 empty] | 0112/2///61987#ABC103 - Aqueous phase0112/2///61987#ABC447 - Non-aqueous liquid phase0112/2///61987#ABC680 - Gas/vapor phase [flow]0112/2///61987#ABG459 - Aqueous phase [level]0112/2///61987#ABG460 - Aqueous phase [density]0112/2///61987#ABG461 - Non-aqueous liquid phase [level]0112/2///61987#ABG462 - Non-aqueous liquid phase [density]0112/2///61987#ABG463 - Gas/vapor phase [level]0112/2///61987#ABG464 - Gas/vapor phase [density] | 0112/2///61987#ABA000 | 0112/2///62720#UAA323 - bar |  | 0112/2///61987#ABT524 - Pressure | Standard |  |  |  | SC65E – IEC 61987 | - | C00004 |  | 0112-2---61987#ABB301 | https://cdd.iec.ch/cdd/iec61987/iec61987.nsf/PropertiesAllVersions/0112-2---61987%23ABB301
0112/2///61987#ABA254 | 007 | 01 | 0112/2///61987#ABA254#007 | details of LPG approval |  |  |  |  | if appropriate, details of a LPG approval | e.g. approval number or code, classification etc. |  |  |  |  | STRING_TYPE |  |  |  |  | NON_DEPENDENT_P_DET | [5 empty] | 0112/2///61987#ABC328 - LPG approval | 0112/2///61987#ABA000 |  |  |  | Standard |  |  |  | SC65E – IEC 61987 | - | C00018 |  | 0112-2---61987#ABA254 | https://cdd.iec.ch/cdd/iec61987/iec61987.nsf/PropertiesAllVersions/0112-2---61987%23ABA254
0112/2///61987#ABH356 | 001 | 02 | 0112/2///61987#ABH356#001 | reference to Analog voltage output [4] |  |  |  |  | reference to block ABC098 | [5 empty] | CLASS_REFERENCE_TYPE(0112/2///61987#ABC098) 0112/2///61987#ABC098 - Analog voltage output [4] |  |  |  |  | DEPENDENT_P_DET | [5 empty] | 0112/2///61987#ABC670 - Type of output [7] | 0112/2///61987#ABA000 |  |  |  | Standard |  |  |  | SC65E – IEC 61987 | 0112/2///61987#ABU426 - output type [7] | C00004 |  | 0112-2---61987#ABH356 | https://cdd.iec.ch/cdd/iec61987/iec61987.nsf/PropertiesAllVersions/0112-2---61987%23ABH356
0112/2///61987#ABA245 | 001 | 01 | 0112/2///61987#ABA245#001 | site |  |  |  |  | component of a manufacturing enterprise that is identified by physical, geographical, or logical segmentation within the enterprise | A site may contain areas, process cells, units, equipment modules and control modules. |  |  |  |  | STRING_TYPE |  |  |  |  | NON_DEPENDENT_P_DET | [5 empty] | 0112/2///61987#ABA398 - Project information | 0112/2///61987#ABA000 |  |  |  | Standard |  | IEC 61987 |  | SC65E – IEC 61987 | - | C00018 | 001-01 (2019-03-08 15:35:28 by BATCH 00000766) standard | 0112-2---61987#ABA245 | https://cdd.iec.ch/cdd/iec61987/iec61987.nsf/PropertiesAllVersions/0112-2---61987%23ABA245
0112/2///61987#ABD022 | 001 | 02 | 0112/2///61987#ABD022#001 | reference to Material of sensor holder |  |  |  |  | reference to block ABC392 | [5 empty] | CLASS_REFERENCE_TYPE(0112/2///61987#ABC392) 0112/2///61987#ABC392 - Material of sensor holder |  |  |  |  | NON_DEPENDENT_P_DET | [5 empty] | 0112/2///61987#ABC302 - Insertion ultrasonic flowmeter0112/2///61987#ABF642 - Insertion ultrasonic density transmitter | 0112/2///61987#ABA000 |  |  |  | Standard |  |  |  | SC65E – IEC 61987 | - | C00004 |  | 0112-2---61987#ABD022 | https://cdd.iec.ch/cdd/iec61987/iec61987.nsf/PropertiesAllVersions/0112-2---61987%23ABD022
0112/2///61987#ABB105 | 001 | 02 | 0112/2///61987#ABB105#001 | maximum nominal diameter of pipeline |  |  |  |  | maximum nominal diameter that can be used for operation of the device within the specified accuracy limits | [5 empty] | STRING_TYPE |  |  |  |  | NON_DEPENDENT_P_DET | [5 empty] | 0112/2///61987#ABC157 - Clamp-on ultrasonic flowmeter0112/2///61987#ABC243 - Fixed electromagnetic insertion flow transmitter0112/2///61987#ABC301 - Insertion thermal mass flow transmitter0112/2///61987#ABC582 - Retractable electromagnetic insertion flow transmitter0112/2///61987#ABC583 - Retractable thermal mass flow transmitter | 0112/2///61987#ABA000 |  |  |  | Standard |  |  |  | SC65E – IEC 61987 | - | C00004 |  | 0112-2---61987#ABB105 | https://cdd.iec.ch/cdd/iec61987/iec61987.nsf/PropertiesAllVersions/0112-2---61987%23ABB105
0112/2///61987#ABB390 | 001 | 03 | 0112/2///61987#ABB390#001 | quantity of sensors per element |  |  |  |  | number of sensing elements used for performing the requested function of a device | [5 empty] | INT_TYPE |  |  |  |  | NON_DEPENDENT_P_DET | [5 empty] | 0112/2///61987#ABC590 - Sensor of a thermal mass flow transmitter | 0112/2///61987#ABA000 |  |  |  | Standard |  |  |  | SC65E – IEC 61987 | - | C00004 |  | 0112-2---61987#ABB390 | https://cdd.iec.ch/cdd/iec61987/iec61987.nsf/PropertiesAllVersions/0112-2---61987%23ABB390
0112/2///61987#ABI517 | 001 | 01 | 0112/2///61987#ABI517#001 | details of spare part |  |  |  |  | plain text characterizing a spare part | [5 empty] | STRING_TYPE |  |  |  |  | NON_DEPENDENT_P_DET | [5 empty] | 0112/2///61987#ABI473 - Spare part | 0112/2///61987#ABA000 |  |  |  | Standard |  |  |  | SC65E – IEC 61987 | - | C00018 | 001-01 (2019-03-08 15:35:32 by BATCH 00000766) standard | 0112-2---61987#ABI517 | https://cdd.iec.ch/cdd/iec61987/iec61987.nsf/PropertiesAllVersions/0112-2---61987%23ABI517
0112/2///61987#ABP185 | 001 | 01 | 0112/2///61987#ABP185#001 | zero point error of power factor |  |  |  |  | absolute error of a device measuring power factor under reference conditions, when the input is at the lower range value |  |  | 1 |  |  | REAL_MEASURE_TYPE |  |  |  |  | NON_DEPENDENT_P_DET | [5 empty] | 0112/2///61987#ABP008 - Absolute performance for power factor [I/O module] | 0112/2///61987#ABA000 | 0112/2///62720#UAA915 - quantity of dimension one |  |  | Standard |  | IEC 61987 | IEC | IEC/SC 65E | - | C00128 | 001-01 (2023-01-23 14:53:52 by BATCH 00000807) standard | 0112-2---61987#ABP185 | https://cdd.iec.ch/cdd/iec61987/iec61987.nsf/PropertiesAllVersions/0112-2---61987%23ABP185
0112/2///61987#ABB206 | 004 | 01 | 0112/2///61987#ABB206#004 | number of outputs |  |  |  |  | @number of outputs |  | cardinality property |  |  |  | INT_TYPE |  |  |  |  | CONDITION_DET | [5 empty] | 0112/2///61987#ABA005 - Device LOP for flow transmitter0112/2///61987#ABA006 - Device LOP for coriolis mass flow transmitter0112/2///61987#ABA007 - Device LOP for swirl flow transmitter0112/2///61987#ABA008 - Device LOP for electromagnetic flow transmitter0112/2///61987#ABA009 - Device LOP for electromagnetic insertion flow transmitter0112/2///61987#ABA010 - Device LOP for orifice/differential pressure flow transmitter0112/2///61987#ABA013 - Device LOP for (oval) gear flow transmitter/gauge0112/2///61987#ABA014 - Device LOP for piston flow transmitter/gauge0112/2///61987#ABA016 - Device LOP for thermal mass flow transmitter0112/2///61987#ABA018 - Device LOP for turbine/propeller/Woltmann flow transmitter/gauge0112/2///61987#ABA019 - Device LOP for ultrasonic flow transmitter0112/2///61987#ABA020 - Device LOP for variable area flow transmitter/gauge0112/2///61987#ABA022 - Device LOP for vortex flow transmitter0112/2///61987#ABA023 - Device LOP for positive displacement flow transmitter/gauge0112/2///61987#ABA024 - Device LOP for helix flow transmitter/gauge0112/2///61987#ABA025 - Device LOP for remote/separate transmitter0112/2///61987#ABA029 - Device LOP for absolute/gauge pressure transmitter0112/2///61987#ABA031 - Device LOP for differential pressure transmitter0112/2///61987#ABA032 - Device LOP for absolute/gauge pressure gauge0112/2///61987#ABA034 - Device LOP for differential pressure gauge0112/2///61987#ABE321 - Device LOP for positioner0112/2///61987#ABE630 - Device LOP for limit switch0112/2///61987#ABE631 - Device LOP for solenoid valve0112/2///61987#ABE634 - Device LOP for I/P converter0112/2///61987#ABE728 - Device LOP for magnetic level gauge0112/2///61987#ABE730 - Device LOP for rotary paddle switch0112/2///61987#ABE732 - Device LOP for vibrating level switch0112/2///61987#ABE733 - Device LOP for optical level switch0112/2///61987#ABE735 - Device LOP for level transmitter0112/2///61987#ABE736 - Device LOP for displacer level transmitter/switch0112/2///61987#ABE737 - Device LOP for capacitance level transmitter/switch0112/2///61987#ABE738 - Device LOP for conductance level transmitter/switch0112/2///61987#ABE739 - Device LOP for float level transmitter/switch0112/2///61987#ABE740 - Device LOP for hydrostatic pressure level transmitter0112/2///61987#ABE741 - Device LOP for plumb bob level transmitter0112/2///61987#ABE742 - Device LOP for free-space radar level transmitter0112/2///61987#ABE743 - Device LOP for guided-wave radar level transmitter/switch0112/2///61987#ABE744 - Device LOP for ultrasonic level transmitter0112/2///61987#ABE745 - Device LOP for ultrasonic level switch0112/2///61987#ABE746 - Device LOP for nuclear level transmitter/switch0112/2///61987#ABE747 - Device LOP for laser level transmitter0112/2///61987#ABE748 - Device LOP for servo level transmitter0112/2///61987#ABE749 - Device LOP for microwave level switch0112/2///61987#ABE755 - Device LOP for level switch0112/2///61987#ABE756 - Device LOP for separate level transmitter/switching unit0112/2///61987#ABE759 - Device LOP for temperature gauge0112/2///61987#ABE760 - Device LOP for contact temperature transmitter0112/2///61987#ABE761 - Device LOP for radiation thermometer0112/2///61987#ABE763 - Device LOP for insert/element0112/2///61987#ABE764 - Device LOP for separate temperature transmitter0112/2///61987#ABE767 - Device LOP for temperature transmitter0112/2///61987#ABF858 - Device LOP for buoyancy density transmitter0112/2///61987#ABF859 - Device LOP for refractive index density transmitter0112/2///61987#ABF860 - Device LOP for vibrating tube density transmitter0112/2///61987#ABF861 - Device LOP for radiometric density transmitter0112/2///61987#ABF862 - Device LOP for vibrating fork/rod density transmitter0112/2///61987#ABF863 - Device LOP for ultrasonic density transmitter0112/2///61987#ABF864 - Device LOP for microwave density transmitter0112/2///61987#ABF865 - Device LOP for density transmitter0112/2///61987#ABF866 - Device LOP for separate density transmitter0112/2///61987#ABV520 - Device LOP for position transmitter0112/2///61987#ABE731 - Device LOP for thermal level switch | 0112/2///61987#ABA000 |  |  |  | Standard |  |  |  | SC65E – IEC 61987 | - | C00004 |  | 0112-2---61987#ABB206 | https://cdd.iec.ch/cdd/iec61987/iec61987.nsf/PropertiesAllVersions/0112-2---61987%23ABB206
0112/2///61987#ABU900 | 001 | 01 | 0112/2///61987#ABU900#001 | reference to Input [37] |  |  |  |  | reference to block ABV035 | [5 empty] | CLASS_REFERENCE_TYPE(0112/2///61987#ABV035) 0112/2///61987#ABV035 - Input [37] |  |  |  |  | NON_DEPENDENT_P_DET | [5 empty] | 0112/2///61987#ABE741 - Device LOP for plumb bob level transmitter | 0112/2///61987#ABA000 |  |  |  | Standard |  | IEC 61987 | IEC | SC65E | - | C00018 | 001-01 (2018-03-28 07:27:22 by BATCH 00000762) standard | 0112-2---61987#ABU900 | https://cdd.iec.ch/cdd/iec61987/iec61987.nsf/PropertiesAllVersions/0112-2---61987%23ABU900
0112/2///61987#ABB804 | 001 | 04 | 0112/2///61987#ABB804#001 | non-conformity (terminal-based) |  |  |  |  | non-conformity determined by drawing a straight line so that it coincides, with the average calibration curve at the upper range value and at the lower range value | The term non-conformity (terminal based non-conformity, independent non-conformity, and, zero based non-conformity) should be used for devices which have a non-linear input-output, relationship (e.g., logarithmic, square root, etc.). The non-conformity is determined and presented using the same procedures as for nonlinearity. |  | % |  |  | REAL_MEASURE_TYPE |  |  | IEC 61298-2 MOD |  | NON_DEPENDENT_P_DET | [5 empty] | 0112/2///61987#ABC067 - Accuracy expressed as a percentage [1]0112/2///61987#ABC068 - Accuracy expressed as a percentage [2]0112/2///61987#ABE365 - Accuracy expressed as a percentage [3]0112/2///61987#ABE702 - Accuracy expressed as a percentage [4]0112/2///61987#ABG353 - Accuracy expressed as a percentage [5]0112/2///61987#ABJ595 - Accuracy expressed as a percentage [6]0112/2///61987#ABG352 - Accuracy expressed as a percentage [7]0112/2///61987#ABP013 - Accuracy expressed as a percentage [I/O module] | 0112/2///61987#ABA000 | 0112/2///62720#UAA000 - percent |  | 0112/2///61987#ABT533 - Percentage | Standard |  |  |  | SC65E – IEC 61987 | - | C00004 |  | 0112-2---61987#ABB804 | https://cdd.iec.ch/cdd/iec61987/iec61987.nsf/PropertiesAllVersions/0112-2---61987%23ABB804
0112/2///61987#ABE385 | 002 | 01 | 0112/2///61987#ABE385#002 | position of manual override |  |  |  |  | position of manual override of an actuator relative to the orientation of the erected actuator | [5 empty] | ENUM_CODE_TYPE(0112/2///61987#ABJ804) |  |  |  |  | DEPENDENT_P_DET |  |  | 0112/2///61987#ABJ804 | 0112/2///61987#ABL247 - top mounted0112/2///61987#ABL248 - bottom mounted0112/2///61987#ABL249 - side mounted0112/2///61987#ABL250 - left-sided mounted0112/2///61987#ABL251 - right-sided mounted0112/2///61987#ABI407 - others |  | 0112/2///61987#ABU554 - Manual override | 0112/2///61987#ABA000 |  |  |  | Standard |  |  |  | SC65E – IEC 61987 | 0112/2///61987#ABI406 - empty_property | C00091 |  | 0112-2---61987#ABE385 | https://cdd.iec.ch/cdd/iec61987/iec61987.nsf/PropertiesAllVersions/0112-2---61987%23ABE385
0112/2///61987#ABC849 | 003 | 02 | 0112/2///61987#ABC849#003 | reference to Electrical power output circuit |  |  |  |  | reference to block ABC219 | [5 empty] | CLASS_REFERENCE_TYPE(0112/2///61987#ABC219) 0112/2///61987#ABC219 - Electrical power output circuit |  |  |  |  | DEPENDENT_P_DET | [5 empty] | 0112/2///61987#ABC523 - Power supply [1]0112/2///61987#ABC524 - Power supply [2] | 0112/2///61987#ABA000 |  |  |  | Standard |  | IEC 61987 | IEC | IEC SC65E | 0112/2///61987#ABA594 - number of electrical power output circuits | C00112 |  | 0112-2---61987#ABC849 | https://cdd.iec.ch/cdd/iec61987/iec61987.nsf/PropertiesAllVersions/0112-2---61987%23ABC849
0112/2///61987#ABA931 | 001 | 04 | 0112/2///61987#ABA931#001 | assigned upper range-value of RTD input signal | upper range-value |  |  |  | upper range end-value that has been configured at the factory |  |  | °C |  |  | REAL_MEASURE_TYPE |  |  |  |  | NON_DEPENDENT_P_DET | [5 empty] | 0112/2///61987#ABC579 - RTD input0112/2///61987#ABP070 - RTD input [I/O module] | 0112/2///61987#ABA000 | 0112/2///62720#UAA033 - degree Celsius |  | 0112/2///61987#ABT514 - Temperature | Standard |  |  |  | SC65E – IEC 61987 | - | C00004 |  | 0112-2---61987#ABA931 | https://cdd.iec.ch/cdd/iec61987/iec61987.nsf/PropertiesAllVersions/0112-2---61987%23ABA931
0112/2///61987#ABE906 | 001 | 01 | 0112/2///61987#ABE906#001 | minimum span for mass |  |  |  |  | lowest span to which a mass measurement instrument can be adjusted |  |  | kg |  |  | REAL_MEASURE_TYPE |  |  |  |  | NON_DEPENDENT_P_DET | [5 empty] | 0112/2///61987#ABF002 - Measuring range for mass | 0112/2///61987#ABA000 | 0112/2///62720#UAA594 - kilogram |  | 0112/2///61987#ABT546 - Mass | Standard |  | IEC 61987 | IEC | SC65E | - | C00018 | 001-01 (2018-03-28 07:27:02 by BATCH 00000762) standard | 0112-2---61987#ABE906 | https://cdd.iec.ch/cdd/iec61987/iec61987.nsf/PropertiesAllVersions/0112-2---61987%23ABE906
0112/2///61987#ABP142 | 001 | 01 | 0112/2///61987#ABP142#001 | maximum switch-on delay |  |  |  |  | greatest time delay between triggering and the resulting switching off action |  |  | s |  |  | REAL_MEASURE_TYPE |  |  |  |  | NON_DEPENDENT_P_DET | [5 empty] | 0112/2///61987#ABC141 - Binary transistor/triac output0112/2///61987#ABC144 - Binary relay output0112/2///61987#ABP023 - Binary powered output | 0112/2///61987#ABA000 | 0112/2///62720#UAA972 - second |  | 0112/2///61987#ABT510 - Time/time duration short | Standard |  | IEC 61987 | IEC | IEC/SC 65E | - | C00128 | 001-01 (2023-01-23 14:53:52 by BATCH 00000807) standard | 0112-2---61987#ABP142 | https://cdd.iec.ch/cdd/iec61987/iec61987.nsf/PropertiesAllVersions/0112-2---61987%23ABP142
0112/2///61987#ABC697 | 001 | 02 | 0112/2///61987#ABC697#001 | reference to Accuracy expressed as a percentage [1] |  |  |  |  | reference to block ABC067 | [5 empty] | CLASS_REFERENCE_TYPE(0112/2///61987#ABC067) 0112/2///61987#ABC067 - Accuracy expressed as a percentage [1] |  |  |  |  | NON_DEPENDENT_P_DET | [5 empty] | 0112/2///61987#ABC490 - Percentage performance for pressure | 0112/2///61987#ABA000 |  |  |  | Standard |  |  |  | SC65E – IEC 61987 | - | C00004 |  | 0112-2---61987#ABC697 | https://cdd.iec.ch/cdd/iec61987/iec61987.nsf/PropertiesAllVersions/0112-2---61987%23ABC697
0112/2///61987#ABH435 | 002 | 01 | 0112/2///61987#ABH435#002 | type of bulb |  |  |  |  | classification of a bulb of a filled system for temperature measuring device according to its constructional design | [5 empty] | STRING_TYPE |  |  |  |  | NON_DEPENDENT_P_DET | [5 empty] | 0112/2///61987#ABF513 - Structural design of temperature gauge | 0112/2///61987#ABA000 |  |  |  | Standard |  | IEC 61987 | IEC | IEC/SC 65E | - | C00112 |  | 0112-2---61987#ABH435 | https://cdd.iec.ch/cdd/iec61987/iec61987.nsf/PropertiesAllVersions/0112-2---61987%23ABH435
0112/2///61987#ABH149 | 001 | 01 | 0112/2///61987#ABH149#001 | tangent to tangent height |  |  |  |  | difference of height between the tangent lines of two heads of a containment or the tangent line of the head and the flat bottom of a containment |  |  | mm |  |  | REAL_MEASURE_TYPE |  |  |  |  | NON_DEPENDENT_P_DET | [5 empty] | 0112/2///61987#ABH091 - Overall construction | 0112/2///61987#ABA000 | 0112/2///62720#UAA862 - millimetre |  | 0112/2///61987#ABT548 - Length short | Standard |  | IEC 61987 | IEC | SC65E | - | C00018 | 001-01 (2018-03-28 07:27:13 by BATCH 00000762) standard | 0112-2---61987#ABH149 | https://cdd.iec.ch/cdd/iec61987/iec61987.nsf/PropertiesAllVersions/0112-2---61987%23ABH149
0112/2///61987#ABI514 | 001 | 01 | 0112/2///61987#ABI514#001 | description of usage |  |  |  |  | plain text describing the usage of a device, component or accessory | [5 empty] | STRING_TYPE |  |  |  |  | NON_DEPENDENT_P_DET | [5 empty] | 0112/2///61987#ABI472 - Accessory0112/2///61987#ABI473 - Spare part0112/2///61987#ABI474 - Consumable | 0112/2///61987#ABA000 |  |  |  | Standard |  |  |  | SC65E – IEC 61987 | - | C00018 | 001-01 (2019-03-08 15:35:32 by BATCH 00000766) standard | 0112-2---61987#ABI514 | https://cdd.iec.ch/cdd/iec61987/iec61987.nsf/PropertiesAllVersions/0112-2---61987%23ABI514
0112/2///61987#ABD622 | 002 | 01 | 0112/2///61987#ABD622#002 | maximum allowable closing travel time |  |  |  |  | longest time duration that is permissible for the control valve together with its given set of components to travel from the open position to the close position |  |  | s |  |  | REAL_MEASURE_TYPE |  |  |  |  | NON_DEPENDENT_P_DET | [5 empty] | 0112/2///61987#ABD844 - Design conditions for valve body assembly | 0112/2///61987#ABA000 | 0112/2///62720#UAA972 - second |  | 0112/2///61987#ABT510 - Time/time duration short | Standard |  |  |  |  | - | C00004 |  | 0112-2---61987#ABD622 | https://cdd.iec.ch/cdd/iec61987/iec61987.nsf/PropertiesAllVersions/0112-2---61987%23ABD622
0112/2///61987#ABD750 | 003 | 01 | 0112/2///61987#ABD750#003 | type of end connection |  |  |  |  | classification of an end connection according to its fabricated form | [5 empty] | ENUM_CODE_TYPE(0112/2///61987#ABJ731) |  |  |  |  | DEPENDENT_P_DET |  |  | 0112/2///61987#ABJ731 | 0112/2///61987#ABK267 - collar flange0112/2///61987#ABK268 - female thread0112/2///61987#ABK269 - flange0112/2///61987#ABK270 - wafer/sandwich0112/2///61987#ABK271 - male thread0112/2///61987#ABK272 - oval flange0112/2///61987#ABK273 - clamp/coupling0112/2///61987#ABI407 - others |  | 0112/2///61987#ABD863 - End connection0112/2///61987#ABU455 - End connection | 0112/2///61987#ABA000 |  |  |  | Standard |  |  |  |  | 0112/2///61987#ABI406 - empty_property | C00091 |  | 0112-2---61987#ABD750 | https://cdd.iec.ch/cdd/iec61987/iec61987.nsf/PropertiesAllVersions/0112-2---61987%23ABD750
0112/2///61987#ABF425 | 002 | 01 | 0112/2///61987#ABF425#002 | type of sensor isolation |  |  |  |  | classification of a sensor according to its electrical isolation to ground | [5 empty] | ENUM_CODE_TYPE(0112/2///61987#ABJ783) |  |  |  |  | DEPENDENT_P_DET |  |  | 0112/2///61987#ABJ783 | 0112/2///61987#ABL175 - isolated0112/2///61987#ABL176 - grounded0112/2///61987#ABI407 - others |  | 0112/2///61987#ABF417 - Temperature sensor | 0112/2///61987#ABA000 |  |  |  | Standard |  | IEC 61987 | IEC | SC65E | 0112/2///61987#ABI406 - empty_property | C00091 |  | 0112-2---61987#ABF425 | https://cdd.iec.ch/cdd/iec61987/iec61987.nsf/PropertiesAllVersions/0112-2---61987%23ABF425
0112/2///61987#ABI047 | 001 | 01 | 0112/2///61987#ABI047#001 | SV device variable |  |  |  |  | device variable assigned to the secondary variable of a CPF 9 device | CPF 9 is the IEC 61784 acronym for HART. |  |  |  |  | INT_TYPE |  |  |  |  | NON_DEPENDENT_P_DET | [5 empty] | 0112/2///61987#ABH917 - HART common practice parameters | 0112/2///61987#ABA000 |  |  |  | Standard |  |  |  | SC65E – IEC 61987 | - | C00019 | 001-01 (2018-03-28 07:27:16 by BATCH 00000762) standard | 0112-2---61987#ABI047 | https://cdd.iec.ch/cdd/iec61987/iec61987.nsf/PropertiesAllVersions/0112-2---61987%23ABI047
0112/2///61987#ABU333 | 001 | 03 | 0112/2///61987#ABU333#001 | reference to Assigned actual volume flow range |  |  |  |  | reference to block ABC105 |  | Id specified in IEC61987-12/-13: ABC735 |  |  |  | CLASS_REFERENCE_TYPE(0112/2///61987#ABC105) 0112/2///61987#ABC105 - Assigned actual volume flow range |  |  |  |  | DEPENDENT_P_DET | [5 empty] | 0112/2///61987#ABC124 - Assigned variable [7] | 0112/2///61987#ABA000 |  |  |  | Standard |  |  |  | SC65E – IEC 61987 | 0112/2///61987#ABU296 - assigned variable type [7] | C00004 |  | 0112-2---61987#ABU333 | https://cdd.iec.ch/cdd/iec61987/iec61987.nsf/PropertiesAllVersions/0112-2---61987%23ABU333
0112/2///61987#ABB641 | 003 | 01 | 0112/2///61987#ABB641#003 | reference density |  |  |  |  | density at which the performance of a device was tested |  |  | kg/m³ |  |  | LEVEL(MIN,NOM,MAX) OF REAL_MEASURE_TYPE |  |  |  |  | NON_DEPENDENT_P_DET | [5 empty] | 0112/2///61987#ABC574 - Reference process conditions0112/2///61987#ABD499 - Reference process conditions [1]0112/2///61987#ABG246 - Reference process conditions [2]0112/2///61987#ABH052 - Reference process conditions [4] | 0112/2///61987#ABA000 | 0112/2///62720#UAA619 - kilogram per metre cubed |  | 0112/2///61987#ABT573 - Density | Standard |  |  |  | SC65E – IEC 61987 | - | C00004 |  | 0112-2---61987#ABB641 | https://cdd.iec.ch/cdd/iec61987/iec61987.nsf/PropertiesAllVersions/0112-2---61987%23ABB641
0112/2///61987#ABU299 | 001 | 03 | 0112/2///61987#ABU299#001 | reference to Analog current output [3] |  |  |  |  | reference to block ABC088 |  | Id specified in IEC61987-12/-13: ABC718 |  |  |  | CLASS_REFERENCE_TYPE(0112/2///61987#ABC088) 0112/2///61987#ABC088 - Analog current output [3] |  |  |  |  | DEPENDENT_P_DET | [5 empty] | 0112/2///61987#ABC667 - Type of output [4] | 0112/2///61987#ABA000 |  |  |  | Standard |  |  |  | SC65E – IEC 61987 | 0112/2///61987#ABU292 - output type [4] | C00004 |  | 0112-2---61987#ABU299 | https://cdd.iec.ch/cdd/iec61987/iec61987.nsf/PropertiesAllVersions/0112-2---61987%23ABU299
0112/2///61987#ABI053 | 001 | 01 | 0112/2///61987#ABI053#001 | QV device variable |  |  |  |  | device variable assigned to the quaternary variable of a CPF 9 device | CPF 9 is the IEC 61784 acronym for HART. |  |  |  |  | INT_TYPE |  |  |  |  | NON_DEPENDENT_P_DET | [5 empty] | 0112/2///61987#ABH917 - HART common practice parameters | 0112/2///61987#ABA000 |  |  |  | Standard |  |  |  | SC65E – IEC 61987 | - | C00019 | 001-01 (2018-03-28 07:27:16 by BATCH 00000762) standard | 0112-2---61987#ABI053 | https://cdd.iec.ch/cdd/iec61987/iec61987.nsf/PropertiesAllVersions/0112-2---61987%23ABI053
0112/2///61987#ABA938 | 002 | 01 | 0112/2///61987#ABA938#002 | type of valve manifold |  |  |  |  | classification of a valve manifold according to the number of valves, vents and purges | [5 empty] | ENUM_CODE_TYPE(0112/2///61987#ABL262) |  |  |  |  | DEPENDENT_P_DET |  |  | 0112/2///61987#ABL262 | 0112/2///61987#ABL774 - 3-valve0112/2///61987#ABL775 - 3-valve with vent0112/2///61987#ABL776 - 3-valve with purge0112/2///61987#ABL777 - 5-valve0112/2///61987#ABL778 - 5-valve with vent0112/2///61987#ABL779 - 5-valve with purge0112/2///61987#ABI407 - others |  | 0112/2///61987#ABC637 - Structural design of a valve manifold | 0112/2///61987#ABA000 |  |  |  | Standard |  |  |  | SC65E – IEC 61987 | 0112/2///61987#ABI406 - empty_property | C00091 |  | 0112-2---61987#ABA938 | https://cdd.iec.ch/cdd/iec61987/iec61987.nsf/PropertiesAllVersions/0112-2---61987%23ABA938
0112/2///61987#ABU887 | 001 | 01 | 0112/2///61987#ABU887#001 | reference to Type of output [26] |  |  |  |  | reference to block ABG156 | [5 empty] | CLASS_REFERENCE_TYPE(0112/2///61987#ABG156) 0112/2///61987#ABG156 - Type of output [26] |  |  |  |  | NON_DEPENDENT_P_DET | [5 empty] | 0112/2///61987#ABG141 - Output [26] | 0112/2///61987#ABA000 |  |  |  | Standard |  | IEC 61987 | IEC | SC65E | - | C00018 | 001-01 (2018-03-28 07:27:22 by BATCH 00000762) standard | 0112-2---61987#ABU887 | https://cdd.iec.ch/cdd/iec61987/iec61987.nsf/PropertiesAllVersions/0112-2---61987%23ABU887
0112/2///61987#ABA156 | 005 | 01 | 0112/2///61987#ABA156#005 | type of housing |  |  |  |  | classification of a housing according to its general protective purpose | [5 empty] | ENUM_CODE_TYPE(0112/2///61987#ABL689) |  |  |  |  | DEPENDENT_P_DET |  |  | 0112/2///61987#ABL689 | 0112/2///61987#ABN358 - weatherproof0112/2///61987#ABN359 - submersible0112/2///61987#ABN360 - dust ignition proof0112/2///61987#ABI407 - others |  | 0112/2///61987#ABC171 - Connection compartment0112/2///61987#ABC174 - Connection head0112/2///61987#ABC048 - Transmitter housing [1]0112/2///61987#ABC049 - Transmitter housing [2]0112/2///61987#ABE040 - Transmitter housing [3]0112/2///61987#ABE607 - Solenoid valve housing0112/2///61987#ABF375 - Transmitter/switch housing0112/2///61987#ABP025 - Device housing | 0112/2///61987#ABA000 |  |  |  | Standard |  |  |  | SC65E – IEC 61987 | 0112/2///61987#ABI406 - empty_property | C00091 |  | 0112-2---61987#ABA156 | https://cdd.iec.ch/cdd/iec61987/iec61987.nsf/PropertiesAllVersions/0112-2---61987%23ABA156
0112/2///61987#ABB290 | 005 | 02 | 0112/2///61987#ABB290#005 | mass flow rate |  |  |  | Mass flow rate | mass of material flowing per unit time |  | also used by Process Automation - Device Information Model (PA-DIM) | kg/h |  |  | REAL_MEASURE_TYPE |  |  |  |  | NON_DEPENDENT_P_DET | [5 empty] | 0112/2///61987#ABC103 - Aqueous phase0112/2///61987#ABC447 - Non-aqueous liquid phase0112/2///61987#ABC598 - Solid/particle phase [flow]0112/2///61987#ABC654 - Total fluid [flow]0112/2///61987#ABC680 - Gas/vapor phase [flow]0112/2///61987#ABD988 - Process conditions at the inlet0112/2///61987#ABD989 - Process conditions at the outlet0112/2///61987#ABE562 - Parameters of restriction orifice/diffuser0112/2///61987#ABG455 - Total fluid [temperature]0112/2///61987#ABG456 - Total fluid [density]0112/2///61987#ABG460 - Aqueous phase [density]0112/2///61987#ABG462 - Non-aqueous liquid phase [density]0112/2///61987#ABG464 - Gas/vapor phase [density]0112/2///61987#ABG466 - Solid/particle phase [density]0112/2///61987#ABN682 - Continuous measurement variables0112/2///61987#ABN684 - Specific flow rate measurement variables | 0112/2///61987#ABA000 | 0112/2///62720#UAA607 - kilogram per hour |  | 0112/2///61987#ABT545 - Mass flow rate | Standard |  | IEC 61987 | IEC | IEC SC65E | - | C00112 |  | 0112-2---61987#ABB290 | https://cdd.iec.ch/cdd/iec61987/iec61987.nsf/PropertiesAllVersions/0112-2---61987%23ABB290
0112/2///61987#ABB568 | 002 | 02 | 0112/2///61987#ABB568#002 | set span for density |  |  |  |  | difference between the upper and lower range value of density to which a density measurement instrument is adjusted |  |  | kg/m³ |  |  | REAL_MEASURE_TYPE |  |  |  |  | NON_DEPENDENT_P_DET | [5 empty] | 0112/2///61987#ABC107 - Assigned density range | 0112/2///61987#ABA000 | 0112/2///62720#UAA619 - kilogram per metre cubed |  | 0112/2///61987#ABT573 - Density | Standard |  | IEC 61987 | IEC | IEC SC65E | - | C00112 |  | 0112-2---61987#ABB568 | https://cdd.iec.ch/cdd/iec61987/iec61987.nsf/PropertiesAllVersions/0112-2---61987%23ABB568
0112/2///61987#ABB154 | 001 | 04 | 0112/2///61987#ABB154#001 | minimum load at voltage output |  |  |  |  | smallest load connected in series with an output circuit which ensures that it operates within the specified accuracy limits |  |  | Ω |  |  | REAL_MEASURE_TYPE |  |  |  |  | NON_DEPENDENT_P_DET | [5 empty] | 0112/2///61987#ABC212 - Electrical data for active behaviour | 0112/2///61987#ABA000 | 0112/2///62720#UAA017 - ohm |  | 0112/2///61987#ABT564 - Electrical resistance | Standard |  |  |  | SC65E – IEC 61987 | - | C00004 |  | 0112-2---61987#ABB154 | https://cdd.iec.ch/cdd/iec61987/iec61987.nsf/PropertiesAllVersions/0112-2---61987%23ABB154
0112/2///61987#ABB692 | 001 | 04 | 0112/2///61987#ABB692#001 | maximum influence of vibration on zero or lower range-limit |  |  |  |  | change in zero or lower range value caused by vibration, as the result of a vibration test | Testing is described in IEC 61298-3 |  | % |  |  | REAL_MEASURE_TYPE |  |  | IEC 61298-3, chapter 7 |  | NON_DEPENDENT_P_DET | [5 empty] | 0112/2///61987#ABC277 - Influence of external quantities expressed as a percentage for pressure0112/2///61987#ABJ593 - Influence of external quantities expressed as a percentage [5]0112/2///61987#ABC276 - Influence of external quantities expressed as a percentage0112/2///61987#ABD890 - Influence of external quantities expressed as a percentage [2]0112/2///61987#ABG313 - Influence of external quantities expressed as a percentage [3]0112/2///61987#ABG314 - Influence of external quantities expressed as a percentage [4] | 0112/2///61987#ABA000 | 0112/2///62720#UAA000 - percent |  | 0112/2///61987#ABT533 - Percentage | Standard |  |  |  | SC65E – IEC 61987 | - | C00004 |  | 0112-2---61987#ABB692 | https://cdd.iec.ch/cdd/iec61987/iec61987.nsf/PropertiesAllVersions/0112-2---61987%23ABB692
0112/2///61987#ABG923 | 001 | 01 | 0112/2///61987#ABG923#001 | reference to Mechanical and electrical construction [displacer level transmitter/switch] |  |  |  |  | reference to block ABG363 | [5 empty] | CLASS_REFERENCE_TYPE(0112/2///61987#ABG363) 0112/2///61987#ABG363 - Mechanical and electrical construction [displacer level transmitter/switch] |  |  |  |  | NON_DEPENDENT_P_DET | [5 empty] | 0112/2///61987#ABE736 - Device LOP for displacer level transmitter/switch | 0112/2///61987#ABA000 |  |  |  | Standard |  | IEC 61987 | IEC | SC65E | - | C00018 | 001-01 (2018-03-28 07:27:12 by BATCH 00000762) standard | 0112-2---61987#ABG923 | https://cdd.iec.ch/cdd/iec61987/iec61987.nsf/PropertiesAllVersions/0112-2---61987%23ABG923
0112/2///61987#ABU424 | 001 | 02 | 0112/2///61987#ABU424#001 | reference to Assigned variable [6] |  |  |  |  | reference to block ABC123 |  | Id specified in IEC61987-12/-13: ABC753 |  |  |  | CLASS_REFERENCE_TYPE(0112/2///61987#ABC123) 0112/2///61987#ABC123 - Assigned variable [6] |  |  |  |  | NON_DEPENDENT_P_DET | [5 empty] | 0112/2///61987#ABC090 - Analog current output [5]0112/2///61987#ABC098 - Analog voltage output [4]0112/2///61987#ABC253 - Frequency output [4]0112/2///61987#ABD530 - Manufacturer-specific output [4] | 0112/2///61987#ABA000 |  |  |  | Standard |  |  |  | SC65E – IEC 61987 | - | C00004 |  | 0112-2---61987#ABU424 | https://cdd.iec.ch/cdd/iec61987/iec61987.nsf/PropertiesAllVersions/0112-2---61987%23ABU424
0112/2///61987#ABB302 | 001 | 04 | 0112/2///61987#ABB302#001 | heat capacity |  |  |  |  | quantity of heat required at a given temperature to heat a substance of one mass unit by one temperature unit |  |  | "(kJ/K)/kg" |  |  | REAL_MEASURE_TYPE |  |  |  |  | NON_DEPENDENT_P_DET | [5 empty] | 0112/2///61987#ABC103 - Aqueous phase0112/2///61987#ABC447 - Non-aqueous liquid phase0112/2///61987#ABG460 - Aqueous phase [density]0112/2///61987#ABG462 - Non-aqueous liquid phase [density] | 0112/2///61987#ABA000 | 0112/2///62720#UAA571 - kilojoule per kilogram kelvin |  | 0112/2///61987#ABT558 - Heat capacity | Standard |  |  |  | SC65E – IEC 61987 | - | C00018 |  | 0112-2---61987#ABB302 | https://cdd.iec.ch/cdd/iec61987/iec61987.nsf/PropertiesAllVersions/0112-2---61987%23ABB302
0112/2///61987#ABD009 | 001 | 02 | 0112/2///61987#ABD009#001 | reference to Material of oval adapter |  |  |  |  | reference to block ABC379 | [5 empty] | CLASS_REFERENCE_TYPE(0112/2///61987#ABC379) 0112/2///61987#ABC379 - Material of oval adapter |  |  |  |  | NON_DEPENDENT_P_DET | [5 empty] | 0112/2///61987#ABC640 - Structural design of an (oval) gear flow transmitter or gauge | 0112/2///61987#ABA000 |  |  |  | Standard |  |  |  | SC65E – IEC 61987 | - | C00004 |  | 0112-2---61987#ABD009 | https://cdd.iec.ch/cdd/iec61987/iec61987.nsf/PropertiesAllVersions/0112-2---61987%23ABD009
0112/2///61987#ABE491 | 001 | 01 | 0112/2///61987#ABE491#001 | reference to Type of output [10] |  |  |  |  | reference to block ABE575 | [5 empty] | CLASS_REFERENCE_TYPE(0112/2///61987#ABE575) 0112/2///61987#ABE575 - Type of output [10] |  |  |  |  | NON_DEPENDENT_P_DET | [5 empty] | 0112/2///61987#ABE574 - Output [10] | 0112/2///61987#ABA000 |  |  |  | Standard |  | IEC 61987 | IEC | SC65E | - | C00016 | 001-01 (2018-03-28 07:27:00 by BATCH 00000762) standard | 0112-2---61987#ABE491 | https://cdd.iec.ch/cdd/iec61987/iec61987.nsf/PropertiesAllVersions/0112-2---61987%23ABE491
0112/2///61987#ABH407 | 002 | 01 | 0112/2///61987#ABH407#002 | location of lower connection |  |  |  |  | position of a lower connection regarding to the device in its mounting position | [5 empty] | ENUM_CODE_TYPE(0112/2///61987#ABL315) |  |  |  |  | DEPENDENT_P_DET |  |  | 0112/2///61987#ABL315 | 0112/2///61987#ABL996 - bottom0112/2///61987#ABL999 - side0112/2///61987#ABI407 - others |  | 0112/2///61987#ABF023 - Structural design of a bypass/measuring chamber | 0112/2///61987#ABA000 |  |  |  | Standard |  |  |  | SC65E – IEC 61987 | 0112/2///61987#ABI406 - empty_property | C00091 |  | 0112-2---61987#ABH407 | https://cdd.iec.ch/cdd/iec61987/iec61987.nsf/PropertiesAllVersions/0112-2---61987%23ABH407
0112/2///61987#ABH014 | 001 | 01 | 0112/2///61987#ABH014#001 | reference to Process case variables [temperature] |  |  |  |  | reference to block ABG454 | [5 empty] | CLASS_REFERENCE_TYPE(0112/2///61987#ABG454) 0112/2///61987#ABG454 - Process case variables [temperature] |  |  |  |  | NON_DEPENDENT_P_DET | [5 empty] | 0112/2///61987#ABG451 - Process case [temperature] | 0112/2///61987#ABA000 |  |  |  | Standard |  | IEC 61987 | IEC | SC65E | - | C00019 | 001-01 (2018-03-28 07:27:12 by BATCH 00000762) standard | 0112-2---61987#ABH014 | https://cdd.iec.ch/cdd/iec61987/iec61987.nsf/PropertiesAllVersions/0112-2---61987%23ABH014
0112/2///61987#ABI495 | 001 | 01 | 0112/2///61987#ABI495#001 | number of documents |  |  |  |  | cardinality property for document | [5 empty] | INT_TYPE |  |  |  |  | CONDITION_DET | [5 empty] | 0112/2///61987#ABI468 - Installation0112/2///61987#ABI469 - Commissioning0112/2///61987#ABI479 - Regular maintenance/service0112/2///61987#ABI482 - Regular inspection0112/2///61987#ABI484 - Event triggered inspection0112/2///61987#ABI485 - Event triggered maintenance/service0112/2///61987#ABI569 - Decommissioning and disposal | 0112/2///61987#ABA000 |  |  |  | Standard |  |  |  | SC65E – IEC 61987 | - | C00018 | 001-01 (2019-03-08 15:35:32 by BATCH 00000766) standard | 0112-2---61987#ABI495 | https://cdd.iec.ch/cdd/iec61987/iec61987.nsf/PropertiesAllVersions/0112-2---61987%23ABI495
0112/2///61987#ABE052 | 002 | 01 | 0112/2///61987#ABE052#002 | reference to Actuator |  |  |  |  | reference to block ABD796 | [5 empty] | CLASS_REFERENCE_TYPE(0112/2///61987#ABD796) 0112/2///61987#ABD796 - Actuator |  |  |  |  | NON_DEPENDENT_P_DET | [5 empty] | 0112/2///61987#ABE308 - Operating LOP for valve/actuator accessories | 0112/2///61987#ABA000 |  |  |  | Standard |  |  |  |  | - | C00004 |  | 0112-2---61987#ABE052 | https://cdd.iec.ch/cdd/iec61987/iec61987.nsf/PropertiesAllVersions/0112-2---61987%23ABE052
0112/2///61987#ABD421 | 004 | 02 | 0112/2///61987#ABD421#004 | reference to Explosion protection parameters for intrinsic safety (active) |  |  |  |  | reference to block ABC236 |  | with cardinality to ABD416 |  |  |  | CLASS_REFERENCE_TYPE(0112/2///61987#ABC236) 0112/2///61987#ABC236 - Explosion protection parameters for intrinsic safety (active) |  |  |  |  | DEPENDENT_P_DET | [5 empty] | 0112/2///61987#ABC215 - Electrical line power supply0112/2///61987#ABC216 - Electrical loop power supply | 0112/2///61987#ABA000 |  |  |  | Standard |  | IEC 61987 | IEC | IEC SC65E | 0112/2///61987#ABD416 - number of explosion protection parameters for intrinsic safety (active) | C00112 |  | 0112-2---61987#ABD421 | https://cdd.iec.ch/cdd/iec61987/iec61987.nsf/PropertiesAllVersions/0112-2---61987%23ABD421
0112/2///61987#ABN611 | 001 | 02 | 0112/2///61987#ABN611#001 | state of simulation |  |  |  | Simulation state | parameter indicating the state of simulation |  | also used by Process Automation - Device Information Model (PA-DIM) |  |  |  | ENUM_CODE_TYPE(0112/2///61987#ABN770) |  | 0112/2///61987#ABN770 |  |  | DEPENDENT_P_DET |  |  | 0112/2///61987#ABN770 | 0112/2///61987#ABN828 - simulation on0112/2///61987#ABN829 - simulation off0112/2///61987#ABI407 - others |  | 0112/2///61987#ABN610 - Simulation | 0112/2///61987#ABA000 |  |  |  | Standard |  | IEC 61987 | IEC | IEC SC65E | 0112/2///61987#ABI406 - empty_property | C00112 |  | 0112-2---61987#ABN611 | https://cdd.iec.ch/cdd/iec61987/iec61987.nsf/PropertiesAllVersions/0112-2---61987%23ABN611
0112/2///61987#ABH097 | 002 | 01 | 0112/2///61987#ABH097#002 | description of starting point |  |  |  |  | plain text describing the starting point | [5 empty] | ENUM_CODE_TYPE(0112/2///61987#ABL312) |  |  |  |  | DEPENDENT_P_DET |  |  | 0112/2///61987#ABL312 | 0112/2///61987#ABL993 - bottom of the vessel0112/2///61987#ABI407 - others |  | 0112/2///61987#ABH095 - Strapping table | 0112/2///61987#ABA000 |  |  |  | Standard |  | IEC 61987 | IEC | SC65E | 0112/2///61987#ABI406 - empty_property | C00091 |  | 0112-2---61987#ABH097 | https://cdd.iec.ch/cdd/iec61987/iec61987.nsf/PropertiesAllVersions/0112-2---61987%23ABH097
0112/2///61987#ABH120 | 001 | 01 | 0112/2///61987#ABH120#001 | inside dish radius |  |  |  |  | distance from the inside center of the head to the tangent line |  |  | mm |  |  | REAL_MEASURE_TYPE |  |  |  |  | NON_DEPENDENT_P_DET | [5 empty] | 0112/2///61987#ABH113 - Head | 0112/2///61987#ABA000 | 0112/2///62720#UAA862 - millimetre |  | 0112/2///61987#ABT548 - Length short | Standard |  | IEC 61987 | IEC | SC65E | - | C00018 | 001-01 (2018-03-28 07:27:13 by BATCH 00000762) standard | 0112-2---61987#ABH120 | https://cdd.iec.ch/cdd/iec61987/iec61987.nsf/PropertiesAllVersions/0112-2---61987%23ABH120
0112/2///61987#ABI508 | 001 | 01 | 0112/2///61987#ABI508#001 | maintenance/service cycle |  |  |  |  | period of time between planned maintenance/service activities |  |  | y |  |  | REAL_MEASURE_TYPE |  |  |  |  | NON_DEPENDENT_P_DET | [5 empty] | 0112/2///61987#ABI479 - Regular maintenance/service | 0112/2///61987#ABA000 | 0112/2///62720#UAB026 - year |  | 0112/2///61987#ABT511 - Time/time duration long | Standard |  |  |  | SC65E – IEC 61987 | - | C00018 | 001-01 (2019-03-08 15:35:32 by BATCH 00000766) standard | 0112-2---61987#ABI508 | https://cdd.iec.ch/cdd/iec61987/iec61987.nsf/PropertiesAllVersions/0112-2---61987%23ABI508
0112/2///61987#ABA401 | 004 | 01 | 0112/2///61987#ABA401#004 | number of cable specifications |  |  |  |  | @number of cable specifications |  | cardinality property |  |  |  | INT_TYPE |  |  |  |  | CONDITION_DET | [5 empty] | 0112/2///61987#ABC085 - Analog current input parameters0112/2///61987#ABC094 - Analog voltage input parameters0112/2///61987#ABC140 - Binary current output0112/2///61987#ABC142 - Binary input0112/2///61987#ABC145 - Binary output IEC 60947-5-6 (NAMUR)0112/2///61987#ABC219 - Electrical power output circuit0112/2///61987#ABC335 - Manufacturer-specific parameters0112/2///61987#ABC579 - RTD input0112/2///61987#ABC652 - Thermocouple input0112/2///61987#ABC685 - Wired communication interface0112/2///61987#ABE570 - Solenoid valve binary input0112/2///61987#ABF287 - Input for temperature transmitter0112/2///61987#ABF289 - RTD/thermocouple probe output0112/2///61987#ABC091 - Analog current output parameters0112/2///61987#ABC099 - Analog voltage output parameters0112/2///61987#ABC141 - Binary transistor/triac output0112/2///61987#ABC143 - Binary input IEC 60947-5-6 (NAMUR)0112/2///61987#ABC144 - Binary relay output0112/2///61987#ABC218 - Electrical power input circuit0112/2///61987#ABC555 - Pulse/frequency input/output parameters0112/2///61987#ABP015 - Analog current input parameters [I/O module]0112/2///61987#ABP019 - Analog voltage input parameters [I/O module]0112/2///61987#ABP021 - Binary input [I/O module]0112/2///61987#ABP023 - Binary powered output0112/2///61987#ABP031 - Frequency input parameters [I/O module]0112/2///61987#ABP050 - mV input [I/O module]0112/2///61987#ABP068 - Resistor input [I/O module]0112/2///61987#ABP069 - RMS input0112/2///61987#ABP070 - RTD input [I/O module]0112/2///61987#ABP075 - Thermocouple input [I/O module] | 0112/2///61987#ABA000 |  |  |  | Standard |  |  |  | SC65E – IEC 61987 | - | C00004 |  | 0112-2---61987#ABA401 | https://cdd.iec.ch/cdd/iec61987/iec61987.nsf/PropertiesAllVersions/0112-2---61987%23ABA401
0112/2///61987#ABU187 | 001 | 03 | 0112/2///61987#ABU187#001 | reference to Temperature measurement |  |  |  |  | reference to block ABC650 |  | Id specified in IEC61987-12/-13: ABD276 |  |  |  | CLASS_REFERENCE_TYPE(0112/2///61987#ABC650) 0112/2///61987#ABC650 - Temperature measurement |  |  |  |  | DEPENDENT_P_DET | [5 empty] | 0112/2///61987#ABC661 - Type of measured variable [2] | 0112/2///61987#ABA000 |  |  |  | Standard |  |  |  | SC65E – IEC 61987 | 0112/2///61987#ABU167 - measured variable type [2] | C00004 |  | 0112-2---61987#ABU187 | https://cdd.iec.ch/cdd/iec61987/iec61987.nsf/PropertiesAllVersions/0112-2---61987%23ABU187
0112/2///61987#ABE999 | 001 | 01 | 0112/2///61987#ABE999#001 | maximum switching delay |  |  |  |  | greatest time delay between triggering and the resulting switching action |  |  | s |  |  | REAL_MEASURE_TYPE |  |  |  |  | NON_DEPENDENT_P_DET | [5 empty] | 0112/2///61987#ABE995 - Dynamic behaviour of point level | 0112/2///61987#ABA000 | 0112/2///62720#UAA972 - second |  | 0112/2///61987#ABT510 - Time/time duration short | Standard |  | IEC 61987 | IEC | SC65E | - | C00018 | 001-01 (2018-03-28 07:27:03 by BATCH 00000762) standard | 0112-2---61987#ABE999 | https://cdd.iec.ch/cdd/iec61987/iec61987.nsf/PropertiesAllVersions/0112-2---61987%23ABE999
0112/2///61987#ABN710 | 001 | 02 | 0112/2///61987#ABN710#001 | weighted sound pressure level C |  |  |  |  | logarithm of the ratio of a given sound pressure to the reference sound pressure of 20 μPa, the sound pressure being obtained with the standard frequency weighting C | The weighting is given in IEC 651 (1979). |  | dB |  |  | REAL_MEASURE_TYPE |  |  | IEV 801-22-14 MOD |  | NON_DEPENDENT_P_DET | [5 empty] | 0112/2///61987#ABN690 - Specific environmental measurement variables | 0112/2///61987#ABA000 | 0112/2///62720#UAA409 - decibel |  |  | Standard |  | IEC 61987 | IEC | IEC SC65E | - | C00112 |  | 0112-2---61987#ABN710 | https://cdd.iec.ch/cdd/iec61987/iec61987.nsf/PropertiesAllVersions/0112-2---61987%23ABN710
0112/2///61987#ABD057 | 001 | 02 | 0112/2///61987#ABD057#001 | reference to Mechanical and electrical construction [orifice/differential pressure flow transmitter] |  |  |  |  | reference to block ABC427 | [5 empty] | CLASS_REFERENCE_TYPE(0112/2///61987#ABC427) 0112/2///61987#ABC427 - Mechanical and electrical construction [orifice/differential pressure flow transmitter] |  |  |  |  | NON_DEPENDENT_P_DET | [5 empty] | 0112/2///61987#ABA010 - Device LOP for orifice/differential pressure flow transmitter | 0112/2///61987#ABA000 |  |  |  | Standard |  |  |  | SC65E – IEC 61987 | - | C00004 |  | 0112-2---61987#ABD057 | https://cdd.iec.ch/cdd/iec61987/iec61987.nsf/PropertiesAllVersions/0112-2---61987%23ABD057
0112/2///61987#ABA414 | 001 | 03 | 0112/2///61987#ABA414#001 | minimum pulse-to-pause ratio |  |  |  |  | minimum permissible ratio of the pulse duration to the pulse period of a periodic pulse train |  |  | 1 |  |  | REAL_MEASURE_TYPE |  |  |  |  | NON_DEPENDENT_P_DET | [5 empty] | 0112/2///61987#ABC142 - Binary input0112/2///61987#ABC249 - Frequency input/output parameters0112/2///61987#ABC552 - Pulse input/output parameters0112/2///61987#ABP021 - Binary input [I/O module] | 0112/2///61987#ABA000 | 0112/2///62720#UAA915 - quantity of dimension one |  |  | Standard |  |  |  | SC65E – IEC 61987 | - | C00019 |  | 0112-2---61987#ABA414 | https://cdd.iec.ch/cdd/iec61987/iec61987.nsf/PropertiesAllVersions/0112-2---61987%23ABA414
0112/2///61987#ABB282 | 007 | 01 | 0112/2///61987#ABB282#007 | minimum relative humidity |  |  |  |  | lowest value of relative humidity for which a device is or should be designed to operate within its specified limits |  |  | % |  |  | REAL_MEASURE_TYPE |  |  | from IEC dictionary |  | NON_DEPENDENT_P_DET | [5 empty] | 0112/2///61987#ABC450 - Normal environmental design conditions0112/2///61987#ABD509 - Normal environmental conditions [1]0112/2///61987#ABD944 - Normal environmental conditions [2]0112/2///61987#ABD945 - Normal environmental design conditions [3]0112/2///61987#ABD946 - Normal environmental design conditions [2]0112/2///61987#ABE367 - Normal environmental conditions [4]0112/2///61987#ABE371 - Normal environmental conditions [3]0112/2///61987#ABE588 - Normal environmental conditions [5]0112/2///61987#ABF268 - Cooling system0112/2///61987#ABC449 - Normal environmental conditions | 0112/2///61987#ABA000 | 0112/2///62720#UAA000 - percent |  | 0112/2///61987#ABT533 - Percentage | Standard |  |  |  | SC65E – IEC 61987 | - | C00004 |  | 0112-2---61987#ABB282 | https://cdd.iec.ch/cdd/iec61987/iec61987.nsf/PropertiesAllVersions/0112-2---61987%23ABB282
0112/2///61987#ABU314 | 001 | 03 | 0112/2///61987#ABU314#001 | reference to Temperature measurement |  |  |  |  | reference to block ABC650 |  | Id specified in IEC61987-12/-13: ABD276 |  |  |  | CLASS_REFERENCE_TYPE(0112/2///61987#ABC650) 0112/2///61987#ABC650 - Temperature measurement |  |  |  |  | DEPENDENT_P_DET | [5 empty] | 0112/2///61987#ABC662 - Type of measured variable [3] | 0112/2///61987#ABA000 |  |  |  | Standard |  |  |  | SC65E – IEC 61987 | 0112/2///61987#ABU293 - measured variable type [3] | C00004 |  | 0112-2---61987#ABU314 | https://cdd.iec.ch/cdd/iec61987/iec61987.nsf/PropertiesAllVersions/0112-2---61987%23ABU314
0112/2///61987#ABF322 | 001 | 01 | 0112/2///61987#ABF322#001 | type of thermowell |  |  |  |  | classification of a thermowell according to a mechanical design not defined in a standard or by additional information to the standard design | [5 empty] | STRING_TYPE |  |  |  |  | NON_DEPENDENT_P_DET | [5 empty] | 0112/2///61987#ABF319 - Structural design of a thermowell | 0112/2///61987#ABA000 |  |  |  | Standard |  | IEC 61987 | IEC | SC65E | - | C00019 | 001-01 (2018-03-28 07:27:06 by BATCH 00000762) standard | 0112-2---61987#ABF322 | https://cdd.iec.ch/cdd/iec61987/iec61987.nsf/PropertiesAllVersions/0112-2---61987%23ABF322
0112/2///61987#ABG692 | 001 | 02 | 0112/2///61987#ABG692#001 | reference to Output [17] |  |  |  |  | reference to block ABG132 | [5 empty] | CLASS_REFERENCE_TYPE(0112/2///61987#ABG132) 0112/2///61987#ABG132 - Output [17] |  |  |  |  | DEPENDENT_P_DET | [5 empty] | 0112/2///61987#ABE739 - Device LOP for float level transmitter/switch0112/2///61987#ABE740 - Device LOP for hydrostatic pressure level transmitter | 0112/2///61987#ABA000 |  |  |  | Standard |  | IEC 61987 | IEC | IEC SC65E | 0112/2///61987#ABB206 - number of outputs | C00112 |  | 0112-2---61987#ABG692 | https://cdd.iec.ch/cdd/iec61987/iec61987.nsf/PropertiesAllVersions/0112-2---61987%23ABG692
0112/2///61987#ABB793 | 001 | 03 | 0112/2///61987#ABB793#001 | zero point error of other variable |  |  |  |  | absolute error of a device measuring another variable under reference conditions, when the input is at the lower range value | [5 empty] | REAL_TYPE |  |  |  |  | NON_DEPENDENT_P_DET | [5 empty] | 0112/2///61987#ABC063 - Absolute performance for other variable0112/2///61987#ABP007 - Absolute performance for other variable [I/O module] | 0112/2///61987#ABA000 |  |  |  | Standard |  |  |  | SC65E – IEC 61987 | - | C00019 |  | 0112-2---61987#ABB793 | https://cdd.iec.ch/cdd/iec61987/iec61987.nsf/PropertiesAllVersions/0112-2---61987%23ABB793
0112/2///61987#ABA384 | 002 | 01 | 0112/2///61987#ABA384#002 | minimum load at voltage input |  |  |  |  | smallest load connected in series with an input circuit which ensures that it operates within the specified accuracy limits |  |  | Ω |  |  | REAL_MEASURE_TYPE |  |  |  |  | NON_DEPENDENT_P_DET | [5 empty] | 0112/2///61987#ABC213 - Electrical data for passive behaviour | 0112/2///61987#ABA000 | 0112/2///62720#UAA017 - ohm |  | 0112/2///61987#ABT564 - Electrical resistance | Standard |  |  |  | SC65E – IEC 61987 | - | C00004 |  | 0112-2---61987#ABA384 | https://cdd.iec.ch/cdd/iec61987/iec61987.nsf/PropertiesAllVersions/0112-2---61987%23ABA384
0112/2///61987#ABE988 | 001 | 01 | 0112/2///61987#ABE988#001 | maximum influence of process temperature on point level |  |  |  |  | change in output of a point level measuring device caused by a change in process temperature with respect to reference conditions, expressed as the maximum error across the specified process temperature range |  |  | mm |  |  | REAL_MEASURE_TYPE |  |  |  |  | NON_DEPENDENT_P_DET | [5 empty] | 0112/2///61987#ABE984 - Influence of external quantities expressed for point level | 0112/2///61987#ABA000 | 0112/2///62720#UAA862 - millimetre |  | 0112/2///61987#ABT548 - Length short | Standard |  | IEC 61987 | IEC | SC65E | - | C00018 | 001-01 (2018-03-28 07:27:03 by BATCH 00000762) standard | 0112-2---61987#ABE988 | https://cdd.iec.ch/cdd/iec61987/iec61987.nsf/PropertiesAllVersions/0112-2---61987%23ABE988
0112/2///61987#ABH444 | 002 | 01 | 0112/2///61987#ABH444#002 | mode of signal control |  |  |  |  | classification of a signal according to its control function | [5 empty] | ENUM_CODE_TYPE(0112/2///61987#ABL400) |  |  |  |  | DEPENDENT_P_DET |  |  | 0112/2///61987#ABL400 | 0112/2///61987#ABM300 - fail-safe on0112/2///61987#ABM301 - fail-safe off0112/2///61987#ABI407 - others |  | 0112/2///61987#ABC594 - Signal function | 0112/2///61987#ABA000 |  |  |  | Standard |  |  |  | SC65E – IEC 61987 | 0112/2///61987#ABI406 - empty_property | C00091 |  | 0112-2---61987#ABH444 | https://cdd.iec.ch/cdd/iec61987/iec61987.nsf/PropertiesAllVersions/0112-2---61987%23ABH444
0112/2///61987#ABF014 | 001 | 01 | 0112/2///61987#ABF014#001 | resolution of level |  |  |  |  | smallest change of reading to which a numerical value for level can be assigned without further interpolation |  |  | mm |  |  | REAL_MEASURE_TYPE |  |  |  |  | NON_DEPENDENT_P_DET | [5 empty] | 0112/2///61987#ABE826 - Absolute performance for level | 0112/2///61987#ABA000 | 0112/2///62720#UAA862 - millimetre |  | 0112/2///61987#ABT548 - Length short | Standard |  | IEC 61987 | IEC | SC65E | - | C00018 | 001-01 (2018-03-28 07:27:03 by BATCH 00000762) standard | 0112-2---61987#ABF014 | https://cdd.iec.ch/cdd/iec61987/iec61987.nsf/PropertiesAllVersions/0112-2---61987%23ABF014
0112/2///61987#ABF899 | 001 | 01 | 0112/2///61987#ABF899#001 | reference to Device LOP for separate temperature transmitter |  |  |  |  | reference to block ABE764 | [5 empty] | CLASS_REFERENCE_TYPE(0112/2///61987#ABE764) 0112/2///61987#ABE764 - Device LOP for separate temperature transmitter |  |  |  |  | NON_DEPENDENT_P_DET | [5 empty] | 0112/2///61987#ABE446 - Separate temperature transmitter | 0112/2///61987#ABA000 |  |  |  | Standard |  | IEC 61987 | IEC | SC65E | - | C00019 | 001-01 (2018-03-28 07:27:10 by BATCH 00000762) standard | 0112-2---61987#ABF899 | https://cdd.iec.ch/cdd/iec61987/iec61987.nsf/PropertiesAllVersions/0112-2---61987%23ABF899
0112/2///61987#ABU514 | 003 | 01 | 0112/2///61987#ABU514#003 | reference to Operating LOP for valve/actuator accessories |  |  |  |  | reference to block ABE308 | [5 empty] | CLASS_REFERENCE_TYPE(0112/2///61987#ABE308) 0112/2///61987#ABE308 - Operating LOP for valve/actuator accessories |  |  |  |  | NON_DEPENDENT_P_DET | [5 empty] | 0112/2///61987#ABD366 - Valve/actuator accessory | 0112/2///61987#ABA000 |  |  |  | Standard |  |  |  |  | - | C0018 |  | 0112-2---61987#ABU514 | https://cdd.iec.ch/cdd/iec61987/iec61987.nsf/PropertiesAllVersions/0112-2---61987%23ABU514
0112/2///61987#ABG493 | 001 | 01 | 0112/2///61987#ABG493#001 | reference to Input [26] |  |  |  |  | reference to block ABF933 | [5 empty] | CLASS_REFERENCE_TYPE(0112/2///61987#ABF933) 0112/2///61987#ABF933 - Input [26] |  |  |  |  | NON_DEPENDENT_P_DET | [5 empty] | 0112/2///61987#ABE761 - Device LOP for radiation thermometer | 0112/2///61987#ABA000 |  |  |  | Standard |  | IEC 61987 | IEC | SC65E | - | C00019 | 001-01 (2018-03-28 07:27:10 by BATCH 00000762) standard | 0112-2---61987#ABG493 | https://cdd.iec.ch/cdd/iec61987/iec61987.nsf/PropertiesAllVersions/0112-2---61987%23ABG493
0112/2///61987#ABA277 | 007 | 01 | 0112/2///61987#ABA277#007 | details of material test certificate |  |  |  |  | if appropriate, details of a materials test certificate | e.g. approval number or code, classification etc. |  |  |  |  | STRING_TYPE |  |  |  |  | NON_DEPENDENT_P_DET | [5 empty] | 0112/2///61987#ABC404 - Material test certificate | 0112/2///61987#ABA000 |  |  |  | Standard |  |  |  | SC65E – IEC 61987 | - | C00018 |  | 0112-2---61987#ABA277 | https://cdd.iec.ch/cdd/iec61987/iec61987.nsf/PropertiesAllVersions/0112-2---61987%23ABA277
0112/2///61987#ABN644 | 001 | 02 | 0112/2///61987#ABN644#001 | actual value |  |  |  | Actual value | parameter indicating the value of the not simulated process variable of a device using the units of measure of the process variable |  | also used by Process Automation - Device Information Model (PA-DIM) |  |  |  | REAL_TYPE |  |  |  |  | NON_DEPENDENT_P_DET | [5 empty] | 0112/2///61987#ABN610 - Simulation | 0112/2///61987#ABA000 |  |  |  | Standard |  | IEC 61987 | IEC | IEC SC65E | - | C00112 |  | 0112-2---61987#ABN644 | https://cdd.iec.ch/cdd/iec61987/iec61987.nsf/PropertiesAllVersions/0112-2---61987%23ABN644
0112/2///61987#ABF884 | 001 | 01 | 0112/2///61987#ABF884#001 | reference to Device LOP for nuclear level transmitter/switch |  |  |  |  | reference to block ABE746 | [5 empty] | CLASS_REFERENCE_TYPE(0112/2///61987#ABE746) 0112/2///61987#ABE746 - Device LOP for nuclear level transmitter/switch |  |  |  |  | NON_DEPENDENT_P_DET | [5 empty] | 0112/2///61987#ABA714 - Nuclear level switch0112/2///61987#ABA819 - Nuclear level transmitter | 0112/2///61987#ABA000 |  |  |  | Standard |  | IEC 61987 | IEC | SC65E | - | C00018 | 001-01 (2018-03-28 07:27:10 by BATCH 00000762) standard | 0112-2---61987#ABF884 | https://cdd.iec.ch/cdd/iec61987/iec61987.nsf/PropertiesAllVersions/0112-2---61987%23ABF884
0112/2///61987#ABB914 | 004 | 01 | 0112/2///61987#ABB914#004 | duration of test |  |  |  |  | length of time for which a given test procedure is applied |  |  | s |  |  | REAL_MEASURE_TYPE |  |  |  |  | NON_DEPENDENT_P_DET | [5 empty] | 0112/2///61987#ABC261 - Galvanic isolation0112/2///61987#ABP046 - Insulation resistance0112/2///61987#ABP283 - Resistance to earth | 0112/2///61987#ABA000 | 0112/2///62720#UAA972 - second |  | 0112/2///61987#ABT510 - Time/time duration short | Standard |  |  |  | SC65E – IEC 61987 | - | C00004 |  | 0112-2---61987#ABB914 | https://cdd.iec.ch/cdd/iec61987/iec61987.nsf/PropertiesAllVersions/0112-2---61987%23ABB914
0112/2///61987#ABB091 | 002 | 03 | 0112/2///61987#ABB091#002 | style of wiring |  |  |  | Number of wires | classification of a RTD or resistor connection based on the number of wires used |  | also used by Process Automation - Device Information Model (PA-DIM) |  |  |  | ENUM_CODE_TYPE(0112/2///61987#ABJ770) |  |  |  |  | DEPENDENT_P_DET |  |  | 0112/2///61987#ABJ770 | 0112/2///61987#ABL113 - 4-wire0112/2///61987#ABL114 - 3-wire0112/2///61987#ABL115 - 2-wire0112/2///61987#ABI407 - others |  | 0112/2///61987#ABC579 - RTD input0112/2///61987#ABF398 - RTD/resistance measurement0112/2///61987#ABF418 - RTD0112/2///61987#ABP068 - Resistor input [I/O module]0112/2///61987#ABP070 - RTD input [I/O module] | 0112/2///61987#ABA000 |  |  |  | Standard |  | IEC 61987 | IEC | IEC/SC 65E | 0112/2///61987#ABI406 - empty_property | C00128 |  | 0112-2---61987#ABB091 | https://cdd.iec.ch/cdd/iec61987/iec61987.nsf/PropertiesAllVersions/0112-2---61987%23ABB091
0112/2///61987#ABF391 | 001 | 01 | 0112/2///61987#ABF391#001 | material of connection head |  |  |  |  | material of a connection head is made | [5 empty] | STRING_TYPE |  |  |  |  | NON_DEPENDENT_P_DET | [5 empty] | 0112/2///61987#ABF380 - Structural design of a connection head | 0112/2///61987#ABA000 |  |  |  | Standard |  | IEC 61987 | IEC | SC65E | - | C00019 | 001-01 (2018-03-28 07:27:06 by BATCH 00000762) standard | 0112-2---61987#ABF391 | https://cdd.iec.ch/cdd/iec61987/iec61987.nsf/PropertiesAllVersions/0112-2---61987%23ABF391
0112/2///61987#ABF544 | 001 | 01 | 0112/2///61987#ABF544#001 | laser class |  |  |  |  | classification of a laser according to its radiation power | [5 empty] | STRING_TYPE |  |  |  |  | NON_DEPENDENT_P_DET | [5 empty] | 0112/2///61987#ABF542 - Laser probe | 0112/2///61987#ABA000 |  |  |  | Standard |  | IEC 61987 | IEC | SC65E | - | C00018 | 001-01 (2018-03-28 07:27:07 by BATCH 00000762) standard | 0112-2---61987#ABF544 | https://cdd.iec.ch/cdd/iec61987/iec61987.nsf/PropertiesAllVersions/0112-2---61987%23ABF544
0112/2///61987#ABB589 | 002 | 01 | 0112/2///61987#ABB589#002 | source of display power |  |  |  |  | means by which an illuminated display or indicator is powered | [5 empty] | ENUM_CODE_TYPE(0112/2///61987#ABL536) |  |  |  |  | DEPENDENT_P_DET |  |  | 0112/2///61987#ABL536 | 0112/2///61987#ABM761 - none0112/2///61987#ABM295 - integral0112/2///61987#ABM763 - battery0112/2///61987#ABM764 - line0112/2///61987#ABI407 - others |  | 0112/2///61987#ABC205 - Display | 0112/2///61987#ABA000 |  |  |  | Standard |  |  |  | SC65E – IEC 61987 | 0112/2///61987#ABI406 - empty_property | C00091 |  | 0112-2---61987#ABB589 | https://cdd.iec.ch/cdd/iec61987/iec61987.nsf/PropertiesAllVersions/0112-2---61987%23ABB589
0112/2///61987#ABB987 | 001 | 04 | 0112/2///61987#ABB987#001 | influence of alternating bilateral overpressure |  |  |  |  | maximum deviation (modulus) of zero pressure reading after applying successively the maximum positive and then the maximum negative allowed overpressure successively to both sides of a differential pressure transmitter at reference temperature |  |  | % |  |  | REAL_MEASURE_TYPE |  |  |  |  | NON_DEPENDENT_P_DET | [5 empty] | 0112/2///61987#ABC500 - Performance of differential pressure transmitter | 0112/2///61987#ABA000 | 0112/2///62720#UAA000 - percent |  | 0112/2///61987#ABT533 - Percentage | Standard |  |  |  | SC65E – IEC 61987 | - | C00004 |  | 0112-2---61987#ABB987 | https://cdd.iec.ch/cdd/iec61987/iec61987.nsf/PropertiesAllVersions/0112-2---61987%23ABB987
0112/2///61987#ABD542 | 001 | 04 | 0112/2///61987#ABD542#001 | breakaway force to open |  |  |  |  | force needed to overcome static friction when a rotary valve is to be moved from the position close in the direction of opening |  |  | N |  |  | REAL_MEASURE_TYPE |  |  |  |  | NON_DEPENDENT_P_DET | [5 empty] | 0112/2///61987#ABD816 - Calculation results of control devices | 0112/2///61987#ABA000 | 0112/2///62720#UAA235 - newton |  | 0112/2///61987#ABT562 - Force | Standard |  |  |  |  | - | C00004 |  | 0112-2---61987#ABD542 | https://cdd.iec.ch/cdd/iec61987/iec61987.nsf/PropertiesAllVersions/0112-2---61987%23ABD542
0112/2///61987#ABB397 | 004 | 01 | 0112/2///61987#ABB397#004 | fill fluid |  |  |  |  | fluid used to fill an internal cavity in a device or component | [5 empty] | STRING_TYPE |  |  |  |  | NON_DEPENDENT_P_DET | [5 empty] | 0112/2///61987#ABC634 - Structural design of a swirl flow transmitter0112/2///61987#ABC639 - Structural design of a vortex flow transmitter0112/2///61987#ABF341 - Structural design of a hydrostatic pressure level transmitter0112/2///61987#ABF513 - Structural design of temperature gauge | 0112/2///61987#ABA000 |  |  |  | Standard |  |  |  | SC65E – IEC 61987 | - | C00004 |  | 0112-2---61987#ABB397 | https://cdd.iec.ch/cdd/iec61987/iec61987.nsf/PropertiesAllVersions/0112-2---61987%23ABB397
0112/2///61987#ABU306 | 001 | 04 | 0112/2///61987#ABU306#001 | reference to Binary transistor/triac output |  |  |  |  | reference to block ABC141 |  | Id specified in IEC61987-12/-13: ABC771 |  |  |  | CLASS_REFERENCE_TYPE(0112/2///61987#ABC141) 0112/2///61987#ABC141 - Binary transistor/triac output |  |  |  |  | DEPENDENT_P_DET | [5 empty] | 0112/2///61987#ABC667 - Type of output [4] | 0112/2///61987#ABA000 |  |  |  | Standard |  | IEC 61987 | IEC | IEC/SC 65E | 0112/2///61987#ABU292 - output type [4] | C00128 |  | 0112-2---61987#ABU306 | https://cdd.iec.ch/cdd/iec61987/iec61987.nsf/PropertiesAllVersions/0112-2---61987%23ABU306
0112/2///61987#ABE472 | 001 | 01 | 0112/2///61987#ABE472#001 | upper range-limit of linear travel |  |  |  |  | highest value of the linear travel that the device can be adjusted to measure within the specified accuracy limits |  |  | mm |  |  | REAL_MEASURE_TYPE |  |  |  |  | NON_DEPENDENT_P_DET | [5 empty] | 0112/2///61987#ABE567 - Measuring range for travel | 0112/2///61987#ABA000 | 0112/2///62720#UAA862 - millimetre |  | 0112/2///61987#ABT548 - Length short | Standard |  | IEC 61987 | IEC | SC65E | - | C00016 | 001-01 (2018-03-28 07:27:00 by BATCH 00000762) standard | 0112-2---61987#ABE472 | https://cdd.iec.ch/cdd/iec61987/iec61987.nsf/PropertiesAllVersions/0112-2---61987%23ABE472
0112/2///61987#ABU519 | 001 | 02 | 0112/2///61987#ABU519#001 | reference to Device LOP for eccentric plug valve |  |  |  |  | reference to block ABE315 | [5 empty] | CLASS_REFERENCE_TYPE(0112/2///61987#ABE315) 0112/2///61987#ABE315 - Device LOP for eccentric plug valve |  |  |  |  | NON_DEPENDENT_P_DET | [5 empty] | 0112/2///61987#ABD348 - Eccentric plug valve | 0112/2///61987#ABA000 |  |  |  | Standard |  |  |  |  | - | C00004 |  | 0112-2---61987#ABU519 | https://cdd.iec.ch/cdd/iec61987/iec61987.nsf/PropertiesAllVersions/0112-2---61987%23ABU519
0112/2///61987#ABB340 | 005 | 01 | 0112/2///61987#ABB340#005 | pipe schedule |  |  |  |  | characteristic of a pipe rating system giving the wall thickness for the pipe nominal diameter | [5 empty] | ENUM_CODE_TYPE(0112/2///61987#ABL265) |  |  |  |  | DEPENDENT_P_DET |  |  | 0112/2///61987#ABL265 | 0112/2///61987#ABL784 - 50112/2///61987#ABL785 - 5s0112/2///61987#ABL786 - 100112/2///61987#ABL787 - 10s0112/2///61987#ABL788 - 200112/2///61987#ABL789 - 300112/2///61987#ABL790 - 400112/2///61987#ABL791 - 40s0112/2///61987#ABL792 - 600112/2///61987#ABL793 - 800112/2///61987#ABL794 - 80s0112/2///61987#ABL795 - 1000112/2///61987#ABL796 - 1200112/2///61987#ABL797 - 1400112/2///61987#ABL798 - 1600112/2///61987#ABL799 - std0112/2///61987#ABL800 - XS0112/2///61987#ABL801 - XXS0112/2///61987#ABI407 - others |  | 0112/2///61987#ABC246 - Flowtube assembly0112/2///61987#ABC266 - High/single pressure side line or nozzle0112/2///61987#ABC270 - Impulse line0112/2///61987#ABC325 - Low pressure side line or nozzle0112/2///61987#ABC412 - Flow measuring chamber0112/2///61987#ABD831 - Line or nozzle [2]0112/2///61987#ABF378 - Structural design of a thermowell extension0112/2///61987#ABH128 - Process equipment connection0112/2///61987#ABC322 - Line or nozzle | 0112/2///61987#ABA000 |  |  |  | Standard |  |  |  | SC65E – IEC 61987 | 0112/2///61987#ABI406 - empty_property | C00091 |  | 0112-2---61987#ABB340 | https://cdd.iec.ch/cdd/iec61987/iec61987.nsf/PropertiesAllVersions/0112-2---61987%23ABB340
0112/2///61987#ABB669 | 001 | 04 | 0112/2///61987#ABB669#001 | ambient temperature test point |  |  |  |  | ambient temperature to which a statement on its influence applies |  |  | °C |  |  | REAL_MEASURE_TYPE |  |  |  |  | NON_DEPENDENT_P_DET | [5 empty] | 0112/2///61987#ABC274 - Influence of ambient temperature at selected test point | 0112/2///61987#ABA000 | 0112/2///62720#UAA033 - degree Celsius |  | 0112/2///61987#ABT514 - Temperature | Standard |  |  |  | SC65E – IEC 61987 | - | C00004 |  | 0112-2---61987#ABB669 | https://cdd.iec.ch/cdd/iec61987/iec61987.nsf/PropertiesAllVersions/0112-2---61987%23ABB669
0112/2///61987#ABB677 | 001 | 04 | 0112/2///61987#ABB677#001 | process temperature test point |  |  |  |  | process temperature to which a statement of its influence applies |  |  | °C |  |  | REAL_MEASURE_TYPE |  |  |  |  | NON_DEPENDENT_P_DET | [5 empty] | 0112/2///61987#ABC286 - Influence of process temperature at selected test point | 0112/2///61987#ABA000 | 0112/2///62720#UAA033 - degree Celsius |  | 0112/2///61987#ABT514 - Temperature | Standard |  |  |  | SC65E – IEC 61987 | - | C00004 |  | 0112-2---61987#ABB677 | https://cdd.iec.ch/cdd/iec61987/iec61987.nsf/PropertiesAllVersions/0112-2---61987%23ABB677
0112/2///61987#ABF252 | 001 | 02 | 0112/2///61987#ABF252#001 | angular alignment uncertainty of view finder |  |  |  |  | uncertainty, expressed in units of angle, when sighting a target by a view finder |  |  | ° |  |  | REAL_MEASURE_TYPE |  |  |  |  | NON_DEPENDENT_P_DET | [5 empty] | 0112/2///61987#ABF226 - Structural design of a radiation thermometer | 0112/2///61987#ABA000 | 0112/2///62720#UAA024 - degree |  | 0112/2///61987#ABT580 - Angle | Standard |  | IEC 61987 | IEC | SC65E | - | C00019 |  | 0112-2---61987#ABF252 | https://cdd.iec.ch/cdd/iec61987/iec61987.nsf/PropertiesAllVersions/0112-2---61987%23ABF252
0112/2///61987#ABH540 | 001 | 01 | 0112/2///61987#ABH540#001 | input value of mass flow |  |  |  |  | input value of a mass flow table |  |  | kg/h |  |  | REAL_MEASURE_TYPE |  |  |  |  | NON_DEPENDENT_P_DET | [5 empty] | 0112/2///61987#ABH563 - Calibration point of mass flow | 0112/2///61987#ABA000 | 0112/2///62720#UAA607 - kilogram per hour |  | 0112/2///61987#ABT545 - Mass flow rate | Standard |  | IEC 61987 |  | SC65E – IEC 61987 | - | C00018 | 001-01 (2019-03-08 15:35:29 by BATCH 00000766) standard | 0112-2---61987#ABH540 | https://cdd.iec.ch/cdd/iec61987/iec61987.nsf/PropertiesAllVersions/0112-2---61987%23ABH540
0112/2///61987#ABH576 | 001 | 01 | 0112/2///61987#ABH576#001 | value of density indicator/display |  |  |  |  | reading of a value on a display or an indicator representing a density variable |  |  | kg/m³ |  |  | REAL_MEASURE_TYPE |  |  |  |  | NON_DEPENDENT_P_DET | [5 empty] | 0112/2///61987#ABH650 - Output values of density | 0112/2///61987#ABA000 | 0112/2///62720#UAA619 - kilogram per metre cubed |  | 0112/2///61987#ABT573 - Density | Standard |  | IEC 61987 |  | SC65E – IEC 61987 | - | C00018 | 001-01 (2019-03-08 15:35:29 by BATCH 00000766) standard | 0112-2---61987#ABH576 | https://cdd.iec.ch/cdd/iec61987/iec61987.nsf/PropertiesAllVersions/0112-2---61987%23ABH576
0112/2///61987#ABG947 | 001 | 01 | 0112/2///61987#ABG947#001 | reference to Mechanical and electrical construction [temperature transmitter] |  |  |  |  | reference to block ABG387 | [5 empty] | CLASS_REFERENCE_TYPE(0112/2///61987#ABG387) 0112/2///61987#ABG387 - Mechanical and electrical construction [temperature transmitter] |  |  |  |  | NON_DEPENDENT_P_DET | [5 empty] | 0112/2///61987#ABE767 - Device LOP for temperature transmitter | 0112/2///61987#ABA000 |  |  |  | Standard |  | IEC 61987 | IEC | SC65E | - | C00019 | 001-01 (2018-03-28 07:27:12 by BATCH 00000762) standard | 0112-2---61987#ABG947 | https://cdd.iec.ch/cdd/iec61987/iec61987.nsf/PropertiesAllVersions/0112-2---61987%23ABG947
0112/2///61987#ABB520 | 004 | 01 | 0112/2///61987#ABB520#004 | special requirement |  |  |  |  | explosion protection marking indicating an additional requirement to be met | [5 empty] | STRING_TYPE |  |  |  |  | NON_DEPENDENT_P_DET | [5 empty] | 0112/2///61987#ABC232 - Explosion protection design approval | 0112/2///61987#ABA000 |  |  |  | Standard |  |  |  | SC65E – IEC 61987 | - | C00004 |  | 0112-2---61987#ABB520 | https://cdd.iec.ch/cdd/iec61987/iec61987.nsf/PropertiesAllVersions/0112-2---61987%23ABB520
0112/2///61987#ABF732 | 001 | 01 | 0112/2///61987#ABF732#001 | reference to Structural design of a capacitance level transmitter/switch |  |  |  |  | reference to block ABF136 | [5 empty] | CLASS_REFERENCE_TYPE(0112/2///61987#ABF136) 0112/2///61987#ABF136 - Structural design of a capacitance level transmitter/switch |  |  |  |  | NON_DEPENDENT_P_DET | [5 empty] | 0112/2///61987#ABG411 - Structural design [capacitance level transmitter/switch] | 0112/2///61987#ABA000 |  |  |  | Standard |  | IEC 61987 | IEC | SC65E | - | C00018 | 001-01 (2018-03-28 07:27:08 by BATCH 00000762) standard | 0112-2---61987#ABF732 | https://cdd.iec.ch/cdd/iec61987/iec61987.nsf/PropertiesAllVersions/0112-2---61987%23ABF732
0112/2///61987#ABD437 | 004 | 01 | 0112/2///61987#ABD437#004 | permitted fluid group gas |  |  |  |  | classification of a gaseous substance (fluid) according to its hazard potential according the Pressure Equipment Directive 97/23/EC of the European Community that the device is designed to safely work with | [5 empty] | ENUM_CODE_TYPE(0112/2///61987#ABJ780) |  |  |  |  | DEPENDENT_P_DET |  |  | 0112/2///61987#ABJ780 | 0112/2///61987#ABL156 - group 10112/2///61987#ABL157 - group 20112/2///61987#ABI407 - others |  | 0112/2///61987#ABC525 - Pressure equipment directive | 0112/2///61987#ABA000 |  |  |  | Standard |  |  |  | SC65E – IEC 61987 | 0112/2///61987#ABI406 - empty_property | C00091 |  | 0112-2---61987#ABD437 | https://cdd.iec.ch/cdd/iec61987/iec61987.nsf/PropertiesAllVersions/0112-2---61987%23ABD437
0112/2///61987#ABC846 | 004 | 02 | 0112/2///61987#ABC846#004 | reference to Electrical loop power supply |  |  |  |  | reference to block ABC216 | [5 empty] | CLASS_REFERENCE_TYPE(0112/2///61987#ABC216) 0112/2///61987#ABC216 - Electrical loop power supply |  |  |  |  | DEPENDENT_P_DET | [5 empty] | 0112/2///61987#ABC135 - Available power supply | 0112/2///61987#ABA000 |  |  |  | Standard |  | IEC 61987 | IEC | IEC SC65E | 0112/2///61987#ABB358 - number of loop power supplies | C00112 |  | 0112-2---61987#ABC846 | https://cdd.iec.ch/cdd/iec61987/iec61987.nsf/PropertiesAllVersions/0112-2---61987%23ABC846
0112/2///61987#ABA048 | 004 | 01 | 0112/2///61987#ABA048#004 | designation of digital communication channel |  |  |  |  | alphanumeric character sequence identifying a digital communication channel | [5 empty] | STRING_TYPE |  |  |  |  | NON_DEPENDENT_P_DET | [5 empty] | 0112/2///61987#ABC163 - Communication variable | 0112/2///61987#ABA000 |  |  |  | Standard |  |  |  | SC65E – IEC 61987 | - | C00004 |  | 0112-2---61987#ABA048 | https://cdd.iec.ch/cdd/iec61987/iec61987.nsf/PropertiesAllVersions/0112-2---61987%23ABA048
0112/2///61987#ABA566 | 006 | 01 | 0112/2///61987#ABA566#006 | type of product |  |  |  |  | characterization of the device based on its usage, operation principle, and its fabricated form | [5 empty] | ENUM_CODE_TYPE(0112/2///61987#ABN418) |  |  |  |  | DEPENDENT_P_DET |  |  | 0112/2///61987#ABN418 | 0112/2///61987#ABN419 - flow transmitter0112/2///61987#ABN420 - coriolis mass flow transmitter0112/2///61987#ABN421 - swirl flow transmitter0112/2///61987#ABN422 - electromagnetic flow transmitter0112/2///61987#ABN423 - electromagnetic insertion flow transmitter0112/2///61987#ABN424 - differential pressure flow transmitter0112/2///61987#ABN425 - oval gear flow transmitter0112/2///61987#ABN426 - oval gear flow gauge0112/2///61987#ABN427 - piston flow transmitter0112/2///61987#ABN428 - piston flow gauge0112/2///61987#ABN429 - thermal mass flow transmitter0112/2///61987#ABN430 - turbine/propeller/Woltmann flow transmitter0112/2///61987#ABN431 - turbine/propeller/Woltmann flow gauge0112/2///61987#ABN432 - ultrasonic flow transmitter0112/2///61987#ABN433 - variable area flow transmitter0112/2///61987#ABN434 - variable area flow gauge0112/2///61987#ABN435 - vortex flow transmitter0112/2///61987#ABN436 - positive displacement flow transmitter0112/2///61987#ABN437 - positive displacement flow gauge0112/2///61987#ABN438 - helix flow transmitter0112/2///61987#ABN439 - helix flow gauge0112/2///61987#ABN440 - remote/separate transmitter0112/2///61987#ABN441 - gauge pressure transmitter0112/2///61987#ABN442 - absolute pressure transmitter0112/2///61987#ABL033 - differential pressure transmitter0112/2///61987#ABN444 - gauge pressure gauge0112/2///61987#ABN445 - absolute pressure gauge0112/2///61987#ABN446 - differential pressure gauge0112/2///61987#ABL036 - remote seal0112/2///61987#ABN448 - manifold0112/2///61987#ABN449 - temperature gauge0112/2///61987#ABN450 - contact temperature transmitter0112/2///61987#ABN451 - radiation thermometer0112/2///61987#ABN452 - temperature connection head0112/2///61987#ABN453 - insert/element0112/2///61987#ABN454 - thermowell0112/2///61987#ABN455 - thermowell extension0112/2///61987#ABN456 - temperature transmitter0112/2///61987#ABN457 - separate temperature transmitter0112/2///61987#ABN458 - magnetic level gauge0112/2///61987#ABN459 - sight level gauge0112/2///61987#ABN460 - rotary paddle switch0112/2///61987#ABN461 - thermal level switch0112/2///61987#ABN462 - vibrating level switch0112/2///61987#ABN463 - optical level switch0112/2///61987#ABN464 - level transmitter0112/2///61987#ABN465 - displacer level transmitter0112/2///61987#ABN466 - displacer level switch0112/2///61987#ABN467 - capacitance level transmitter0112/2///61987#ABN468 - capacitance level switch0112/2///61987#ABN469 - conductance level transmitter0112/2///61987#ABN470 - conductance level switch0112/2///61987#ABN471 - float level transmitter0112/2///61987#ABN472 - float level switch0112/2///61987#ABN473 - hydrostatic pressure level transmitter0112/2///61987#ABN474 - plumb bob level transmitter0112/2///61987#ABN475 - free-space radar level transmitter0112/2///61987#ABN476 - guided-wave radar level transmitter0112/2///61987#ABN477 - guided-wave radar level switch0112/2///61987#ABN478 - ultrasonic level transmitter0112/2///61987#ABN479 - ultrasonic level switch0112/2///61987#ABN480 - nuclear level transmitter0112/2///61987#ABN481 - nuclear level switch0112/2///61987#ABN482 - laser level transmitter0112/2///61987#ABN483 - servo level transmitter0112/2///61987#ABN484 - microwave level switch0112/2///61987#ABN485 - sight level indicator0112/2///61987#ABL069 - stilling well0112/2///61987#ABL070 - window0112/2///61987#ABM031 - bypass0112/2///61987#ABN489 - measuring chamber0112/2///61987#ABN490 - level switch0112/2///61987#ABN491 - separate level transmitter0112/2///61987#ABN492 - separate level switching unit0112/2///61987#ABN493 - buoyancy density transmitter0112/2///61987#ABN494 - refractive index density transmitter0112/2///61987#ABN495 - vibrating tube density transmitter0112/2///61987#ABN496 - radiometric density transmitter0112/2///61987#ABN497 - vibrating fork transmitter0112/2///61987#ABN498 - rod density transmitter0112/2///61987#ABN499 - ultrasonic density transmitter0112/2///61987#ABN500 - microwave density transmitter0112/2///61987#ABN501 - density transmitter0112/2///61987#ABN502 - separate density transmitter0112/2///61987#ABN503 - valve body assembly0112/2///61987#ABN504 - globe valve0112/2///61987#ABN505 - gate valve0112/2///61987#ABN506 - diaphragm/pinch valve0112/2///61987#ABN507 - butterfly valve0112/2///61987#ABN508 - eccentric plug valve0112/2///61987#ABN509 - plug valve0112/2///61987#ABN510 - ball valve0112/2///61987#ABN511 - pressure reducing regulator0112/2///61987#ABN512 - back pressure/excess pressure regulator0112/2///61987#ABN513 - pneumatic linear actuator0112/2///61987#ABN514 - pneumatic rotary actuator0112/2///61987#ABN515 - positioner0112/2///61987#ABN516 - limit switch0112/2///61987#ABN517 - solenoid valve0112/2///61987#ABN518 - filter regulator0112/2///61987#ABN519 - restriction orifice0112/2///61987#ABN520 - diffuser0112/2///61987#ABN521 - I/P converter0112/2///61987#ABN522 - position transmitter0112/2///61987#ABI407 - others |  | 0112/2///61987#ABC164 - Component part0112/2///61987#ABC330 - Manufacturer identification0112/2///61987#ABC269 - Identification | 0112/2///61987#ABA000 |  |  |  | Standard |  |  |  | SC65E – IEC 61987 | 0112/2///61987#ABI406 - empty_property | C00091 |  | 0112-2---61987#ABA566 | https://cdd.iec.ch/cdd/iec61987/iec61987.nsf/PropertiesAllVersions/0112-2---61987%23ABA566
0112/2///61987#ABB384 | 002 | 01 | 0112/2///61987#ABB384#002 | arrangement of coils |  |  |  |  | classification of the arrangement of coils according to their electrical interconnection or in relation to a main direction | for flowmeter, the main direction is the flowtube |  |  |  |  | ENUM_CODE_TYPE(0112/2///61987#ABL565) |  |  |  |  | DEPENDENT_P_DET |  |  | 0112/2///61987#ABL565 | 0112/2///61987#ABM862 - parallel0112/2///61987#ABM863 - series0112/2///61987#ABI407 - others |  | 0112/2///61987#ABC240 - Field coils | 0112/2///61987#ABA000 |  |  |  | Standard |  |  |  | SC65E – IEC 61987 | 0112/2///61987#ABI406 - empty_property | C00091 |  | 0112-2---61987#ABB384 | https://cdd.iec.ch/cdd/iec61987/iec61987.nsf/PropertiesAllVersions/0112-2---61987%23ABB384
0112/2///61987#ABF218 | 002 | 01 | 0112/2///61987#ABF218#002 | type of vent valve |  |  |  |  | classification of a vent valve according to its mechanical design | [5 empty] | ENUM_CODE_TYPE(0112/2///61987#ABJ795) |  |  |  |  | DEPENDENT_P_DET |  |  | 0112/2///61987#ABJ795 | 0112/2///61987#ABL224 - plug-type0112/2///61987#ABL225 - screw-type0112/2///61987#ABI407 - others |  | 0112/2///61987#ABF023 - Structural design of a bypass/measuring chamber | 0112/2///61987#ABA000 |  |  |  | Standard |  | IEC 61987 | IEC | SC65E | 0112/2///61987#ABI406 - empty_property | C00091 |  | 0112-2---61987#ABF218 | https://cdd.iec.ch/cdd/iec61987/iec61987.nsf/PropertiesAllVersions/0112-2---61987%23ABF218
0112/2///61987#ABF824 | 001 | 01 | 0112/2///61987#ABF824#001 | reference to Insert/element |  |  |  |  | reference to block ABF515 | [5 empty] | CLASS_REFERENCE_TYPE(0112/2///61987#ABF515) 0112/2///61987#ABF515 - Insert/element |  |  |  |  | NON_DEPENDENT_P_DET | [5 empty] | 0112/2///61987#ABF513 - Structural design of temperature gauge | 0112/2///61987#ABA000 |  |  |  | Standard |  | IEC 61987 | IEC | SC65E | - | C00019 | 001-01 (2018-03-28 07:27:09 by BATCH 00000762) standard | 0112-2---61987#ABF824 | https://cdd.iec.ch/cdd/iec61987/iec61987.nsf/PropertiesAllVersions/0112-2---61987%23ABF824
0112/2///61987#ABU295 | 001 | 03 | 0112/2///61987#ABU295#001 | performance variable type [3] |  |  |  |  | polymorphism property specifying the process variable to which the performance applies |  | polymorphic control property; Id specified in IEC61987-12/-13: ABB758 |  |  |  | ENUM_STRING_TYPE(0112/2///61987#ABU108(Percentage performance,Percentage performance for pressure,Absolute performance for mass flow,Absolute performance for flow velocity,Absolute performance for actual volume flow,Absolute performance for normalized volume flow,Absolute performance for pressure,Absolute performance for temperature,Absolute performance for other variable)) |  | 0112/2///61987#ABU108 |  |  | CONDITION_DET |  |  | 0112/2///61987#ABU108 | 0112/2///61987#ABU060 - IEC61987-11 Name of Percentage performance0112/2///61987#ABU076 - IEC61987-11 Name of Percentage performance for pressure0112/2///61987#ABU031 - IEC61987-11 Name of Absolute performance for mass flow0112/2///61987#ABU032 - IEC61987-11 Name of Absolute performance for flow velocity0112/2///61987#ABU033 - IEC61987-11 Name of Absolute performance for actual volume flow0112/2///61987#ABU034 - IEC61987-11 Name of Absolute performance for normalized volume flow0112/2///61987#ABU077 - IEC61987-11 Name of Absolute performance for pressure0112/2///61987#ABU061 - IEC61987-11 Name of Absolute performance for temperature0112/2///61987#ABU062 - IEC61987-11 Name of Absolute performance for other variable |  | 0112/2///61987#ABC673 - Type of performance variable [3] | 0112/2///61987#ABA000 |  |  |  | Standard |  | IEC 61987 | IEC | IEC/SC 65E | - | C00112 |  | 0112-2---61987#ABU295 | https://cdd.iec.ch/cdd/iec61987/iec61987.nsf/PropertiesAllVersions/0112-2---61987%23ABU295
0112/2///61987#ABP218 | 001 | 01 | 0112/2///61987#ABP218#001 | reference to Analog current input [I/O module] |  |  |  |  | reference to block ABP014 | [5 empty] | CLASS_REFERENCE_TYPE(0112/2///61987#ABP014) 0112/2///61987#ABP014 - Analog current input [I/O module] |  |  |  |  | NON_DEPENDENT_P_DET | [5 empty] | 0112/2///61987#ABP044 - Input [I/O module] | 0112/2///61987#ABA000 |  |  |  | Standard |  | IEC 61987 | IEC | IEC/SC 65E | - | C00128 | 001-01 (2023-01-23 14:53:53 by BATCH 00000807) standard | 0112-2---61987#ABP218 | https://cdd.iec.ch/cdd/iec61987/iec61987.nsf/PropertiesAllVersions/0112-2---61987%23ABP218
0112/2///61987#ABB219 | 001 | 05 | 0112/2///61987#ABB219#001 | set upper range end-value of interval of temperature |  |  |  |  | value defining the end of a subrange for temperature |  |  | °C |  |  | REAL_MEASURE_TYPE |  |  |  |  | NON_DEPENDENT_P_DET | [5 empty] | 0112/2///61987#ABC078 - Accuracy for a subrange of temperature | 0112/2///61987#ABA000 | 0112/2///62720#UAA033 - degree Celsius |  | 0112/2///61987#ABT514 - Temperature | Standard |  | IEC 61987 | IEC | IEC/SC 65E | - | C00128 |  | 0112-2---61987#ABB219 | https://cdd.iec.ch/cdd/iec61987/iec61987.nsf/PropertiesAllVersions/0112-2---61987%23ABB219
0112/2///61987#ABA983 | 001 | 04 | 0112/2///61987#ABA983#001 | maximum input current (Ii) |  |  |  |  | maximum current (peak a.c. or d.c) that can be applied to the connection facilities of the apparatus without invalidating the type of protection |  |  | mA |  |  | REAL_MEASURE_TYPE |  |  | IEC 60050, part 426-11-13 (Draft) |  | NON_DEPENDENT_P_DET | [5 empty] | 0112/2///61987#ABC586 - Safety related properties for passive behaviour | 0112/2///61987#ABA000 | 0112/2///62720#UAA775 - milliampere |  | 0112/2///61987#ABT567 - Electrical current | Standard |  |  |  | SC65E – IEC 61987 | - | C00004 |  | 0112-2---61987#ABA983 | https://cdd.iec.ch/cdd/iec61987/iec61987.nsf/PropertiesAllVersions/0112-2---61987%23ABA983
0112/2///61987#ABC985 | 001 | 02 | 0112/2///61987#ABC985#001 | reference to Material of displacement element |  |  |  |  | reference to block ABC355 | [5 empty] | CLASS_REFERENCE_TYPE(0112/2///61987#ABC355) 0112/2///61987#ABC355 - Material of displacement element |  |  |  |  | NON_DEPENDENT_P_DET | [5 empty] | 0112/2///61987#ABC627 - Structural design of a helix flow transmitter or gauge0112/2///61987#ABC628 - Structural design of a positive displacement flow transmitter or gauge0112/2///61987#ABC632 - Structural design of a piston flow transmitter or gauge0112/2///61987#ABC640 - Structural design of an (oval) gear flow transmitter or gauge | 0112/2///61987#ABA000 |  |  |  | Standard |  |  |  | SC65E – IEC 61987 | - | C00004 |  | 0112-2---61987#ABC985 | https://cdd.iec.ch/cdd/iec61987/iec61987.nsf/PropertiesAllVersions/0112-2---61987%23ABC985
0112/2///61987#ABP302 | 001 | 01 | 0112/2///61987#ABP302#001 | reference standard for switching time |  |  |  |  | standard to which a switching time refers | [5 empty] | STRING_TYPE |  |  |  |  | NON_DEPENDENT_P_DET | [5 empty] | 0112/2///61987#ABE559 - Parameters of solenoid valve | 0112/2///61987#ABA000 |  |  |  | Standard |  | IEC 61987 | IEC | IEC/SC 65E | - | C00128 | 001-01 (2023-01-23 14:53:54 by BATCH 00000807) standard | 0112-2---61987#ABP302 | https://cdd.iec.ch/cdd/iec61987/iec61987.nsf/PropertiesAllVersions/0112-2---61987%23ABP302
0112/2///61987#ABU641 | 001 | 02 | 0112/2///61987#ABU641#001 | reference to Phase [density] |  |  |  |  | reference to block ABG458 | [5 empty] | CLASS_REFERENCE_TYPE(0112/2///61987#ABG458) 0112/2///61987#ABG458 - Phase [density] |  |  |  |  | DEPENDENT_P_DET | [5 empty] | 0112/2///61987#ABH054 - Process case variables [density] | 0112/2///61987#ABA000 |  |  |  | Standard |  | IEC 61987 | IEC | IEC SC65E | 0112/2///61987#ABB295 - number of phases | C00112 |  | 0112-2---61987#ABU641 | https://cdd.iec.ch/cdd/iec61987/iec61987.nsf/PropertiesAllVersions/0112-2---61987%23ABU641
0112/2///61987#ABD670 | 001 | 03 | 0112/2///61987#ABD670#001 | number of linear limit stops |  |  |  |  | @number of linear limit stops |  | cardinality property |  |  |  | INT_TYPE |  |  |  |  | CONDITION_DET | [5 empty] | 0112/2///61987#ABD843 - Design conditions for actuators0112/2///61987#ABD961 - Parameters of pneumatic linear actuator0112/2///61987#ABD966 - Parameters of valve body assembly [2] | 0112/2///61987#ABA000 |  |  |  | Standard |  |  |  |  | - | C00004 |  | 0112-2---61987#ABD670 | https://cdd.iec.ch/cdd/iec61987/iec61987.nsf/PropertiesAllVersions/0112-2---61987%23ABD670
0112/2///61987#ABI059 | 001 | 01 | 0112/2///61987#ABI059#001 | trend configuration |  |  |  |  | completion of a CPF 9 trend configuration | CPF 9 is the IEC 61784 acronym for HART. |  |  |  |  | INT_TYPE |  |  |  |  | NON_DEPENDENT_P_DET | [5 empty] | 0112/2///61987#ABH918 - HART data link parameters | 0112/2///61987#ABA000 |  |  |  | Standard |  |  |  | SC65E – IEC 61987 | - | C00019 | 001-01 (2018-03-28 07:27:16 by BATCH 00000762) standard | 0112-2---61987#ABI059 | https://cdd.iec.ch/cdd/iec61987/iec61987.nsf/PropertiesAllVersions/0112-2---61987%23ABI059
0112/2///61987#ABI423 | 002 | 01 | 0112/2///61987#ABI423#002 | volume |  |  |  |  | amount of three-dimensional space that an object occupies |  |  | l |  |  | REAL_MEASURE_TYPE |  |  |  |  | NON_DEPENDENT_P_DET | [5 empty] | 0112/2///61987#ABI414 - Gross dimensions and weight0112/2///61987#ABI417 - Packing information | 0112/2///61987#ABA000 | 0112/2///62720#UAA649 - litre |  | 0112/2///61987#ABT505 - Volume | Standard |  |  |  | SC65E – IEC 61987 | - | C00018 |  | 0112-2---61987#ABI423 | https://cdd.iec.ch/cdd/iec61987/iec61987.nsf/PropertiesAllVersions/0112-2---61987%23ABI423
0112/2///61987#ABP287 | 001 | 01 | 0112/2///61987#ABP287#001 | identifier of channel |  |  |  |  | alphanumeric character sequence uniquely identifying a channel | [5 empty] | STRING_TYPE |  |  |  |  | NON_DEPENDENT_P_DET | [5 empty] | 0112/2///61987#ABP044 - Input [I/O module]0112/2///61987#ABP052 - Output [I/O module] | 0112/2///61987#ABA000 |  |  |  | Standard |  | IEC 61987 | IEC | IEC/SC 65E | - | C00128 | 001-01 (2023-01-23 14:53:53 by BATCH 00000807) standard | 0112-2---61987#ABP287 | https://cdd.iec.ch/cdd/iec61987/iec61987.nsf/PropertiesAllVersions/0112-2---61987%23ABP287
0112/2///61987#ABI426 | 001 | 01 | 0112/2///61987#ABI426#001 | minimum limiting value of transportation air pressure |  |  |  |  | lowest air pressure to which a device may be subjected during transportation without permanent impairment of operating characteristics |  |  | mbar |  |  | REAL_MEASURE_TYPE |  |  |  |  | NON_DEPENDENT_P_DET | [5 empty] | 0112/2///61987#ABI413 - Packaging and transportation | 0112/2///61987#ABA000 | 0112/2///62720#UAA810 - millibar |  | 0112/2///61987#ABT524 - Pressure | Standard |  |  |  | SC65E – IEC 61987 | - | C00018 | 001-01 (2019-03-08 15:35:32 by BATCH 00000766) standard | 0112-2---61987#ABI426 | https://cdd.iec.ch/cdd/iec61987/iec61987.nsf/PropertiesAllVersions/0112-2---61987%23ABI426
0112/2///61987#ABH459 | 001 | 01 | 0112/2///61987#ABH459#001 | reference to Rated Operating Conditions [15] |  |  |  |  | reference to block ABH458 | [5 empty] | CLASS_REFERENCE_TYPE(0112/2///61987#ABH458) 0112/2///61987#ABH458 - Rated operating conditions [27] |  |  |  |  | NON_DEPENDENT_P_DET | [5 empty] | 0112/2///61987#ABA010 - Device LOP for orifice/differential pressure flow transmitter | 0112/2///61987#ABA000 |  |  |  | Standard |  |  |  | SC65E – IEC 61987 | - | C00019 | 001-01 (2018-03-28 07:27:15 by BATCH 00000762) standard | 0112-2---61987#ABH459 | https://cdd.iec.ch/cdd/iec61987/iec61987.nsf/PropertiesAllVersions/0112-2---61987%23ABH459
0112/2///61987#ABD580 | 002 | 01 | 0112/2///61987#ABD580#002 | extent of surface treatment |  |  |  |  | list of internal elements which have been treated or coated | [5 empty] | ENUM_CODE_TYPE(0112/2///61987#ABL614) |  |  |  |  | DEPENDENT_P_DET |  |  | 0112/2///61987#ABL614 | 0112/2///61987#ABN082 - seating surface only0112/2///61987#ABN083 - closure member and seat ring surfaces0112/2///61987#ABI407 - others |  | 0112/2///61987#ABE405 - Surface treatment | 0112/2///61987#ABA000 |  |  |  | Standard |  |  |  |  | 0112/2///61987#ABI406 - empty_property | C00091 |  | 0112-2---61987#ABD580 | https://cdd.iec.ch/cdd/iec61987/iec61987.nsf/PropertiesAllVersions/0112-2---61987%23ABD580
0112/2///61987#ABV158 | 002 | 05 | 0112/2///61987#ABV158#002 | reference to Design ratings for thermowell |  |  |  |  | reference to block ABV234 | [5 empty] | CLASS_REFERENCE_TYPE(0112/2///61987#ABV234) 0112/2///61987#ABV234 - Design ratings for thermowell |  |  |  |  | DEPENDENT_P_DET | [5 empty] | 0112/2///61987#ABG477 - Pressure-temperature design conditions [temperature] | 0112/2///61987#ABA000 |  |  |  | Standard |  | IEC 61987 | IEC | IEC SC65E | 0112/2///61987#ABF555 - number of design ratings for thermowell | C00112 |  | 0112-2---61987#ABV158 | https://cdd.iec.ch/cdd/iec61987/iec61987.nsf/PropertiesAllVersions/0112-2---61987%23ABV158
0112/2///61987#ABB715 | 002 | 01 | 0112/2///61987#ABB715#002 | reference base for electromagnetic interference on span |  |  |  |  | basis for stating an influence of an electromagnetic field | [5 empty] | ENUM_CODE_TYPE(0112/2///61987#ABJ764) |  |  |  |  | DEPENDENT_P_DET |  |  | 0112/2///61987#ABJ764 | 0112/2///61987#ABL009 - relative to calibrated span0112/2///61987#ABL010 - relative to full scale0112/2///61987#ABL011 - relative to measured value0112/2///61987#ABL012 - relative to measuring upper range-limit0112/2///61987#ABL013 - relative to span0112/2///61987#ABI407 - others |  | 0112/2///61987#ABC275 - Influence of electromagnetic interference | 0112/2///61987#ABA000 |  |  |  | Standard |  |  |  | SC65E – IEC 61987 | 0112/2///61987#ABI406 - empty_property | C00091 |  | 0112-2---61987#ABB715 | https://cdd.iec.ch/cdd/iec61987/iec61987.nsf/PropertiesAllVersions/0112-2---61987%23ABB715
0112/2///61987#ABU644 | 001 | 01 | 0112/2///61987#ABU644#001 | reference to Gas/vapor phase [density] |  |  |  |  | reference to block ABG464 | [5 empty] | CLASS_REFERENCE_TYPE(0112/2///61987#ABG464) 0112/2///61987#ABG464 - Gas/vapor phase [density] |  |  |  |  | DEPENDENT_P_DET | [5 empty] | 0112/2///61987#ABG458 - Phase [density] | 0112/2///61987#ABA000 |  |  |  | Standard |  | IEC 61987 | IEC | SC65E | 0112/2///61987#ABU640 - phase type | C00017 | 001-01 (2018-03-28 07:27:21 by BATCH 00000762) standard | 0112-2---61987#ABU644 | https://cdd.iec.ch/cdd/iec61987/iec61987.nsf/PropertiesAllVersions/0112-2---61987%23ABU644
0112/2///61987#ABJ644 | 001 | 01 | 0112/2///61987#ABJ644#001 | REMOTE_SETPOINT_STATUS |  |  |  |  | parameter indicating the status of the remote setpoint | [5 empty] | INT_TYPE |  |  |  |  | NON_DEPENDENT_P_DET | [5 empty] | 0112/2///61987#ABI765 - REMOTE_SETPOINT | 0112/2///61987#ABA000 |  |  |  | Standard |  |  |  | SC65E – IEC 61987 | - | C00019 | 001-01 (2019-03-08 15:35:34 by BATCH 00000766) standard | 0112-2---61987#ABJ644 | https://cdd.iec.ch/cdd/iec61987/iec61987.nsf/PropertiesAllVersions/0112-2---61987%23ABJ644
0112/2///61987#ABD668 | 003 | 01 | 0112/2///61987#ABD668#003 | number of end connections |  |  |  |  | @number of end connections |  | cardinality property |  |  |  | INT_TYPE |  |  |  |  | CONDITION_DET | [5 empty] | 0112/2///61987#ABE614 - Structural design of a restriction orifice/diffuser0112/2///61987#ABD812 - Body of valve [2]0112/2///61987#ABD813 - Body of valve [3]0112/2///61987#ABD814 - Body of valve [1]0112/2///61987#ABE610 - Body of filter regulator | 0112/2///61987#ABA000 |  |  |  | Standard |  |  |  |  | - | C00004 |  | 0112-2---61987#ABD668 | https://cdd.iec.ch/cdd/iec61987/iec61987.nsf/PropertiesAllVersions/0112-2---61987%23ABD668
0112/2///61987#ABH007 | 001 | 01 | 0112/2///61987#ABH007#001 | reference to Structural design [ultrasonic density transmitter] |  |  |  |  | reference to block ABG447 | [5 empty] | CLASS_REFERENCE_TYPE(0112/2///61987#ABG447) 0112/2///61987#ABG447 - Structural design [ultrasonic density transmitter] |  |  |  |  | NON_DEPENDENT_P_DET | [5 empty] | 0112/2///61987#ABG402 - Mechanical and electrical construction [ultrasonic density transmitter] | 0112/2///61987#ABA000 |  |  |  | Standard |  | IEC 61987 | IEC | SC65E | - | C00017 | 001-01 (2018-03-28 07:27:12 by BATCH 00000762) standard | 0112-2---61987#ABH007 | https://cdd.iec.ch/cdd/iec61987/iec61987.nsf/PropertiesAllVersions/0112-2---61987%23ABH007
0112/2///61987#ABH161 | 001 | 01 | 0112/2///61987#ABH161#001 | reference height of zero level |  |  |  |  | distance from the vessel zero reference point to the position at which zero level shall be indicated |  |  | m |  |  | REAL_MEASURE_TYPE |  |  |  |  | NON_DEPENDENT_P_DET | [5 empty] | 0112/2///61987#ABH159 - Level measurement instrument installation | 0112/2///61987#ABA000 | 0112/2///62720#UAA726 - metre |  | 0112/2///61987#ABT548 - Length short | Standard |  | IEC 61987 | IEC | SC65E | - | C00018 | 001-01 (2018-03-28 07:27:13 by BATCH 00000762) standard | 0112-2---61987#ABH161 | https://cdd.iec.ch/cdd/iec61987/iec61987.nsf/PropertiesAllVersions/0112-2---61987%23ABH161
0112/2///61987#ABI037 | 001 | 01 | 0112/2///61987#ABI037#001 | number of Manufacturer-specific block parameters |  |  |  |  | cardinal property for the Manufacturer-specific block parameter | [5 empty] | INT_TYPE |  |  |  |  | CONDITION_DET | [5 empty] | 0112/2///61987#ABH841 - Device (resource) block0112/2///61987#ABH843 - Flow technology block0112/2///61987#ABH849 - Level technology block0112/2///61987#ABH867 - Pressure technology block0112/2///61987#ABH869 - Temperature technology block0112/2///61987#ABH876 - Analog input function block0112/2///61987#ABH878 - Discrete input function block0112/2///61987#ABH885 - Control function block0112/2///61987#ABH888 - Analog output function block0112/2///61987#ABH890 - Discrete output function block0112/2///61987#ABH901 - Pulse input function block0112/2///61987#ABH904 - Calculation function block0112/2///61987#ABI752 - On-off actuation technology block0112/2///61987#ABI807 - Density technology block0112/2///61987#ABI812 - Modulation actuation technology block0112/2///61987#ABJ615 - Other measurement technology block | 0112/2///61987#ABA000 |  |  |  | Standard |  |  |  | SC65E – IEC 61987 | - | C00018 | 001-01 (2019-03-08 15:35:31 by BATCH 00000766) standard | 0112-2---61987#ABI037 | https://cdd.iec.ch/cdd/iec61987/iec61987.nsf/PropertiesAllVersions/0112-2---61987%23ABI037
0112/2///61987#ABU173 | 001 | 03 | 0112/2///61987#ABU173#001 | reference to Analog voltage output [1] |  |  |  |  | reference to block ABC095 |  | Id specified in IEC61987-12/-13: ABC725 |  |  |  | CLASS_REFERENCE_TYPE(0112/2///61987#ABC095) 0112/2///61987#ABC095 - Analog voltage output [1] |  |  |  |  | DEPENDENT_P_DET | [5 empty] | 0112/2///61987#ABC665 - Type of output [2] | 0112/2///61987#ABA000 |  |  |  | Standard |  |  |  | SC65E – IEC 61987 | 0112/2///61987#ABU166 - output type [2] | C00004 |  | 0112-2---61987#ABU173 | https://cdd.iec.ch/cdd/iec61987/iec61987.nsf/PropertiesAllVersions/0112-2---61987%23ABU173
0112/2///61987#ABB664 | 001 | 04 | 0112/2///61987#ABB664#001 | average influence of ambient temperature |  |  |  |  | change in output caused by a change in ambient temperature with respect to reference conditions, expressed as the average error across the specified ambient temperature range | Testing and selection of test temperatures is described in IEC 61298-3 |  | %/K |  |  | REAL_MEASURE_TYPE |  |  |  |  | NON_DEPENDENT_P_DET | [5 empty] | 0112/2///61987#ABJ593 - Influence of external quantities expressed as a percentage [5]0112/2///61987#ABC276 - Influence of external quantities expressed as a percentage0112/2///61987#ABD890 - Influence of external quantities expressed as a percentage [2]0112/2///61987#ABG313 - Influence of external quantities expressed as a percentage [3]0112/2///61987#ABG314 - Influence of external quantities expressed as a percentage [4]0112/2///61987#ABP034 - Influence of external quantities expressed as a percentage [I/O module] | 0112/2///61987#ABA000 | 0112/2///62720#UAA008 - percent per kelvin |  | 0112/2///61987#ABT527 - Percentage per temperature | Standard |  |  |  | SC65E – IEC 61987 | - | C00004 |  | 0112-2---61987#ABB664 | https://cdd.iec.ch/cdd/iec61987/iec61987.nsf/PropertiesAllVersions/0112-2---61987%23ABB664
0112/2///61987#ABB643 | 002 | 01 | 0112/2///61987#ABB643#002 | reference electrical conductivity |  |  |  |  | electrical conductivity of the process material with which the performance of a device was tested |  |  | µS/cm |  |  | LEVEL(MIN,NOM,MAX) OF REAL_MEASURE_TYPE |  |  |  |  | NON_DEPENDENT_P_DET | [5 empty] | 0112/2///61987#ABC574 - Reference process conditions0112/2///61987#ABG246 - Reference process conditions [2] | 0112/2///61987#ABA000 | 0112/2///62720#UAA075 - microsiemens per centimetre |  | 0112/2///61987#ABT568 - Electrical conductivity | Standard |  |  |  | SC65E – IEC 61987 | - | C00004 |  | 0112-2---61987#ABB643 | https://cdd.iec.ch/cdd/iec61987/iec61987.nsf/PropertiesAllVersions/0112-2---61987%23ABB643
0112/2///61987#ABF026 | 001 | 01 | 0112/2///61987#ABF026#001 | angle of emission |  |  |  |  | opening angle of the cone formed by a wave emission, measured at that position where the intensity drops to half of its maximum value |  |  | ° |  |  | REAL_MEASURE_TYPE |  |  |  |  | NON_DEPENDENT_P_DET | [5 empty] | 0112/2///61987#ABF168 - Sonic probe0112/2///61987#ABF182 - Structural design of an ultrasonic level transmitter0112/2///61987#ABF525 - Microwave emitter0112/2///61987#ABF542 - Laser probe0112/2///61987#ABH208 - Structural design of an antenna | 0112/2///61987#ABA000 | 0112/2///62720#UAA024 - degree |  | 0112/2///61987#ABT580 - Angle | Standard |  |  |  | SC65E – IEC 61987 | - | C0018 | 001-01 (2018-03-28 07:27:03 by BATCH 00000762) standard | 0112-2---61987#ABF026 | https://cdd.iec.ch/cdd/iec61987/iec61987.nsf/PropertiesAllVersions/0112-2---61987%23ABF026
0112/2///61987#ABH310 | 001 | 01 | 0112/2///61987#ABH310#001 | reference to Window |  |  |  |  | reference to block ABH204 | [5 empty] | CLASS_REFERENCE_TYPE(0112/2///61987#ABH204) 0112/2///61987#ABH204 - Window |  |  |  |  | NON_DEPENDENT_P_DET | [5 empty] | 0112/2///61987#ABG478 - Process equipment [level] | 0112/2///61987#ABA000 |  |  |  | Standard |  | IEC 61987 | IEC | SC65E | - | C00018 | 001-01 (2018-03-28 07:27:14 by BATCH 00000762) standard | 0112-2---61987#ABH310 | https://cdd.iec.ch/cdd/iec61987/iec61987.nsf/PropertiesAllVersions/0112-2---61987%23ABH310
0112/2///61987#ABD279 | 001 | 02 | 0112/2///61987#ABD279#001 | reference to Total fluid [pressure] |  |  |  |  | reference to block ABC653 | [5 empty] | CLASS_REFERENCE_TYPE(0112/2///61987#ABC653) 0112/2///61987#ABC653 - Total fluid [pressure] |  |  |  |  | NON_DEPENDENT_P_DET | [5 empty] | 0112/2///61987#ABC536 - Process case variables [pressure] | 0112/2///61987#ABA000 |  |  |  | Standard |  |  |  | SC65E – IEC 61987 | - | C00004 |  | 0112-2---61987#ABD279 | https://cdd.iec.ch/cdd/iec61987/iec61987.nsf/PropertiesAllVersions/0112-2---61987%23ABD279
0112/2///61987#ABC973 | 001 | 02 | 0112/2///61987#ABC973#001 | reference to Material of bearing axle |  |  |  |  | reference to block ABC343 | [5 empty] | CLASS_REFERENCE_TYPE(0112/2///61987#ABC343) 0112/2///61987#ABC343 - Material of bearing axle |  |  |  |  | NON_DEPENDENT_P_DET | [5 empty] | 0112/2///61987#ABC633 - Structural design of a rotating element flow transmitter or gauge | 0112/2///61987#ABA000 |  |  |  | Standard |  |  |  | SC65E – IEC 61987 | - | C00004 |  | 0112-2---61987#ABC973 | https://cdd.iec.ch/cdd/iec61987/iec61987.nsf/PropertiesAllVersions/0112-2---61987%23ABC973
0112/2///61987#ABH431 | 001 | 01 | 0112/2///61987#ABH431#001 | discharge coefficient |  |  |  |  | coefficient, defined for an incompressible fluid flow, which relates the actual flowrate to the theoretical flowrate through a device |  |  | 1 |  |  | REAL_MEASURE_TYPE |  |  | ISO 5167 MOD |  | NON_DEPENDENT_P_DET | [5 empty] | 0112/2///61987#ABC645 - Structural design of the primary element of a differential pressure flow transmitter | 0112/2///61987#ABA000 | 0112/2///62720#UAA915 - quantity of dimension one |  |  | Standard |  |  |  | SC65E – IEC 61987 | - | C00018 | 001-01 (2018-03-28 07:27:15 by BATCH 00000762) standard | 0112-2---61987#ABH431 | https://cdd.iec.ch/cdd/iec61987/iec61987.nsf/PropertiesAllVersions/0112-2---61987%23ABH431
0112/2///61987#ABF286 | 001 | 01 | 0112/2///61987#ABF286#001 | number of temperature transmitter inputs |  |  |  |  | @number of temperature transmitter inputs |  | Cardinality property |  |  |  | INT_TYPE |  |  |  |  | CONDITION_DET | [5 empty] | 0112/2///61987#ABF934 - Input [27] | 0112/2///61987#ABA000 |  |  |  | Standard |  | IEC 61987 | IEC | SC65E | - | C00019 | 001-01 (2018-03-28 07:27:05 by BATCH 00000762) standard | 0112-2---61987#ABF286 | https://cdd.iec.ch/cdd/iec61987/iec61987.nsf/PropertiesAllVersions/0112-2---61987%23ABF286
0112/2///61987#ABU575 | 002 | 01 | 0112/2///61987#ABU575#002 | reference to Function and system design |  |  |  |  | reference to block ABC255 |  | Id specified in IEC61987: ABC855 |  |  |  | CLASS_REFERENCE_TYPE(0112/2///61987#ABC255) 0112/2///61987#ABC255 - Function and system design [1] |  |  |  |  | NON_DEPENDENT_P_DET | [5 empty] | 0112/2///61987#ABE630 - Device LOP for limit switch0112/2///61987#ABE634 - Device LOP for I/P converter0112/2///61987#ABV520 - Device LOP for position transmitter | 0112/2///61987#ABA000 |  |  |  | Standard |  | IEC 61987 | IEC | SC65E | - | C00016 |  | 0112-2---61987#ABU575 | https://cdd.iec.ch/cdd/iec61987/iec61987.nsf/PropertiesAllVersions/0112-2---61987%23ABU575
0112/2///61987#ABF437 | 001 | 01 | 0112/2///61987#ABF437#001 | upper scale end value |  |  |  |  | end value of a scale | [5 empty] | REAL_TYPE |  |  |  |  | NON_DEPENDENT_P_DET | [5 empty] | 0112/2///61987#ABF162 - Indicator rail0112/2///61987#ABF277 - Indicator for sight glass | 0112/2///61987#ABA000 |  |  |  | Standard |  | IEC 61987 | IEC | SC65E | - | C00019 | 001-01 (2018-03-28 07:27:06 by BATCH 00000762) standard | 0112-2---61987#ABF437 | https://cdd.iec.ch/cdd/iec61987/iec61987.nsf/PropertiesAllVersions/0112-2---61987%23ABF437
0112/2///61987#ABC818 | 004 | 02 | 0112/2///61987#ABC818#004 | reference to Design deratings |  |  |  |  | reference to block ABC188 | [5 empty] | CLASS_REFERENCE_TYPE(0112/2///61987#ABC188) 0112/2///61987#ABC188 - Design deratings |  |  |  |  | DEPENDENT_P_DET | [5 empty] | 0112/2///61987#ABC532 - Pressure-temperature design conditions0112/2///61987#ABC533 - Pressure-temperature design ratings0112/2///61987#ABD985 - Pressure-temperature design conditions [2]0112/2///61987#ABD986 - Pressure-temperature design ratings [2]0112/2///61987#ABE595 - Pressure-temperature design ratings [4]0112/2///61987#ABG477 - Pressure-temperature design conditions [temperature] | 0112/2///61987#ABA000 |  |  |  | Standard |  | IEC 61987 | IEC | IEC SC65E | 0112/2///61987#ABA136 - number of design deratings | C00112 |  | 0112-2---61987#ABC818 | https://cdd.iec.ch/cdd/iec61987/iec61987.nsf/PropertiesAllVersions/0112-2---61987%23ABC818
0112/2///61987#ABE829 | 001 | 01 | 0112/2///61987#ABE829#001 | inaccuracy of level |  |  |  |  | for a level measurement, the maximum positive and negative deviation from the specified characteristic curve observed in testing a device under specified conditions and by a specified procedure |  |  | m |  |  | REAL_MEASURE_TYPE |  |  | IEC 61298-1, Ed. 2.0, 3.5 |  | NON_DEPENDENT_P_DET | [5 empty] | 0112/2///61987#ABE826 - Absolute performance for level0112/2///61987#ABE833 - Accuracy for a subrange of level | 0112/2///61987#ABA000 | 0112/2///62720#UAA726 - metre |  | 0112/2///61987#ABT548 - Length short | Standard |  | IEC 61987 | IEC | SC65E | - | C00018 | 001-01 (2018-03-28 07:27:02 by BATCH 00000762) standard | 0112-2---61987#ABE829 | https://cdd.iec.ch/cdd/iec61987/iec61987.nsf/PropertiesAllVersions/0112-2---61987%23ABE829
0112/2///61987#ABH820 | 001 | 01 | 0112/2///61987#ABH820#001 | reference standard for hazard category |  |  |  |  | standard to which a statement on hazard category class refers | [5 empty] | STRING_TYPE |  |  |  |  | NON_DEPENDENT_P_DET | [5 empty] | 0112/2///61987#ABH813 - Hazardous goods | 0112/2///61987#ABA000 |  |  |  | Standard |  |  |  | SC65E – IEC 61987 | - | C0018 | 001-01 (2019-03-08 15:35:31 by BATCH 00000766) standard | 0112-2---61987#ABH820 | https://cdd.iec.ch/cdd/iec61987/iec61987.nsf/PropertiesAllVersions/0112-2---61987%23ABH820
0112/2///61987#ABB567 | 001 | 04 | 0112/2///61987#ABB567#001 | calibrated span for normalized volume flow |  |  |  |  | difference between the upper and lower range value of normalized volume flow to which a normalized volume flow measurement instrument is adjusted and calibrated |  |  | m³/h |  |  | REAL_MEASURE_TYPE |  |  |  |  | NON_DEPENDENT_P_DET | [5 empty] | 0112/2///61987#ABC111 - Assigned normalized volume flow range | 0112/2///61987#ABA000 | 0112/2///62720#UAA763 - metre cubed per hour |  | 0112/2///61987#ABT504 - Volume flow rate | Standard |  |  |  | SC65E – IEC 61987 | - | C00004 |  | 0112-2---61987#ABB567 | https://cdd.iec.ch/cdd/iec61987/iec61987.nsf/PropertiesAllVersions/0112-2---61987%23ABB567
0112/2///61987#ABA116 | 002 | 01 | 0112/2///61987#ABA116#002 | dynamic viscosity for pressure drop statement |  |  |  |  | dynamic viscosity on the basis of which a pressure drop statement is valid |  |  | mPa·s |  |  | REAL_MEASURE_TYPE |  |  |  |  | NON_DEPENDENT_P_DET | [5 empty] | 0112/2///61987#ABC451 - Normal process conditions [1]0112/2///61987#ABC455 - Normal process design conditions [2]0112/2///61987#ABG476 - Normal process design conditions [5]0112/2///61987#ABH462 - Normal process conditions [11]0112/2///61987#ABG346 - Normal process conditions [8] | 0112/2///61987#ABA000 | 0112/2///62720#UAA797 - millipascal second |  | 0112/2///61987#ABT571 - Dynamic viscosity | Standard |  |  |  | SC65E – IEC 61987 | - | C00018 |  | 0112-2---61987#ABA116 | https://cdd.iec.ch/cdd/iec61987/iec61987.nsf/PropertiesAllVersions/0112-2---61987%23ABA116
0112/2///61987#ABH428 | 001 | 01 | 0112/2///61987#ABH428#001 | reference to Float extension |  |  |  |  | reference to block ABH421 | [5 empty] | CLASS_REFERENCE_TYPE(0112/2///61987#ABH421) 0112/2///61987#ABH421 - Float extension |  |  |  |  | NON_DEPENDENT_P_DET | [5 empty] | 0112/2///61987#ABF029 - Float | 0112/2///61987#ABA000 |  |  |  | Standard |  |  |  | SC65E – IEC 61987 | - | C00018 | 001-01 (2018-03-28 07:27:15 by BATCH 00000762) standard | 0112-2---61987#ABH428 | https://cdd.iec.ch/cdd/iec61987/iec61987.nsf/PropertiesAllVersions/0112-2---61987%23ABH428
0112/2///61987#ABF248 | 001 | 01 | 0112/2///61987#ABF248#001 | alignment uncertainty of target marking |  |  |  |  | uncertainty, expressed in units of length of the target per distance to the target, when optically marking a target |  |  | mm/m |  |  | REAL_MEASURE_TYPE |  |  |  |  | NON_DEPENDENT_P_DET | [5 empty] | 0112/2///61987#ABF226 - Structural design of a radiation thermometer | 0112/2///61987#ABA000 | 0112/2///62720#UAC001 - millimetre per metre |  |  | Standard |  | IEC 61987 | IEC | SC65E | - | C00019 | 001-01 (2018-03-28 07:27:05 by BATCH 00000762) standard | 0112-2---61987#ABF248 | https://cdd.iec.ch/cdd/iec61987/iec61987.nsf/PropertiesAllVersions/0112-2---61987%23ABF248
0112/2///61987#ABA537 | 001 | 02 | 0112/2///61987#ABA537#001 | location of touch screen |  |  |  |  | place on the HMI where a keypad is to be found | [5 empty] | STRING_TYPE |  |  |  |  | NON_DEPENDENT_P_DET | [5 empty] | 0112/2///61987#ABC041 - Touch screen | 0112/2///61987#ABA000 |  |  |  | Standard |  |  |  | SC65E – IEC 61987 | - | C00004 |  | 0112-2---61987#ABA537 | https://cdd.iec.ch/cdd/iec61987/iec61987.nsf/PropertiesAllVersions/0112-2---61987%23ABA537
0112/2///61987#ABB752 | 001 | 03 | 0112/2///61987#ABB752#001 | number of accuracies for a subrange of dynamic viscosity |  |  |  |  | @number of accuracies for a subrange of dynamic viscosity |  | cardinality property |  |  |  | INT_TYPE |  |  |  |  | CONDITION_DET | [5 empty] | 0112/2///61987#ABC059 - Absolute performance for dynamic viscosity | 0112/2///61987#ABA000 |  |  |  | Standard |  |  |  | SC65E – IEC 61987 | - | C00004 |  | 0112-2---61987#ABB752 | https://cdd.iec.ch/cdd/iec61987/iec61987.nsf/PropertiesAllVersions/0112-2---61987%23ABB752
0112/2///61987#ABU317 | 001 | 03 | 0112/2///61987#ABU317#001 | reference to Analog voltage input [2] |  |  |  |  | reference to block ABC093 |  | Id specified in IEC61987-12/-13: ABC723 |  |  |  | CLASS_REFERENCE_TYPE(0112/2///61987#ABC093) 0112/2///61987#ABC093 - Analog voltage input [2] |  |  |  |  | DEPENDENT_P_DET | [5 empty] | 0112/2///61987#ABC657 - Type of auxiliary input [7] | 0112/2///61987#ABA000 |  |  |  | Standard |  |  |  | SC65E – IEC 61987 | 0112/2///61987#ABU294 - auxiliary input type [7] | C00004 |  | 0112-2---61987#ABU317 | https://cdd.iec.ch/cdd/iec61987/iec61987.nsf/PropertiesAllVersions/0112-2---61987%23ABU317
0112/2///61987#ABF019 | 002 | 01 | 0112/2///61987#ABF019#002 | material of window |  |  |  |  | material from which the window is made | [5 empty] | STRING_TYPE |  |  |  |  | NON_DEPENDENT_P_DET | [5 empty] | 0112/2///61987#ABF017 - Structural design of a window0112/2///61987#ABF380 - Structural design of a connection head0112/2///61987#ABH204 - Window | 0112/2///61987#ABA000 |  |  |  | Standard |  | IEC 61987 | IEC | SC65E | - | C00019 |  | 0112-2---61987#ABF019 | https://cdd.iec.ch/cdd/iec61987/iec61987.nsf/PropertiesAllVersions/0112-2---61987%23ABF019
0112/2///61987#ABN711 | 001 | 02 | 0112/2///61987#ABN711#001 | sound intensity level |  |  |  |  | logarithm of the ratio of a given intensity of sound in a stated direction to the reference sound intensity. Such intensity level in decibels is ten times the logarithm to the base ten of the ratio | Unless otherwise specified, the reference sound intensity is 1 pW/m². |  | dB |  |  | REAL_MEASURE_TYPE |  |  | IEV 801-22-06 MOD |  | NON_DEPENDENT_P_DET | [5 empty] | 0112/2///61987#ABN690 - Specific environmental measurement variables | 0112/2///61987#ABA000 | 0112/2///62720#UAA409 - decibel |  |  | Standard |  | IEC 61987 | IEC | IEC SC65E | - | C00112 |  | 0112-2---61987#ABN711 | https://cdd.iec.ch/cdd/iec61987/iec61987.nsf/PropertiesAllVersions/0112-2---61987%23ABN711
0112/2///61987#ABA383 | 002 | 01 | 0112/2///61987#ABA383#002 | maximum load |  |  |  |  | maximum load that can be applied to the terminals of the device or will be given by the device to an external device connected to it |  |  | Ω |  |  | REAL_MEASURE_TYPE |  |  |  |  | NON_DEPENDENT_P_DET | [5 empty] | 0112/2///61987#ABC212 - Electrical data for active behaviour0112/2///61987#ABC213 - Electrical data for passive behaviour | 0112/2///61987#ABA000 | 0112/2///62720#UAA017 - ohm |  | 0112/2///61987#ABT564 - Electrical resistance | Standard |  |  |  | SC65E – IEC 61987 | - | C00004 |  | 0112-2---61987#ABA383 | https://cdd.iec.ch/cdd/iec61987/iec61987.nsf/PropertiesAllVersions/0112-2---61987%23ABA383
0112/2///61987#ABB442 | 004 | 01 | 0112/2///61987#ABB442#004 | number of batteries |  |  |  |  | @number of batteries |  | cardinality property |  |  |  | INT_TYPE |  |  |  |  | CONDITION_DET | [5 empty] | 0112/2///61987#ABC218 - Electrical power input circuit | 0112/2///61987#ABA000 |  |  |  | Standard |  |  |  | SC65E – IEC 61987 | - | C00004 |  | 0112-2---61987#ABB442 | https://cdd.iec.ch/cdd/iec61987/iec61987.nsf/PropertiesAllVersions/0112-2---61987%23ABB442
0112/2///61987#ABB873 | 002 | 01 | 0112/2///61987#ABB873#002 | upper frequency limit of proportional range |  |  |  |  | maximum value that a frequency signal can assume and still exhibit linear behaviour |  |  | Hz |  |  | REAL_MEASURE_TYPE |  |  |  |  | NON_DEPENDENT_P_DET | [5 empty] | 0112/2///61987#ABC249 - Frequency input/output parameters | 0112/2///61987#ABA000 | 0112/2///62720#UAA170 - hertz |  | 0112/2///61987#ABT561 - Frequency | Standard |  | IEC 61987 | IEC | IEC/SC 65E | - | C00112 |  | 0112-2---61987#ABB873 | https://cdd.iec.ch/cdd/iec61987/iec61987.nsf/PropertiesAllVersions/0112-2---61987%23ABB873
0112/2///61987#ABB081 | 005 | 01 | 0112/2///61987#ABB081#005 | functional safety requirement (SIL) assessment document |  |  |  |  | designation of a document verifying that the device was designed and manufactured based on IEC 61508 | [5 empty] | STRING_TYPE |  |  |  |  | NON_DEPENDENT_P_DET | [5 empty] | 0112/2///61987#ABC258 - Functional safety approval | 0112/2///61987#ABA000 |  |  |  | Standard |  |  |  | SC65E – IEC 61987 | - | C00004 |  | 0112-2---61987#ABB081 | https://cdd.iec.ch/cdd/iec61987/iec61987.nsf/PropertiesAllVersions/0112-2---61987%23ABB081
0112/2///61987#ABE070 | 001 | 02 | 0112/2///61987#ABE070#001 | reference to Body of valve [1] |  |  |  |  | reference to block ABD814 | [5 empty] | CLASS_REFERENCE_TYPE(0112/2///61987#ABD814) 0112/2///61987#ABD814 - Body of valve [1] |  |  |  |  | NON_DEPENDENT_P_DET | [5 empty] | 0112/2///61987#ABE014 - Structural design [globe valve]0112/2///61987#ABE015 - Structural design [plug valve]0112/2///61987#ABE016 - Structural design [diaphragm/pinch valve]0112/2///61987#ABE018 - Structural design [valve body assembly]0112/2///61987#ABE020 - Structural design [gate valve]0112/2///61987#ABE021 - Structural design [butterfly valve]0112/2///61987#ABE022 - Structural design [ball valve]0112/2///61987#ABE025 - Structural design [eccentric plug valve] | 0112/2///61987#ABA000 |  |  |  | Standard |  |  |  |  | - | C00004 |  | 0112-2---61987#ABE070 | https://cdd.iec.ch/cdd/iec61987/iec61987.nsf/PropertiesAllVersions/0112-2---61987%23ABE070
0112/2///61987#ABF851 | 001 | 01 | 0112/2///61987#ABF851#001 | reference to Structural design of a vibrating fork/rod density transmitter |  |  |  |  | reference to block ABF635 | [5 empty] | CLASS_REFERENCE_TYPE(0112/2///61987#ABF635) 0112/2///61987#ABF635 - Structural design of a vibrating fork/rod density transmitter |  |  |  |  | NON_DEPENDENT_P_DET | [5 empty] | 0112/2///61987#ABG446 - Structural design [vibrating fork/rod density transmitter] | 0112/2///61987#ABA000 |  |  |  | Standard |  | IEC 61987 | IEC | SC65E | - | C00017 | 001-01 (2018-03-28 07:27:10 by BATCH 00000762) standard | 0112-2---61987#ABF851 | https://cdd.iec.ch/cdd/iec61987/iec61987.nsf/PropertiesAllVersions/0112-2---61987%23ABF851
0112/2///61987#ABN604 | 001 | 02 | 0112/2///61987#ABN604#001 | time stamp of last parameter setting change |  |  |  | Date last change | parameter indicating the date and time at which one of the device parameters was changed the last time |  | also used by Process Automation - Device Information Model (PA-DIM) |  |  |  | DATE_TIME_TYPE |  |  |  |  | NON_DEPENDENT_P_DET | [5 empty] | 0112/2///61987#ABN605 - LOPD for general device variables/status | 0112/2///61987#ABA000 |  |  |  | Standard |  | IEC 61987 | IEC | IEC SC65E | - | C00112 |  | 0112-2---61987#ABN604 | https://cdd.iec.ch/cdd/iec61987/iec61987.nsf/PropertiesAllVersions/0112-2---61987%23ABN604
0112/2///61987#ABB949 | 002 | 01 | 0112/2///61987#ABB949#002 | quantity of flushing connections |  |  |  |  | number of connections provided for flushing or rinsing a device or device component | [5 empty] | INT_TYPE |  |  |  |  | NON_DEPENDENT_P_DET | [5 empty] | 0112/2///61987#ABC630 - Structural design of a remote seal [1]0112/2///61987#ABC631 - Structural design of a remote seal [2] | 0112/2///61987#ABA000 |  |  |  | Standard |  |  |  | SC65E – IEC 61987 | - | C00004 |  | 0112-2---61987#ABB949 | https://cdd.iec.ch/cdd/iec61987/iec61987.nsf/PropertiesAllVersions/0112-2---61987%23ABB949
0112/2///61987#ABA948 | 003 | 01 | 0112/2///61987#ABA948#003 | flow velocity of fluid |  |  |  |  | velocity of a fluid in a process stream | Reynolds number is a characteristic value of a streaming fluid |  | m/s |  |  | REAL_MEASURE_TYPE |  |  |  |  | NON_DEPENDENT_P_DET | [5 empty] | 0112/2///61987#ABC654 - Total fluid [flow]0112/2///61987#ABG455 - Total fluid [temperature]0112/2///61987#ABG456 - Total fluid [density]0112/2///61987#ABN684 - Specific flow rate measurement variables | 0112/2///61987#ABA000 | 0112/2///62720#UAA733 - metre per second |  | 0112/2///61987#ABT509 - Velocity | Standard |  |  |  | SC65E – IEC 61987 | - | C00004 |  | 0112-2---61987#ABA948 | https://cdd.iec.ch/cdd/iec61987/iec61987.nsf/PropertiesAllVersions/0112-2---61987%23ABA948
0112/2///61987#ABA083 | 004 | 01 | 0112/2///61987#ABA083#004 | description of methods |  |  |  |  | plain text describing a method which can be used by the device | [5 empty] | STRING_TYPE |  |  |  |  | NON_DEPENDENT_P_DET | [5 empty] | 0112/2///61987#ABC242 - Fieldbus parameters | 0112/2///61987#ABA000 |  |  |  | Standard |  |  |  | SC65E – IEC 61987 | - | C00004 |  | 0112-2---61987#ABA083 | https://cdd.iec.ch/cdd/iec61987/iec61987.nsf/PropertiesAllVersions/0112-2---61987%23ABA083
0112/2///61987#ABD253 | 001 | 02 | 0112/2///61987#ABD253#001 | reference to Structural design of a helix flow transmitter or gauge |  |  |  |  | reference to block ABC627 | [5 empty] | CLASS_REFERENCE_TYPE(0112/2///61987#ABC627) 0112/2///61987#ABC627 - Structural design of a helix flow transmitter or gauge |  |  |  |  | NON_DEPENDENT_P_DET | [5 empty] | 0112/2///61987#ABC617 - Structural design [helix flow transmitter/gauge] | 0112/2///61987#ABA000 |  |  |  | Standard |  |  |  | SC65E – IEC 61987 | - | C00004 |  | 0112-2---61987#ABD253 | https://cdd.iec.ch/cdd/iec61987/iec61987.nsf/PropertiesAllVersions/0112-2---61987%23ABD253
0112/2///61987#ABF892 | 001 | 01 | 0112/2///61987#ABF892#001 | reference to Device LOP for level transmitter |  |  |  |  | reference to block ABE735 | [5 empty] | CLASS_REFERENCE_TYPE(0112/2///61987#ABE735) 0112/2///61987#ABE735 - Device LOP for level transmitter |  |  |  |  | NON_DEPENDENT_P_DET | [5 empty] | 0112/2///61987#ABE734 - Level transmitter (generic) | 0112/2///61987#ABA000 |  |  |  | Standard |  | IEC 61987 | IEC | SC65E | - | C00018 | 001-01 (2018-03-28 07:27:10 by BATCH 00000762) standard | 0112-2---61987#ABF892 | https://cdd.iec.ch/cdd/iec61987/iec61987.nsf/PropertiesAllVersions/0112-2---61987%23ABF892
0112/2///61987#ABB011 | 001 | 04 | 0112/2///61987#ABB011#001 | mass phase fraction |  |  |  |  | ratio of the mass of the phase to the sum of all masses of the substances constituting the total fluid |  |  | % |  |  | REAL_MEASURE_TYPE |  |  |  |  | NON_DEPENDENT_P_DET | [5 empty] | 0112/2///61987#ABC103 - Aqueous phase0112/2///61987#ABC323 - Liquid phase0112/2///61987#ABC447 - Non-aqueous liquid phase0112/2///61987#ABC548 - Process material component0112/2///61987#ABC597 - Solid/particle phase [pressure]0112/2///61987#ABC598 - Solid/particle phase [flow]0112/2///61987#ABC679 - Gas/vapor phase [pressure]0112/2///61987#ABC680 - Gas/vapor phase [flow]0112/2///61987#ABD995 - Process material component [2]0112/2///61987#ABG460 - Aqueous phase [density]0112/2///61987#ABG462 - Non-aqueous liquid phase [density]0112/2///61987#ABG464 - Gas/vapor phase [density]0112/2///61987#ABG466 - Solid/particle phase [density] | 0112/2///61987#ABA000 | 0112/2///62720#UAA000 - percent |  | 0112/2///61987#ABT520 - Volume ratio | Standard |  |  |  | SC65E – IEC 61987 | - | C00004 |  | 0112-2---61987#ABB011 | https://cdd.iec.ch/cdd/iec61987/iec61987.nsf/PropertiesAllVersions/0112-2---61987%23ABB011
0112/2///61987#ABA182 | 001 | 03 | 0112/2///61987#ABA182#001 | number of totalizer indicators |  |  |  |  | @number of totalizer indicators |  | cardinality property |  |  |  | INT_TYPE |  |  |  |  | CONDITION_DET | [5 empty] | 0112/2///61987#ABC604 - Structural design [coriolis mass flow transmitter]0112/2///61987#ABC605 - Structural design [swirl flow transmitter]0112/2///61987#ABC606 - Structural design [electromagnetic flow transmitter]0112/2///61987#ABC607 - Structural design [electromagnetic insertion flow transmitter]0112/2///61987#ABC608 - Structural design [orifice/differential pressure flow transmitter]0112/2///61987#ABC609 - Structural design [(oval) gear flow transmitter/gauge]0112/2///61987#ABC610 - Structural design [piston flow transmitter/gauge]0112/2///61987#ABC611 - Structural design [thermal mass flow transmitter]0112/2///61987#ABC612 - Structural design [rotating element flow transmitter/gauge]0112/2///61987#ABC613 - Structural design [ultrasonic flow transmitter]0112/2///61987#ABC614 - Structural design [variable area flow transmitter/gauge]0112/2///61987#ABC615 - Structural design [vortex flow transmitter]0112/2///61987#ABC616 - Structural design [positive displacement flow transmitter/gauge]0112/2///61987#ABC617 - Structural design [helix flow transmitter/gauge] | 0112/2///61987#ABA000 |  |  |  | Standard |  |  |  | SC65E – IEC 61987 | - | C00004 |  | 0112-2---61987#ABA182 | https://cdd.iec.ch/cdd/iec61987/iec61987.nsf/PropertiesAllVersions/0112-2---61987%23ABA182
0112/2///61987#ABB429 | 005 | 01 | 0112/2///61987#ABB429#005 | calculation identification |  |  |  |  | alphanumeric character sequence uniquely identifying a performed calculation | [5 empty] | STRING_TYPE |  |  |  |  | NON_DEPENDENT_P_DET | [5 empty] | 0112/2///61987#ABC151 - Calculation certificate | 0112/2///61987#ABA000 |  |  |  | Standard |  |  |  | SC65E – IEC 61987 | - | C00004 |  | 0112-2---61987#ABB429 | https://cdd.iec.ch/cdd/iec61987/iec61987.nsf/PropertiesAllVersions/0112-2---61987%23ABB429
0112/2///61987#ABC829 | 001 | 02 | 0112/2///61987#ABC829#001 | reference to Differential pressure process case variables |  |  |  |  | reference to block ABC199 | [5 empty] | CLASS_REFERENCE_TYPE(0112/2///61987#ABC199) 0112/2///61987#ABC199 - Differential pressure process case variables |  |  |  |  | NON_DEPENDENT_P_DET | [5 empty] | 0112/2///61987#ABC535 - Process case [pressure] | 0112/2///61987#ABA000 |  |  |  | Standard |  |  |  | SC65E – IEC 61987 | - | C00004 |  | 0112-2---61987#ABC829 | https://cdd.iec.ch/cdd/iec61987/iec61987.nsf/PropertiesAllVersions/0112-2---61987%23ABC829
0112/2///61987#ABO102 | 001 | 01 | 0112/2///61987#ABO102#001 | file name of control/reference drawing |  |  |  |  | designation used to uniquely identify a control/reference drawing stored in a file system | [5 empty] | STRING_TYPE |  |  |  |  | NON_DEPENDENT_P_DET | [5 empty] | 0112/2///61987#ABH515 - Certificate or approval | 0112/2///61987#ABA000 |  |  |  | Standard |  | IEC 61987 | IEC | IEC SC65E | - | C00112 | 001-01 (2022-06-28 13:02:00 by BATCH 00000794) standard | 0112-2---61987#ABO102 | https://cdd.iec.ch/cdd/iec61987/iec61987.nsf/PropertiesAllVersions/0112-2---61987%23ABO102
0112/2///61987#ABI398 | 001 | 01 | 0112/2///61987#ABI398#001 | reference to HART data link parameters |  |  |  |  | reference to block ABH918 | [5 empty] | CLASS_REFERENCE_TYPE(0112/2///61987#ABH918) 0112/2///61987#ABH918 - HART data link parameters |  |  |  |  | NON_DEPENDENT_P_DET | [5 empty] | 0112/2///61987#ABH911 - HART configuration parameter | 0112/2///61987#ABA000 |  |  |  | Standard |  |  |  | SC65E – IEC 61987 | - | C00004 | 001-01 (2018-03-28 07:27:17 by BATCH 00000762) standard | 0112-2---61987#ABI398 | https://cdd.iec.ch/cdd/iec61987/iec61987.nsf/PropertiesAllVersions/0112-2---61987%23ABI398
0112/2///61987#ABU387 | 001 | 02 | 0112/2///61987#ABU387#001 | reference to Device LOP for differential pressure transmitter |  |  |  |  | reference to block ABA031 | [5 empty] | CLASS_REFERENCE_TYPE(0112/2///61987#ABA031) 0112/2///61987#ABA031 - Device LOP for differential pressure transmitter |  |  |  |  | NON_DEPENDENT_P_DET | [5 empty] | 0112/2///61987#ABA833 - Differential pressure transmitter | 0112/2///61987#ABA000 |  |  |  | Standard |  |  |  | SC65E – IEC 61987 | - | C00004 |  | 0112-2---61987#ABU387 | https://cdd.iec.ch/cdd/iec61987/iec61987.nsf/PropertiesAllVersions/0112-2---61987%23ABU387
0112/2///61987#ABC785 | 004 | 01 | 0112/2///61987#ABC785#004 | reference to Case |  |  |  |  | reference to block ABC155 | [5 empty] | CLASS_REFERENCE_TYPE(0112/2///61987#ABC155) 0112/2///61987#ABC155 - Case |  |  |  |  | NON_DEPENDENT_P_DET | [5 empty] | 0112/2///61987#ABC195 - Dial indicator0112/2///61987#ABC202 - Digital indicator0112/2///61987#ABD480 - Dial indicator [2]0112/2///61987#ABD848 - Dial indicator [3]0112/2///61987#ABD850 - Digital indicator [2] | 0112/2///61987#ABA000 |  |  |  | Standard |  |  |  | SC65E – IEC 61987 | - | C00004 |  | 0112-2---61987#ABC785 | https://cdd.iec.ch/cdd/iec61987/iec61987.nsf/PropertiesAllVersions/0112-2---61987%23ABC785
0112/2///61987#ABE892 | 001 | 01 | 0112/2///61987#ABE892#001 | base electrical conductivity |  |  |  |  | electrical conductivity used to calculate variables to reference conditions or to state variables under reference conditions |  |  | µS/cm |  |  | REAL_MEASURE_TYPE |  |  |  |  | NON_DEPENDENT_P_DET | [5 empty] | 0112/2///61987#ABE812 - Level measurement0112/2///61987#ABE816 - Volume measurement0112/2///61987#ABE820 - Mass measurement0112/2///61987#ABE823 - Degree of filling measurement0112/2///61987#ABE871 - Point level measurement0112/2///61987#ABE888 - Ullage measurement | 0112/2///61987#ABA000 | 0112/2///62720#UAA075 - microsiemens per centimetre |  | 0112/2///61987#ABT568 - Electrical conductivity | Standard |  | IEC 61987 | IEC | SC65E | - | C00018 | 001-01 (2018-03-28 07:27:02 by BATCH 00000762) standard | 0112-2---61987#ABE892 | https://cdd.iec.ch/cdd/iec61987/iec61987.nsf/PropertiesAllVersions/0112-2---61987%23ABE892
0112/2///61987#ABG909 | 001 | 01 | 0112/2///61987#ABG909#001 | reference to Limiting process conditions [7] |  |  |  |  | reference to block ABG349 | [5 empty] | CLASS_REFERENCE_TYPE(0112/2///61987#ABG349) 0112/2///61987#ABG349 - Limiting process conditions [7] |  |  |  |  | NON_DEPENDENT_P_DET | [5 empty] | 0112/2///61987#ABG342 - Process design ratings [14] | 0112/2///61987#ABA000 |  |  |  | Standard |  | IEC 61987 | IEC | SC65E | - | C00019 | 001-01 (2018-03-28 07:27:11 by BATCH 00000762) standard | 0112-2---61987#ABG909 | https://cdd.iec.ch/cdd/iec61987/iec61987.nsf/PropertiesAllVersions/0112-2---61987%23ABG909
0112/2///61987#ABF778 | 001 | 01 | 0112/2///61987#ABF778#001 | reference to Material of extension |  |  |  |  | reference to block ABF334 | [5 empty] | CLASS_REFERENCE_TYPE(0112/2///61987#ABF334) 0112/2///61987#ABF334 - Material of extension |  |  |  |  | NON_DEPENDENT_P_DET | [5 empty] | 0112/2///61987#ABF378 - Structural design of a thermowell extension | 0112/2///61987#ABA000 |  |  |  | Standard |  | IEC 61987 | IEC | SC65E | - | C00019 | 001-01 (2018-03-28 07:27:09 by BATCH 00000762) standard | 0112-2---61987#ABF778 | https://cdd.iec.ch/cdd/iec61987/iec61987.nsf/PropertiesAllVersions/0112-2---61987%23ABF778
0112/2///61987#ABG917 | 001 | 01 | 0112/2///61987#ABG917#001 | reference to Environmental design ratings [6] |  |  |  |  | reference to block ABG357 | [5 empty] | CLASS_REFERENCE_TYPE(0112/2///61987#ABG357) 0112/2///61987#ABG357 - Environmental design ratings [7] |  |  |  |  | NON_DEPENDENT_P_DET | [5 empty] | 0112/2///61987#ABV235 - Rated operating conditions [25] | 0112/2///61987#ABA000 |  |  |  | Standard |  | IEC 61987 | IEC | SC65E | - | C00019 | 001-01 (2018-03-28 07:27:12 by BATCH 00000762) standard | 0112-2---61987#ABG917 | https://cdd.iec.ch/cdd/iec61987/iec61987.nsf/PropertiesAllVersions/0112-2---61987%23ABG917
0112/2///61987#ABD429 | 003 | 01 | 0112/2///61987#ABD429#003 | maximum rate of level change |  |  |  |  | highest rate of level change for which a device is or should be designed to operate within its specified limits |  |  | cm/s |  |  | REAL_MEASURE_TYPE |  |  |  |  | NON_DEPENDENT_P_DET | [5 empty] | 0112/2///61987#ABC451 - Normal process conditions [1]0112/2///61987#ABG475 - Normal process design conditions [4]0112/2///61987#ABH344 - Normal process design conditions [7]0112/2///61987#ABH462 - Normal process conditions [11]0112/2///61987#ABG346 - Normal process conditions [8]0112/2///61987#ABG343 - Normal process conditions [5]0112/2///61987#ABG344 - Normal process conditions [6]0112/2///61987#ABG347 - Normal process conditions [9] | 0112/2///61987#ABA000 | 0112/2///62720#UAA379 - centimetre per second |  | 0112/2///61987#ABT509 - Velocity | Standard |  |  |  | SC65E – IEC 61987 | - | C00004 |  | 0112-2---61987#ABD429 | https://cdd.iec.ch/cdd/iec61987/iec61987.nsf/PropertiesAllVersions/0112-2---61987%23ABD429
0112/2///61987#ABD736 | 002 | 01 | 0112/2///61987#ABD736#002 | test pressure for leakage class/rate |  |  |  |  | pressure to be used for stating the leakage class/rate |  |  | bar |  |  | REAL_MEASURE_TYPE |  |  |  |  | NON_DEPENDENT_P_DET | [5 empty] | 0112/2///61987#ABD844 - Design conditions for valve body assembly | 0112/2///61987#ABA000 | 0112/2///62720#UAA323 - bar |  | 0112/2///61987#ABT524 - Pressure | Standard |  |  |  |  | - | C00004 |  | 0112-2---61987#ABD736 | https://cdd.iec.ch/cdd/iec61987/iec61987.nsf/PropertiesAllVersions/0112-2---61987%23ABD736
0112/2///61987#ABE911 | 002 | 02 | 0112/2///61987#ABE911#002 | set span for degree of filling |  |  |  |  | difference between the upper and lower range value of degree of filling to which a degree of filling measurement instrument is adjusted |  |  | % |  |  | REAL_MEASURE_TYPE |  |  |  |  | NON_DEPENDENT_P_DET | [5 empty] | 0112/2///61987#ABE878 - Assigned degree of filling range | 0112/2///61987#ABA000 | 0112/2///62720#UAA000 - percent |  | 0112/2///61987#ABT533 - Percentage | Standard |  | IEC 61987 | IEC | IEC SC65E | - | C00112 |  | 0112-2---61987#ABE911 | https://cdd.iec.ch/cdd/iec61987/iec61987.nsf/PropertiesAllVersions/0112-2---61987%23ABE911
0112/2///61987#ABB751 | 001 | 04 | 0112/2///61987#ABB751#001 | zero point error of dynamic viscosity |  |  |  |  | absolute error of a device measuring dynamic viscosity under reference conditions, when the input is at the lower range value |  |  | mPa·s |  |  | REAL_MEASURE_TYPE |  |  |  |  | NON_DEPENDENT_P_DET | [5 empty] | 0112/2///61987#ABC059 - Absolute performance for dynamic viscosity | 0112/2///61987#ABA000 | 0112/2///62720#UAA797 - millipascal second |  | 0112/2///61987#ABT571 - Dynamic viscosity | Standard |  |  |  | SC65E – IEC 61987 | - | C00018 |  | 0112-2---61987#ABB751 | https://cdd.iec.ch/cdd/iec61987/iec61987.nsf/PropertiesAllVersions/0112-2---61987%23ABB751
0112/2///61987#ABB199 | 001 | 05 | 0112/2///61987#ABB199#001 | set upper range end-value of interval of dynamic viscosity |  |  |  |  | value defining the end of a subrange for dynamic viscosity |  |  | mPa·s |  |  | REAL_MEASURE_TYPE |  |  |  |  | NON_DEPENDENT_P_DET | [5 empty] | 0112/2///61987#ABC071 - Accuracy for a subrange of dynamic viscosity | 0112/2///61987#ABA000 | 0112/2///62720#UAA797 - millipascal second |  | 0112/2///61987#ABT571 - Dynamic viscosity | Standard |  | IEC 61987 | IEC | IEC/SC 65E | - | C00128 |  | 0112-2---61987#ABB199 | https://cdd.iec.ch/cdd/iec61987/iec61987.nsf/PropertiesAllVersions/0112-2---61987%23ABB199
0112/2///61987#ABB871 | 001 | 04 | 0112/2///61987#ABB871#001 | frequency factor |  |  |  |  | quotient of range-end value and number of pulses per flow unit converted to the unit per second |  |  | Hz |  |  | REAL_MEASURE_TYPE |  |  |  |  | NON_DEPENDENT_P_DET | [5 empty] | 0112/2///61987#ABC249 - Frequency input/output parameters | 0112/2///61987#ABA000 | 0112/2///62720#UAA170 - hertz |  | 0112/2///61987#ABT561 - Frequency | Standard |  |  |  | SC65E – IEC 61987 | - | C00018 |  | 0112-2---61987#ABB871 | https://cdd.iec.ch/cdd/iec61987/iec61987.nsf/PropertiesAllVersions/0112-2---61987%23ABB871
0112/2///61987#ABU422 | 001 | 02 | 0112/2///61987#ABU422#001 | reference to Type of output [7] |  |  |  |  | reference to block ABC670 |  | Id specified in IEC61987-12/-13: ABD313 |  |  |  | CLASS_REFERENCE_TYPE(0112/2///61987#ABC670) 0112/2///61987#ABC670 - Type of output [7] |  |  |  |  | NON_DEPENDENT_P_DET | [5 empty] | 0112/2///61987#ABC482 - Output [7] | 0112/2///61987#ABA000 |  |  |  | Standard |  |  |  | SC65E – IEC 61987 | - | C00004 |  | 0112-2---61987#ABU422 | https://cdd.iec.ch/cdd/iec61987/iec61987.nsf/PropertiesAllVersions/0112-2---61987%23ABU422
0112/2///61987#ABF800 | 001 | 01 | 0112/2///61987#ABF800#001 | reference to Structural design of separate temperature transmitter |  |  |  |  | reference to block ABF396 | [5 empty] | CLASS_REFERENCE_TYPE(0112/2///61987#ABF396) 0112/2///61987#ABF396 - Structural design of separate temperature transmitter |  |  |  |  | NON_DEPENDENT_P_DET | [5 empty] | 0112/2///61987#ABG433 - Structural design [contact temperature transmitter]0112/2///61987#ABG435 - Structural design [separate temperature transmitter] | 0112/2///61987#ABA000 |  |  |  | Standard |  | IEC 61987 | IEC | SC65E | - | C00019 | 001-01 (2018-03-28 07:27:09 by BATCH 00000762) standard | 0112-2---61987#ABF800 | https://cdd.iec.ch/cdd/iec61987/iec61987.nsf/PropertiesAllVersions/0112-2---61987%23ABF800
0112/2///61987#ABH138 | 001 | 01 | 0112/2///61987#ABH138#001 | description of internal fitting |  |  |  |  | plain text describing the internal fitting | [5 empty] | STRING_TYPE |  |  |  |  | NON_DEPENDENT_P_DET | [5 empty] | 0112/2///61987#ABH137 - Internal fitting | 0112/2///61987#ABA000 |  |  |  | Standard |  | IEC 61987 | IEC | SC65E | - | C00018 | 001-01 (2018-03-28 07:27:13 by BATCH 00000762) standard | 0112-2---61987#ABH138 | https://cdd.iec.ch/cdd/iec61987/iec61987.nsf/PropertiesAllVersions/0112-2---61987%23ABH138
0112/2///61987#ABH731 | 001 | 01 | 0112/2///61987#ABH731#001 | reference to Calibration of temperature |  |  |  |  | reference to block ABH619 | [5 empty] | CLASS_REFERENCE_TYPE(0112/2///61987#ABH619) 0112/2///61987#ABH619 - Calibration of temperature |  |  |  |  | DEPENDENT_P_DET | [5 empty] | 0112/2///61987#ABH561 - Calibration | 0112/2///61987#ABA000 |  |  |  | Standard |  | IEC 61987 |  | SC65E – IEC 61987 | 0112/2///61987#ABH562 - calibration variable type | C00018 | 001-01 (2019-03-08 15:35:30 by BATCH 00000766) standard | 0112-2---61987#ABH731 | https://cdd.iec.ch/cdd/iec61987/iec61987.nsf/PropertiesAllVersions/0112-2---61987%23ABH731
0112/2///61987#ABF904 | 001 | 01 | 0112/2///61987#ABF904#001 | reference to Device LOP for temperature gauge |  |  |  |  | reference to block ABE759 | [5 empty] | CLASS_REFERENCE_TYPE(0112/2///61987#ABE759) 0112/2///61987#ABE759 - Device LOP for temperature gauge |  |  |  |  | NON_DEPENDENT_P_DET | [5 empty] | 0112/2///61987#ABA672 - Temperature gauge | 0112/2///61987#ABA000 |  |  |  | Standard |  | IEC 61987 | IEC | SC65E | - | C00019 | 001-01 (2018-03-28 07:27:10 by BATCH 00000762) standard | 0112-2---61987#ABF904 | https://cdd.iec.ch/cdd/iec61987/iec61987.nsf/PropertiesAllVersions/0112-2---61987%23ABF904
0112/2///61987#ABC786 | 003 | 01 | 0112/2///61987#ABC786#003 | reference to Certificates and approvals |  |  |  |  | reference to block ABC156 | [5 empty] | CLASS_REFERENCE_TYPE(0112/2///61987#ABC156) 0112/2///61987#ABC156 - Certificates and approvals |  |  |  |  | NON_DEPENDENT_P_DET | [5 empty] | 0112/2///61987#ABA005 - Device LOP for flow transmitter0112/2///61987#ABA006 - Device LOP for coriolis mass flow transmitter0112/2///61987#ABA007 - Device LOP for swirl flow transmitter0112/2///61987#ABA008 - Device LOP for electromagnetic flow transmitter0112/2///61987#ABA009 - Device LOP for electromagnetic insertion flow transmitter0112/2///61987#ABA010 - Device LOP for orifice/differential pressure flow transmitter0112/2///61987#ABA013 - Device LOP for (oval) gear flow transmitter/gauge0112/2///61987#ABA014 - Device LOP for piston flow transmitter/gauge0112/2///61987#ABA016 - Device LOP for thermal mass flow transmitter0112/2///61987#ABA018 - Device LOP for turbine/propeller/Woltmann flow transmitter/gauge0112/2///61987#ABA019 - Device LOP for ultrasonic flow transmitter0112/2///61987#ABA020 - Device LOP for variable area flow transmitter/gauge0112/2///61987#ABA022 - Device LOP for vortex flow transmitter0112/2///61987#ABA023 - Device LOP for positive displacement flow transmitter/gauge0112/2///61987#ABA024 - Device LOP for helix flow transmitter/gauge0112/2///61987#ABA025 - Device LOP for remote/separate transmitter0112/2///61987#ABA029 - Device LOP for absolute/gauge pressure transmitter0112/2///61987#ABA031 - Device LOP for differential pressure transmitter0112/2///61987#ABA032 - Device LOP for absolute/gauge pressure gauge0112/2///61987#ABA034 - Device LOP for differential pressure gauge0112/2///61987#ABA035 - Device LOP for remote seal0112/2///61987#ABE321 - Device LOP for positioner0112/2///61987#ABE634 - Device LOP for I/P converter0112/2///61987#ABE728 - Device LOP for magnetic level gauge0112/2///61987#ABE729 - Device LOP for sight level gauge0112/2///61987#ABE730 - Device LOP for rotary paddle switch0112/2///61987#ABE732 - Device LOP for vibrating level switch0112/2///61987#ABE733 - Device LOP for optical level switch0112/2///61987#ABE735 - Device LOP for level transmitter0112/2///61987#ABE736 - Device LOP for displacer level transmitter/switch0112/2///61987#ABE737 - Device LOP for capacitance level transmitter/switch0112/2///61987#ABE738 - Device LOP for conductance level transmitter/switch0112/2///61987#ABE739 - Device LOP for float level transmitter/switch0112/2///61987#ABE740 - Device LOP for hydrostatic pressure level transmitter0112/2///61987#ABE741 - Device LOP for plumb bob level transmitter0112/2///61987#ABE742 - Device LOP for free-space radar level transmitter0112/2///61987#ABE743 - Device LOP for guided-wave radar level transmitter/switch0112/2///61987#ABE744 - Device LOP for ultrasonic level transmitter0112/2///61987#ABE745 - Device LOP for ultrasonic level switch0112/2///61987#ABE746 - Device LOP for nuclear level transmitter/switch0112/2///61987#ABE747 - Device LOP for laser level transmitter0112/2///61987#ABE748 - Device LOP for servo level transmitter0112/2///61987#ABE749 - Device LOP for microwave level switch0112/2///61987#ABE750 - Device LOP for sight level indicator0112/2///61987#ABE755 - Device LOP for level switch0112/2///61987#ABE756 - Device LOP for separate level transmitter/switching unit0112/2///61987#ABE759 - Device LOP for temperature gauge0112/2///61987#ABE760 - Device LOP for contact temperature transmitter0112/2///61987#ABE761 - Device LOP for radiation thermometer0112/2///61987#ABE762 - Device LOP for temperature connection head0112/2///61987#ABE763 - Device LOP for insert/element0112/2///61987#ABE764 - Device LOP for separate temperature transmitter0112/2///61987#ABE765 - Device LOP for thermowell0112/2///61987#ABE766 - Device LOP for thermowell extension0112/2///61987#ABE767 - Device LOP for temperature transmitter0112/2///61987#ABF858 - Device LOP for buoyancy density transmitter0112/2///61987#ABF859 - Device LOP for refractive index density transmitter0112/2///61987#ABF860 - Device LOP for vibrating tube density transmitter0112/2///61987#ABF861 - Device LOP for radiometric density transmitter0112/2///61987#ABF862 - Device LOP for vibrating fork/rod density transmitter0112/2///61987#ABF863 - Device LOP for ultrasonic density transmitter0112/2///61987#ABF864 - Device LOP for microwave density transmitter0112/2///61987#ABF865 - Device LOP for density transmitter0112/2///61987#ABF866 - Device LOP for separate density transmitter0112/2///61987#ABE731 - Device LOP for thermal level switch0112/2///61987#ABE751 - Device LOP for stilling well0112/2///61987#ABE752 - Device LOP for window0112/2///61987#ABE753 - Device LOP for bypass/measuring chamber0112/2///61987#ABA037 - Device LOP for pressure measurement manifold | 0112/2///61987#ABA000 |  |  |  | Standard |  |  |  | SC65E – IEC 61987 | - | C00004 |  | 0112-2---61987#ABC786 | https://cdd.iec.ch/cdd/iec61987/iec61987.nsf/PropertiesAllVersions/0112-2---61987%23ABC786
0112/2///61987#ABD568 | 002 | 01 | 0112/2///61987#ABD568#002 | designation of end connection |  |  |  |  | alphanumeric character sequence identifying an end connection | [5 empty] | STRING_TYPE |  |  |  |  | NON_DEPENDENT_P_DET | [5 empty] | 0112/2///61987#ABD863 - End connection0112/2///61987#ABU455 - End connection | 0112/2///61987#ABA000 |  |  |  | Standard |  |  |  |  | - | C00004 |  | 0112-2---61987#ABD568 | https://cdd.iec.ch/cdd/iec61987/iec61987.nsf/PropertiesAllVersions/0112-2---61987%23ABD568
0112/2///61987#ABE274 | 001 | 02 | 0112/2///61987#ABE274#001 | reference to Structural design [valve body assembly] |  |  |  |  | reference to block ABE018 | [5 empty] | CLASS_REFERENCE_TYPE(0112/2///61987#ABE018) 0112/2///61987#ABE018 - Structural design [valve body assembly] |  |  |  |  | NON_DEPENDENT_P_DET | [5 empty] | 0112/2///61987#ABD940 - Mechanical and electrical construction [valve body assembly] | 0112/2///61987#ABA000 |  |  |  | Standard |  |  |  |  | - | C00004 |  | 0112-2---61987#ABE274 | https://cdd.iec.ch/cdd/iec61987/iec61987.nsf/PropertiesAllVersions/0112-2---61987%23ABE274
0112/2///61987#ABF750 | 001 | 01 | 0112/2///61987#ABF750#001 | reference to Material of shaft/cable |  |  |  |  | reference to block ABF197 | [5 empty] | CLASS_REFERENCE_TYPE(0112/2///61987#ABF197) 0112/2///61987#ABF197 - Material of shaft/cable |  |  |  |  | NON_DEPENDENT_P_DET | [5 empty] | 0112/2///61987#ABF191 - Structural design of a rotary paddle switch | 0112/2///61987#ABA000 |  |  |  | Standard |  | IEC 61987 | IEC | SC65E | - | C00018 | 001-01 (2018-03-28 07:27:09 by BATCH 00000762) standard | 0112-2---61987#ABF750 | https://cdd.iec.ch/cdd/iec61987/iec61987.nsf/PropertiesAllVersions/0112-2---61987%23ABF750
0112/2///61987#ABH424 | 001 | 01 | 0112/2///61987#ABH424#001 | type of level gauge |  |  |  |  | classification of a level gauge according to its mechanical design | [5 empty] | STRING_TYPE |  |  |  |  | NON_DEPENDENT_P_DET | [5 empty] | 0112/2///61987#ABF217 - Structural design of a magnetic level gauge | 0112/2///61987#ABA000 |  |  |  | Standard |  |  |  | SC65E – IEC 61987 | - | C00018 | 001-01 (2018-03-28 07:27:15 by BATCH 00000762) standard | 0112-2---61987#ABH424 | https://cdd.iec.ch/cdd/iec61987/iec61987.nsf/PropertiesAllVersions/0112-2---61987%23ABH424
0112/2///61987#ABP112 | 001 | 01 | 0112/2///61987#ABP112#001 | inaccuracy of reactive power |  |  |  |  | for a reactive power measurement, maximum positive and negative deviation from the specified characteristic curve observed in testing a device under specified conditions and by a specified procedure |  |  | var |  |  | REAL_MEASURE_TYPE |  |  | IEC 61298-1, Ed. 2.0, 3.5 |  | NON_DEPENDENT_P_DET | [5 empty] | 0112/2///61987#ABP009 - Absolute performance for reactive power [I/O module] | 0112/2///61987#ABA000 | 0112/2///62720#UAB023 - volt ampere reactive |  |  | Standard |  | IEC 61987 | IEC | IEC/SC 65E | - | C00128 | 001-01 (2023-01-23 14:53:52 by BATCH 00000807) standard | 0112-2---61987#ABP112 | https://cdd.iec.ch/cdd/iec61987/iec61987.nsf/PropertiesAllVersions/0112-2---61987%23ABP112
0112/2///61987#ABA310 | 004 | 01 | 0112/2///61987#ABA310#004 | number of dependabilities |  |  |  |  | @number of dependabilities |  | cardinality property |  |  |  | INT_TYPE |  |  |  |  | CONDITION_DET | [5 empty] | 0112/2///61987#ABC255 - Function and system design [1]0112/2///61987#ABU549 - Function and system design [2]0112/2///61987#ABU550 - Function and system design [3]0112/2///61987#ABU553 - Function and system design [4]0112/2///61987#ABU556 - Function and system design [5]0112/2///61987#ABU557 - Function and system design [6]0112/2///61987#ABP032 - Function and system design [Infrastructure device] | 0112/2///61987#ABA000 |  |  |  | Standard |  |  |  | SC65E – IEC 61987 | - | C00004 |  | 0112-2---61987#ABA310 | https://cdd.iec.ch/cdd/iec61987/iec61987.nsf/PropertiesAllVersions/0112-2---61987%23ABA310
0112/2///61987#ABA944 | 002 | 01 | 0112/2///61987#ABA944#002 | process material hazard classification |  |  |  |  | property of a process material that may have an adverse effect on device behavior or specification | [5 empty] | ENUM_CODE_TYPE(0112/2///61987#ABL270) |  |  |  |  | DEPENDENT_P_DET |  |  | 0112/2///61987#ABL270 | 0112/2///61987#ABL829 - abrasive0112/2///61987#ABL830 - corrosive0112/2///61987#ABL831 - foaming0112/2///61987#ABL832 - crystallizing0112/2///61987#ABL833 - radioactive0112/2///61987#ABI407 - others |  | 0112/2///61987#ABC469 - Other material properties0112/2///61987#ABD955 - Other process material properties [2] | 0112/2///61987#ABA000 |  |  |  | Standard |  |  |  | SC65E – IEC 61987 | 0112/2///61987#ABI406 - empty_property | C00091 |  | 0112-2---61987#ABA944 | https://cdd.iec.ch/cdd/iec61987/iec61987.nsf/PropertiesAllVersions/0112-2---61987%23ABA944
0112/2///61987#ABD544 | 002 | 02 | 0112/2///61987#ABD544#002 | breakaway torque to open |  |  |  |  | torque needed to overcome static friction when a rotary valve is to be moved from the position close in the direction of opening |  |  | kN·m |  |  | REAL_MEASURE_TYPE |  |  |  |  | NON_DEPENDENT_P_DET | [5 empty] | 0112/2///61987#ABD816 - Calculation results of control devices | 0112/2///61987#ABA000 | 0112/2///62720#UAA574 - kilonewton metre |  | 0112/2///61987#ABT538 - Moment of force | Standard |  |  |  |  | - | C00018 |  | 0112-2---61987#ABD544 | https://cdd.iec.ch/cdd/iec61987/iec61987.nsf/PropertiesAllVersions/0112-2---61987%23ABD544
0112/2///61987#ABH427 | 001 | 01 | 0112/2///61987#ABH427#001 | reference to Material of magnetic sleeve |  |  |  |  | reference to block ABH418 | [5 empty] | CLASS_REFERENCE_TYPE(0112/2///61987#ABH418) 0112/2///61987#ABH418 - Material of magnetic sleeve |  |  |  |  | NON_DEPENDENT_P_DET | [5 empty] | 0112/2///61987#ABF025 - Structural design of a float level transmitter and switch | 0112/2///61987#ABA000 |  |  |  | Standard |  |  |  | SC65E – IEC 61987 | - | C00018 | 001-01 (2018-03-28 07:27:15 by BATCH 00000762) standard | 0112-2---61987#ABH427 | https://cdd.iec.ch/cdd/iec61987/iec61987.nsf/PropertiesAllVersions/0112-2---61987%23ABH427
0112/2///61987#ABI519 | 001 | 01 | 0112/2///61987#ABI519#001 | type of consumable |  |  |  |  | classification of a consumable according to its physical or chemical properties | [5 empty] | STRING_TYPE |  |  |  |  | NON_DEPENDENT_P_DET | [5 empty] | 0112/2///61987#ABI474 - Consumable | 0112/2///61987#ABA000 |  |  |  | Standard |  |  |  | SC65E – IEC 61987 | - | C00018 | 001-01 (2019-03-08 15:35:32 by BATCH 00000766) standard | 0112-2---61987#ABI519 | https://cdd.iec.ch/cdd/iec61987/iec61987.nsf/PropertiesAllVersions/0112-2---61987%23ABI519
0112/2///61987#ABA073 | 001 | 01 | 0112/2///61987#ABA073#001 | department |  |  |  |  | administrative section within an organization where a business partner is located | [5 empty] | STRING_TYPE |  |  |  |  | NON_DEPENDENT_P_DET | [5 empty] | 0112/2///61987#ABI571 - Address | 0112/2///61987#ABA000 |  |  |  | Standard |  | IEC 61987 |  | SC65E – IEC 61987 | - | C00018 | 001-01 (2019-03-08 15:35:27 by BATCH 00000766) standard | 0112-2---61987#ABA073 | https://cdd.iec.ch/cdd/iec61987/iec61987.nsf/PropertiesAllVersions/0112-2---61987%23ABA073
0112/2///61987#ABF201 | 001 | 01 | 0112/2///61987#ABF201#001 | minimum nozzle diameter |  |  |  |  | smallest inside diameter of a nozzle which still allows a device or a device component to be mounted or to operate within specifications |  |  | mm |  |  | REAL_MEASURE_TYPE |  |  |  |  | NON_DEPENDENT_P_DET | [5 empty] | 0112/2///61987#ABF118 - Microwave probe0112/2///61987#ABF191 - Structural design of a rotary paddle switch | 0112/2///61987#ABA000 | 0112/2///62720#UAA862 - millimetre |  | 0112/2///61987#ABT548 - Length short | Standard |  | IEC 61987 | IEC | SC65E | - | C00018 | 001-01 (2018-03-28 07:27:05 by BATCH 00000762) standard | 0112-2---61987#ABF201 | https://cdd.iec.ch/cdd/iec61987/iec61987.nsf/PropertiesAllVersions/0112-2---61987%23ABF201
0112/2///61987#ABH527 | 002 | 01 | 0112/2///61987#ABH527#002 | output signal behavior |  |  |  |  | options that can be set for the signal behaviour of a configurable binary or analogue output | [5 empty] | ENUM_CODE_TYPE(0112/2///61987#ABL490) |  |  |  |  | DEPENDENT_P_DET |  |  | 0112/2///61987#ABL490 | 0112/2///61987#ABM596 - linear rising at rising input0112/2///61987#ABM597 - linear dropping at rising input0112/2///61987#ABI407 - others |  | 0112/2///61987#ABH531 - Output signal processing variable | 0112/2///61987#ABA000 |  |  |  | Standard |  | IEC 61987 |  | SC65E – IEC 61987 | 0112/2///61987#ABI406 - empty_property | C00091 |  | 0112-2---61987#ABH527 | https://cdd.iec.ch/cdd/iec61987/iec61987.nsf/PropertiesAllVersions/0112-2---61987%23ABH527
0112/2///61987#ABF730 | 001 | 01 | 0112/2///61987#ABF730#001 | reference to Material of centering disc |  |  |  |  | reference to block ABF129 | [5 empty] | CLASS_REFERENCE_TYPE(0112/2///61987#ABF129) 0112/2///61987#ABF129 - Material of centering disc |  |  |  |  | NON_DEPENDENT_P_DET | [5 empty] | 0112/2///61987#ABF118 - Microwave probe | 0112/2///61987#ABA000 |  |  |  | Standard |  | IEC 61987 | IEC | SC65E | - | C00018 | 001-01 (2018-03-28 07:27:08 by BATCH 00000762) standard | 0112-2---61987#ABF730 | https://cdd.iec.ch/cdd/iec61987/iec61987.nsf/PropertiesAllVersions/0112-2---61987%23ABF730
0112/2///61987#ABU898 | 001 | 01 | 0112/2///61987#ABU898#001 | reference to Type of auxiliary input [13] |  |  |  |  | reference to block ABG062 | [5 empty] | CLASS_REFERENCE_TYPE(0112/2///61987#ABG062) 0112/2///61987#ABG062 - Type of auxiliary input [13] |  |  |  |  | NON_DEPENDENT_P_DET | [5 empty] | 0112/2///61987#ABG051 - Auxiliary input [13] | 0112/2///61987#ABA000 |  |  |  | Standard |  | IEC 61987 | IEC | SC65E | - | C00018 | 001-01 (2018-03-28 07:27:22 by BATCH 00000762) standard | 0112-2---61987#ABU898 | https://cdd.iec.ch/cdd/iec61987/iec61987.nsf/PropertiesAllVersions/0112-2---61987%23ABU898
0112/2///61987#ABU996 | 001 | 01 | 0112/2///61987#ABU996#001 | output type [16] |  |  |  |  | polymorphism property allowing selection of an output type for a device |  | Polymorphic control property |  |  |  | ENUM_STRING_TYPE(0112/2///61987#ABU840(Analog current output [12],Analog voltage output [12],Frequency output [12],Binary output IEC 60947-5-6 (NAMUR),0112/2///61987#Binary current output,0112/2///61987#Binary isolated output,0112/2///61987#Binary electronic output,0112/2///61987#Manufacturer-specific output [12])) |  |  |  |  | CONDITION_DET |  |  | 0112/2///61987#ABU840 | 0112/2///61987#ABU786 - IEC61987-11 Name of Analog current output [12]0112/2///61987#ABU787 - IEC61987-11 Name of Analog voltage output [12]0112/2///61987#ABU788 - IEC61987-11 Name of Frequency output [12]0112/2///61987#ABU793 - IEC61987-11 Name of Binary output IEC 60947-5-6 (NAMUR)0112/2///61987#ABU794 - IEC61987-11 Name of Binary current output0112/2///61987#ABU795 - IEC61987-11 Name of Binary isolated output0112/2///61987#ABU796 - IEC61987-11 Name of Binary electronic output0112/2///61987#ABU789 - IEC61987-11 Name of Manufacturer-specific output [12] |  | 0112/2///61987#ABG146 - Type of output [16] | 0112/2///61987#ABA000 |  |  |  | Standard |  | IEC 61987 | IEC | SC65E | - | C00018 | 001-01 (2018-03-28 07:27:23 by BATCH 00000762) standard | 0112-2---61987#ABU996 | https://cdd.iec.ch/cdd/iec61987/iec61987.nsf/PropertiesAllVersions/0112-2---61987%23ABU996
0112/2///61987#ABA238 | 002 | 01 | 0112/2///61987#ABA238#002 | partial shipment |  |  |  |  | permission or intention of shipment of only a part of an order | [5 empty] | ENUM_CODE_TYPE(0112/2///61987#ABL287) |  |  |  |  | DEPENDENT_P_DET |  |  | 0112/2///61987#ABL287 | 0112/2///61987#ABL887 - allowed0112/2///61987#ABL888 - not allowed0112/2///61987#ABL889 - recommended0112/2///61987#ABI407 - others |  | 0112/2///61987#ABI573 - Additional information | 0112/2///61987#ABA000 |  |  |  | Standard |  | IEC 61987 |  | SC65E – IEC 61987 | 0112/2///61987#ABI406 - empty_property | C00091 |  | 0112-2---61987#ABA238 | https://cdd.iec.ch/cdd/iec61987/iec61987.nsf/PropertiesAllVersions/0112-2---61987%23ABA238
0112/2///61987#ABB202 | 007 | 01 | 0112/2///61987#ABB202#007 | safety integrity level |  |  |  |  | discrete level (one out of a possible four), corresponding to a range of safety integrity values, where safety integrity level 4 has the highest level of safety integrity and safety integrity level 1 has the lowest | [5 empty] | ENUM_CODE_TYPE(0112/2///61987#ABJ755) |  |  | IEC 61508-4 |  | DEPENDENT_P_DET |  |  | 0112/2///61987#ABJ755 | 0112/2///61987#ABK707 - SIL 10112/2///61987#ABK708 - SIL 20112/2///61987#ABK709 - SIL 30112/2///61987#ABK710 - SIL 40112/2///61987#ABI407 - others |  | 0112/2///61987#ABC538 - Process criticality classification0112/2///61987#ABD877 - Functional safety and reliability [2]0112/2///61987#ABC257 - Functional safety and reliability | 0112/2///61987#ABA000 |  |  |  | Standard |  |  |  | SC65E – IEC 61987 | 0112/2///61987#ABI406 - empty_property | C00091 |  | 0112-2---61987#ABB202 | https://cdd.iec.ch/cdd/iec61987/iec61987.nsf/PropertiesAllVersions/0112-2---61987%23ABB202
0112/2///61987#ABD620 | 001 | 04 | 0112/2///61987#ABD620#001 | maximum allowable actuating force |  |  |  |  | highest actuating force that a valve can bear without permanent damage |  |  | kN |  |  | REAL_MEASURE_TYPE |  |  |  |  | NON_DEPENDENT_P_DET | [5 empty] | 0112/2///61987#ABD843 - Design conditions for actuators0112/2///61987#ABD966 - Parameters of valve body assembly [2] | 0112/2///61987#ABA000 | 0112/2///62720#UAA573 - kilonewton |  | 0112/2///61987#ABT562 - Force | Standard |  |  |  |  | - | C00004 |  | 0112-2---61987#ABD620 | https://cdd.iec.ch/cdd/iec61987/iec61987.nsf/PropertiesAllVersions/0112-2---61987%23ABD620
0112/2///61987#ABU364 | 001 | 03 | 0112/2///61987#ABU364#001 | reference to Analog current input [1] |  |  |  |  | reference to block ABC083 |  | Id specified in IEC61987-12/-13: ABC713 |  |  |  | CLASS_REFERENCE_TYPE(0112/2///61987#ABC083) 0112/2///61987#ABC083 - Analog current input [1] |  |  |  |  | DEPENDENT_P_DET | [5 empty] | 0112/2///61987#ABC053 - Type of auxiliary input [2] | 0112/2///61987#ABA000 |  |  |  | Standard |  |  |  | SC65E – IEC 61987 | 0112/2///61987#ABU347 - auxiliary input type [2] | C00004 |  | 0112-2---61987#ABU364 | https://cdd.iec.ch/cdd/iec61987/iec61987.nsf/PropertiesAllVersions/0112-2---61987%23ABU364
0112/2///61987#ABD709 | 002 | 01 | 0112/2///61987#ABD709#002 | solids mass fraction |  |  |  |  | ratio of the mass of the solids to the mass sum of all constituents the fluid |  |  | % |  |  | REAL_MEASURE_TYPE |  |  |  |  | NON_DEPENDENT_P_DET | [5 empty] | 0112/2///61987#ABD988 - Process conditions at the inlet0112/2///61987#ABD989 - Process conditions at the outlet | 0112/2///61987#ABA000 | 0112/2///62720#UAA000 - percent |  | 0112/2///61987#ABT533 - Percentage | Standard |  |  |  |  | - | C00004 |  | 0112-2---61987#ABD709 | https://cdd.iec.ch/cdd/iec61987/iec61987.nsf/PropertiesAllVersions/0112-2---61987%23ABD709
0112/2///61987#ABG908 | 001 | 01 | 0112/2///61987#ABG908#001 | reference to Normal process conditions [10] |  |  |  |  | reference to block ABG348 | [5 empty] | CLASS_REFERENCE_TYPE(0112/2///61987#ABG348) 0112/2///61987#ABG348 - Normal process conditions [10] |  |  |  |  | NON_DEPENDENT_P_DET | [5 empty] | 0112/2///61987#ABG342 - Process design ratings [14] | 0112/2///61987#ABA000 |  |  |  | Standard |  | IEC 61987 | IEC | SC65E | - | C00019 | 001-01 (2018-03-28 07:27:11 by BATCH 00000762) standard | 0112-2---61987#ABG908 | https://cdd.iec.ch/cdd/iec61987/iec61987.nsf/PropertiesAllVersions/0112-2---61987%23ABG908
0112/2///61987#ABE159 | 001 | 02 | 0112/2///61987#ABE159#001 | reference to Material of bushing |  |  |  |  | reference to block ABD903 | [5 empty] | CLASS_REFERENCE_TYPE(0112/2///61987#ABD903) 0112/2///61987#ABD903 - Material of bushing |  |  |  |  | NON_DEPENDENT_P_DET | [5 empty] | 0112/2///61987#ABE031 - Structural design of a plug valve | 0112/2///61987#ABA000 |  |  |  | Standard |  |  |  |  | - | C00004 |  | 0112-2---61987#ABE159 | https://cdd.iec.ch/cdd/iec61987/iec61987.nsf/PropertiesAllVersions/0112-2---61987%23ABE159
0112/2///61987#ABD726 | 002 | 01 | 0112/2///61987#ABD726#002 | style of positioner |  |  |  |  | classification of a positioner according to way in which the action is applied | [5 empty] | ENUM_CODE_TYPE(0112/2///61987#ABJ802) |  |  |  |  | DEPENDENT_P_DET |  |  | 0112/2///61987#ABJ802 | 0112/2///61987#ABL243 - single acting0112/2///61987#ABL244 - double acting0112/2///61987#ABI407 - others |  | 0112/2///61987#ABE034 - Structural design of a positioner | 0112/2///61987#ABA000 |  |  |  | Standard |  |  |  |  | 0112/2///61987#ABI406 - empty_property | C00091 |  | 0112-2---61987#ABD726 | https://cdd.iec.ch/cdd/iec61987/iec61987.nsf/PropertiesAllVersions/0112-2---61987%23ABD726
0112/2///61987#ABU236 | 001 | 03 | 0112/2///61987#ABU236#001 | reference to Frequency input [2] |  |  |  |  | reference to block ABC248 |  | Id specified in IEC61987-12/-13: ABC878 |  |  |  | CLASS_REFERENCE_TYPE(0112/2///61987#ABC248) 0112/2///61987#ABC248 - Frequency input [2] |  |  |  |  | DEPENDENT_P_DET | [5 empty] | 0112/2///61987#ABC056 - Type of auxiliary input [5] | 0112/2///61987#ABA000 |  |  |  | Standard |  |  |  | SC65E – IEC 61987 | 0112/2///61987#ABU230 - auxiliary input type [5] | C00004 |  | 0112-2---61987#ABU236 | https://cdd.iec.ch/cdd/iec61987/iec61987.nsf/PropertiesAllVersions/0112-2---61987%23ABU236
0112/2///61987#ABD241 | 001 | 02 | 0112/2///61987#ABD241#001 | reference to Structural design [vortex flow transmitter] |  |  |  |  | reference to block ABC615 | [5 empty] | CLASS_REFERENCE_TYPE(0112/2///61987#ABC615) 0112/2///61987#ABC615 - Structural design [vortex flow transmitter] |  |  |  |  | NON_DEPENDENT_P_DET | [5 empty] | 0112/2///61987#ABC434 - Mechanical and electrical construction [vortex flow transmitter] | 0112/2///61987#ABA000 |  |  |  | Standard |  |  |  | SC65E – IEC 61987 | - | C00004 |  | 0112-2---61987#ABD241 | https://cdd.iec.ch/cdd/iec61987/iec61987.nsf/PropertiesAllVersions/0112-2---61987%23ABD241
0112/2///61987#ABD687 | 001 | 04 | 0112/2///61987#ABD687#001 | position of linear limit stop |  |  |  |  | position of the limit stop measured from the close or zero position |  |  | mm |  |  | REAL_MEASURE_TYPE |  |  |  |  | NON_DEPENDENT_P_DET | [5 empty] | 0112/2///61987#ABD832 - Linear limit stop | 0112/2///61987#ABA000 | 0112/2///62720#UAA862 - millimetre |  | 0112/2///61987#ABT548 - Length short | Standard |  |  |  |  | - | C00004 |  | 0112-2---61987#ABD687 | https://cdd.iec.ch/cdd/iec61987/iec61987.nsf/PropertiesAllVersions/0112-2---61987%23ABD687
0112/2///61987#ABU390 | 001 | 03 | 0112/2///61987#ABU390#001 | auxiliary input type [9] |  |  |  |  | type of signal that can be connected to the auxiliary input |  | polymorphic control property; Id specified in IEC61987-12/-13: ABA343 |  |  |  | ENUM_STRING_TYPE(0112/2///61987#ABU117(Binary input,Binary input IEC 60947-5-6 (NAMUR))) |  | 0112/2///61987#ABU117 |  |  | CONDITION_DET |  |  | 0112/2///61987#ABU117 | 0112/2///61987#ABU058 - IEC61987-11 Name of Binary input0112/2///61987#ABU059 - IEC61987-11 Name of Binary input IEC 60947-5-6 (NAMUR) |  | 0112/2///61987#ABC659 - Type of auxiliary input [9] | 0112/2///61987#ABA000 |  |  |  | Standard |  | IEC 61987 | IEC | IEC/SC 65E | - | C00112 |  | 0112-2---61987#ABU390 | https://cdd.iec.ch/cdd/iec61987/iec61987.nsf/PropertiesAllVersions/0112-2---61987%23ABU390
0112/2///61987#ABE818 | 001 | 01 | 0112/2///61987#ABE818#001 | lower range-limit of volume |  |  |  |  | lowest value of volume that a device can be adjusted to measure within its specified accuracy limits |  |  | m³ |  |  | REAL_MEASURE_TYPE |  |  |  |  | NON_DEPENDENT_P_DET | [5 empty] | 0112/2///61987#ABE817 - Measuring range for volume | 0112/2///61987#ABA000 | 0112/2///62720#UAA757 - metre cubed |  | 0112/2///61987#ABT505 - Volume | Standard |  | IEC 61987 | IEC | SC65E | - | C00018 | 001-01 (2018-03-28 07:27:02 by BATCH 00000762) standard | 0112-2---61987#ABE818 | https://cdd.iec.ch/cdd/iec61987/iec61987.nsf/PropertiesAllVersions/0112-2---61987%23ABE818
0112/2///61987#ABH203 | 002 | 01 | 0112/2///61987#ABH203#002 | design condition for level measurement |  |  |  |  | conditions under which a level measurement is or has to be installed | [5 empty] | ENUM_CODE_TYPE(0112/2///61987#ABL322) |  |  |  |  | DEPENDENT_P_DET |  |  | 0112/2///61987#ABL322 | 0112/2///61987#ABM031 - bypass0112/2///61987#ABL069 - stilling well0112/2///61987#ABM033 - single mode stilling well0112/2///61987#ABM034 - bouncing mode stilling well0112/2///61987#ABI407 - others |  | 0112/2///61987#ABG467 - Operating conditions for device design [level] | 0112/2///61987#ABA000 |  |  |  | Standard |  | IEC 61987 | IEC | SC65E | 0112/2///61987#ABI406 - empty_property | C00091 |  | 0112-2---61987#ABH203 | https://cdd.iec.ch/cdd/iec61987/iec61987.nsf/PropertiesAllVersions/0112-2---61987%23ABH203
0112/2///61987#ABF163 | 002 | 01 | 0112/2///61987#ABF163#002 | type of indicator rail |  |  |  |  | classification of an indicator rail according to the mechanical design of the indicators | [5 empty] | ENUM_CODE_TYPE(0112/2///61987#ABL412) |  |  |  |  | DEPENDENT_P_DET |  |  | 0112/2///61987#ABL412 | 0112/2///61987#ABM334 - flag0112/2///61987#ABM335 - shuttle0112/2///61987#ABM336 - roller0112/2///61987#ABI407 - others |  | 0112/2///61987#ABF162 - Indicator rail | 0112/2///61987#ABA000 |  |  |  | Standard |  | IEC 61987 | IEC | SC65E | 0112/2///61987#ABI406 - empty_property | C00091 |  | 0112-2---61987#ABF163 | https://cdd.iec.ch/cdd/iec61987/iec61987.nsf/PropertiesAllVersions/0112-2---61987%23ABF163
0112/2///61987#ABD006 | 004 | 01 | 0112/2///61987#ABD006#004 | reference to Material of mounting bracket |  |  |  |  | reference to block ABC376 | [5 empty] | CLASS_REFERENCE_TYPE(0112/2///61987#ABC376) 0112/2///61987#ABC376 - Material of mounting bracket |  |  |  |  | NON_DEPENDENT_P_DET | [5 empty] | 0112/2///61987#ABC048 - Transmitter housing [1]0112/2///61987#ABC049 - Transmitter housing [2]0112/2///61987#ABE040 - Transmitter housing [3]0112/2///61987#ABE607 - Solenoid valve housing0112/2///61987#ABF375 - Transmitter/switch housing | 0112/2///61987#ABA000 |  |  |  | Standard |  |  |  | SC65E – IEC 61987 | - | C00004 |  | 0112-2---61987#ABD006 | https://cdd.iec.ch/cdd/iec61987/iec61987.nsf/PropertiesAllVersions/0112-2---61987%23ABD006
0112/2///61987#ABA454 | 004 | 01 | 0112/2///61987#ABA454#004 | contact voltage |  |  |  |  | voltage available at a contact for powering the connected device |  |  | V |  |  | REAL_MEASURE_TYPE |  |  |  |  | NON_DEPENDENT_P_DET | [5 empty] | 0112/2///61987#ABC144 - Binary relay output | 0112/2///61987#ABA000 | 0112/2///62720#UAA296 - volt |  | 0112/2///61987#ABT506 - Voltage | Standard |  |  |  | SC65E – IEC 61987 | - | C00004 |  | 0112-2---61987#ABA454 | https://cdd.iec.ch/cdd/iec61987/iec61987.nsf/PropertiesAllVersions/0112-2---61987%23ABA454
0112/2///61987#ABB146 | 005 | 01 | 0112/2///61987#ABB146#005 | additional marking text |  |  |  |  | additional plain text on a device name plate indicating conformance to a particular directive, standard or specification | In the case of explosion protection, this indicates the type of protection implemented and the hazardous environment in which it may operate. |  |  |  |  | STRING_TYPE |  |  |  |  | NON_DEPENDENT_P_DET | [5 empty] | 0112/2///61987#ABC232 - Explosion protection design approval0112/2///61987#ABD868 - Explosion protection design approval [2]0112/2///61987#ABH515 - Certificate or approval | 0112/2///61987#ABA000 |  |  |  | Standard |  | IEC 61987 | IEC | IEC SC65E | - | C00112 |  | 0112-2---61987#ABB146 | https://cdd.iec.ch/cdd/iec61987/iec61987.nsf/PropertiesAllVersions/0112-2---61987%23ABB146
0112/2///61987#ABU415 | 004 | 01 | 0112/2///61987#ABU415#004 | reference to Handheld |  |  |  |  | reference to block ABC263 |  | Id specified in IEC61987-12/-13: ABC893 |  |  |  | CLASS_REFERENCE_TYPE(0112/2///61987#ABC263) 0112/2///61987#ABC263 - Handheld |  |  |  |  | DEPENDENT_P_DET | [5 empty] | 0112/2///61987#ABC646 - Style of parametrization | 0112/2///61987#ABA000 |  |  |  | Standard |  |  |  | SC65E – IEC 61987 | 0112/2///61987#ABU392 - parametrization interface type | C00004 |  | 0112-2---61987#ABU415 | https://cdd.iec.ch/cdd/iec61987/iec61987.nsf/PropertiesAllVersions/0112-2---61987%23ABU415
0112/2///61987#ABC921 | 001 | 02 | 0112/2///61987#ABC921#001 | reference to Input [2] |  |  |  |  | reference to block ABC291 | [5 empty] | CLASS_REFERENCE_TYPE(0112/2///61987#ABC291) 0112/2///61987#ABC291 - Input [2] |  |  |  |  | NON_DEPENDENT_P_DET | [5 empty] | 0112/2///61987#ABA006 - Device LOP for coriolis mass flow transmitter | 0112/2///61987#ABA000 |  |  |  | Standard |  |  |  | SC65E – IEC 61987 | - | C00004 |  | 0112-2---61987#ABC921 | https://cdd.iec.ch/cdd/iec61987/iec61987.nsf/PropertiesAllVersions/0112-2---61987%23ABC921
0112/2///61987#ABH142 | 001 | 01 | 0112/2///61987#ABH142#001 | identification of stilling well |  |  |  |  | name of a stilling well | [5 empty] | STRING_TYPE |  |  |  |  | NON_DEPENDENT_P_DET | [5 empty] | 0112/2///61987#ABH141 - Stilling well | 0112/2///61987#ABA000 |  |  |  | Standard |  | IEC 61987 | IEC | SC65E | - | C00018 | 001-01 (2018-03-28 07:27:13 by BATCH 00000762) standard | 0112-2---61987#ABH142 | https://cdd.iec.ch/cdd/iec61987/iec61987.nsf/PropertiesAllVersions/0112-2---61987%23ABH142
0112/2///61987#ABJ015 | 001 | 01 | 0112/2///61987#ABJ015#001 | SUBCODE |  |  |  |  | parameter indicating a code specifying the cause of the alarm | [5 empty] | INT_TYPE |  |  |  |  | NON_DEPENDENT_P_DET | [5 empty] | 0112/2///61987#ABI759 - HIGH_HIGH_ALARM0112/2///61987#ABI760 - HIGH_ALARM0112/2///61987#ABI761 - LOW_ALARM0112/2///61987#ABI762 - LOW_LOW_ALARM | 0112/2///61987#ABA000 |  |  |  | Standard |  |  |  | SC65E – IEC 61987 | - | C00018 | 001-01 (2019-03-08 15:35:33 by BATCH 00000766) standard | 0112-2---61987#ABJ015 | https://cdd.iec.ch/cdd/iec61987/iec61987.nsf/PropertiesAllVersions/0112-2---61987%23ABJ015
0112/2///61987#ABP145 | 001 | 01 | 0112/2///61987#ABP145#001 | measured error of current |  |  |  |  | largest positive or negative value of error of the average upscale or downscale value at each point of current measurement expressed as an absolute value |  |  | mA |  |  | REAL_MEASURE_TYPE |  |  | IEC 61298 and IEC 60770-2 |  | NON_DEPENDENT_P_DET | [5 empty] | 0112/2///61987#ABP006 - Absolute performance for current [I/O module] | 0112/2///61987#ABA000 | 0112/2///62720#UAA775 - milliampere |  | 0112/2///61987#ABT567 - Electrical current | Standard |  | IEC 61987 | IEC | IEC/SC 65E | - | C00128 | 001-01 (2023-01-23 14:53:52 by BATCH 00000807) standard | 0112-2---61987#ABP145 | https://cdd.iec.ch/cdd/iec61987/iec61987.nsf/PropertiesAllVersions/0112-2---61987%23ABP145
0112/2///61987#ABH683 | 001 | 01 | 0112/2///61987#ABH683#001 | input value of other variable |  |  |  |  | input value of an other variable table | [5 empty] | REAL_TYPE |  |  |  |  | NON_DEPENDENT_P_DET | [5 empty] | 0112/2///61987#ABH646 - Calibration point of other variable | 0112/2///61987#ABA000 |  |  |  | Standard |  | IEC 61987 |  | SC65E – IEC 61987 | - | C00019 | 001-01 (2019-03-08 15:35:29 by BATCH 00000766) standard | 0112-2---61987#ABH683 | https://cdd.iec.ch/cdd/iec61987/iec61987.nsf/PropertiesAllVersions/0112-2---61987%23ABH683
0112/2///61987#ABG925 | 001 | 01 | 0112/2///61987#ABG925#001 | reference to Mechanical and electrical construction [float level transmitter/switch] |  |  |  |  | reference to block ABG365 | [5 empty] | CLASS_REFERENCE_TYPE(0112/2///61987#ABG365) 0112/2///61987#ABG365 - Mechanical and electrical construction [float level transmitter/switch] |  |  |  |  | NON_DEPENDENT_P_DET | [5 empty] | 0112/2///61987#ABE739 - Device LOP for float level transmitter/switch | 0112/2///61987#ABA000 |  |  |  | Standard |  | IEC 61987 | IEC | SC65E | - | C00018 | 001-01 (2018-03-28 07:27:12 by BATCH 00000762) standard | 0112-2---61987#ABG925 | https://cdd.iec.ch/cdd/iec61987/iec61987.nsf/PropertiesAllVersions/0112-2---61987%23ABG925
0112/2///61987#ABD657 | 001 | 04 | 0112/2///61987#ABD657#001 | minimum operating supply pressure for double acting actuator |  |  |  |  | lowest gauge pressure that can be applied to a double acting actuator, so that it still operates within its specified limits |  |  | bar |  |  | REAL_MEASURE_TYPE |  |  |  |  | NON_DEPENDENT_P_DET | [5 empty] | 0112/2///61987#ABE034 - Structural design of a positioner | 0112/2///61987#ABA000 | 0112/2///62720#UAA323 - bar |  | 0112/2///61987#ABT524 - Pressure | Standard |  |  |  |  | - | C00004 |  | 0112-2---61987#ABD657 | https://cdd.iec.ch/cdd/iec61987/iec61987.nsf/PropertiesAllVersions/0112-2---61987%23ABD657
0112/2///61987#ABG820 | 001 | 02 | 0112/2///61987#ABG820#001 | reference to Performance variable [20] |  |  |  |  | reference to block ABG260 | [5 empty] | CLASS_REFERENCE_TYPE(0112/2///61987#ABG260) 0112/2///61987#ABG260 - Performance variable [20] |  |  |  |  | DEPENDENT_P_DET | [5 empty] | 0112/2///61987#ABG233 - Performance [30] | 0112/2///61987#ABA000 |  |  |  | Standard |  | IEC 61987 | IEC | IEC SC65E | 0112/2///61987#ABB636 - number of performance variables | C00112 |  | 0112-2---61987#ABG820 | https://cdd.iec.ch/cdd/iec61987/iec61987.nsf/PropertiesAllVersions/0112-2---61987%23ABG820
0112/2///61987#ABB456 | 002 | 01 | 0112/2///61987#ABB456#002 | surface roughness of lining or coating |  |  |  |  | degree of roughness of the surface of a lining or coating expressed as a length |  |  | µm |  |  | REAL_MEASURE_TYPE |  |  |  |  | NON_DEPENDENT_P_DET | [5 empty] | 0112/2///61987#ABC246 - Flowtube assembly0112/2///61987#ABC412 - Flow measuring chamber | 0112/2///61987#ABA000 | 0112/2///62720#UAA090 - micrometre |  | 0112/2///61987#ABT548 - Length short | Standard |  |  |  | SC65E – IEC 61987 | - | C00004 |  | 0112-2---61987#ABB456 | https://cdd.iec.ch/cdd/iec61987/iec61987.nsf/PropertiesAllVersions/0112-2---61987%23ABB456
0112/2///61987#ABE903 | 001 | 01 | 0112/2///61987#ABE903#001 | upper range-limit of ullage |  |  |  |  | highest value of ullage that a device can be adjusted to measure within its specified accuracy limits |  |  | m |  |  | REAL_MEASURE_TYPE |  |  |  |  | NON_DEPENDENT_P_DET | [5 empty] | 0112/2///61987#ABE901 - Measuring range for ullage | 0112/2///61987#ABA000 | 0112/2///62720#UAA726 - metre |  | 0112/2///61987#ABT548 - Length short | Standard |  | IEC 61987 | IEC | SC65E | - | C00018 | 001-01 (2018-03-28 07:27:02 by BATCH 00000762) standard | 0112-2---61987#ABE903 | https://cdd.iec.ch/cdd/iec61987/iec61987.nsf/PropertiesAllVersions/0112-2---61987%23ABE903
0112/2///61987#ABE960 | 001 | 01 | 0112/2///61987#ABE960#001 | maximum influence of process temperature on ullage |  |  |  |  | change in output of an ullage measuring device caused by a change in process temperature with respect to reference conditions, expressed as the maximum error across the specified process temperature range |  |  | m/K |  |  | REAL_MEASURE_TYPE |  |  |  |  | NON_DEPENDENT_P_DET | [5 empty] | 0112/2///61987#ABE956 - Influence of external quantities expressed for ullage | 0112/2///61987#ABA000 | 0112/2///62720#UAA728 - metre per kelvin |  | 0112/2///61987#ABT549 - Length per temperature | Standard |  | IEC 61987 | IEC | SC65E | - | C00018 | 001-01 (2018-03-28 07:27:03 by BATCH 00000762) standard | 0112-2---61987#ABE960 | https://cdd.iec.ch/cdd/iec61987/iec61987.nsf/PropertiesAllVersions/0112-2---61987%23ABE960
0112/2///61987#ABE989 | 001 | 01 | 0112/2///61987#ABE989#001 | average influence of process pressure on point level |  |  |  |  | change in output of a point level measuring device caused by a change in process pressure with respect to reference conditions, expressed as the average error across the specified process pressure range |  |  | mm |  |  | REAL_MEASURE_TYPE |  |  |  |  | NON_DEPENDENT_P_DET | [5 empty] | 0112/2///61987#ABE984 - Influence of external quantities expressed for point level | 0112/2///61987#ABA000 | 0112/2///62720#UAA862 - millimetre |  | 0112/2///61987#ABT548 - Length short | Standard |  | IEC 61987 | IEC | SC65E | - | C00018 | 001-01 (2018-03-28 07:27:03 by BATCH 00000762) standard | 0112-2---61987#ABE989 | https://cdd.iec.ch/cdd/iec61987/iec61987.nsf/PropertiesAllVersions/0112-2---61987%23ABE989
0112/2///61987#ABA113 | 001 | 01 | 0112/2///61987#ABA113#001 | document revision |  |  |  |  | alphanumeric character sequence uniquely identifying a document revision | [5 empty] | STRING_TYPE |  |  |  |  | NON_DEPENDENT_P_DET | [5 empty] | 0112/2///61987#ABA362 - Document information | 0112/2///61987#ABA000 |  |  |  | Standard |  | IEC 61987 |  | SC65E – IEC 61987 | - | C00018 | 001-01 (2019-03-08 15:35:27 by BATCH 00000766) standard | 0112-2---61987#ABA113 | https://cdd.iec.ch/cdd/iec61987/iec61987.nsf/PropertiesAllVersions/0112-2---61987%23ABA113
0112/2///61987#ABD115 | 003 | 02 | 0112/2///61987#ABD115#003 | reference to Overfill prevention protection approval |  |  |  |  | reference to block ABC485 | [5 empty] | CLASS_REFERENCE_TYPE(0112/2///61987#ABC485) 0112/2///61987#ABC485 - Overfill prevention protection approval |  |  |  |  | DEPENDENT_P_DET | [5 empty] | 0112/2///61987#ABC102 - Approval for use in special applications | 0112/2///61987#ABA000 |  |  |  | Standard |  | IEC 61987 | IEC | IEC SC65E | 0112/2///61987#ABA241 - number of overfill protection approvals | C00112 |  | 0112-2---61987#ABD115 | https://cdd.iec.ch/cdd/iec61987/iec61987.nsf/PropertiesAllVersions/0112-2---61987%23ABD115
0112/2///61987#ABA497 | 001 | 02 | 0112/2///61987#ABA497#001 | configurable range or values |  |  |  |  | valid range or values of a configuration function | [5 empty] | STRING_TYPE |  |  |  |  | NON_DEPENDENT_P_DET | [5 empty] | 0112/2///61987#ABC161 - Communication interface configuration function0112/2///61987#ABC592 - Signal configuration function | 0112/2///61987#ABA000 |  |  |  | Standard |  |  |  | SC65E – IEC 61987 | - | C00004 |  | 0112-2---61987#ABA497 | https://cdd.iec.ch/cdd/iec61987/iec61987.nsf/PropertiesAllVersions/0112-2---61987%23ABA497
0112/2///61987#ABU932 | 001 | 01 | 0112/2///61987#ABU932#001 | reference to Absolute performance for mass fraction |  |  |  |  | reference to block ABF608 | [5 empty] | CLASS_REFERENCE_TYPE(0112/2///61987#ABF608) 0112/2///61987#ABF608 - Absolute performance for mass fraction |  |  |  |  | DEPENDENT_P_DET | [5 empty] | 0112/2///61987#ABG277 - Type of performance variable [11] | 0112/2///61987#ABA000 |  |  |  | Standard |  | IEC 61987 | IEC | SC65E | 0112/2///61987#ABU918 - performance variable type [11] | C00018 | 001-01 (2018-03-28 07:27:22 by BATCH 00000762) standard | 0112-2---61987#ABU932 | https://cdd.iec.ch/cdd/iec61987/iec61987.nsf/PropertiesAllVersions/0112-2---61987%23ABU932
0112/2///61987#ABG893 | 001 | 01 | 0112/2///61987#ABG893#001 | reference to Deployment conditions [8] |  |  |  |  | reference to block ABG333 | [5 empty] | CLASS_REFERENCE_TYPE(0112/2///61987#ABG333) 0112/2///61987#ABG333 - Deployment conditions [8] |  |  |  |  | NON_DEPENDENT_P_DET | [5 empty] | 0112/2///61987#ABG331 - Installation conditions [12] | 0112/2///61987#ABA000 |  |  |  | Standard |  | IEC 61987 | IEC | SC65E | - | C00018 | 001-01 (2018-03-28 07:27:11 by BATCH 00000762) standard | 0112-2---61987#ABG893 | https://cdd.iec.ch/cdd/iec61987/iec61987.nsf/PropertiesAllVersions/0112-2---61987%23ABG893
0112/2///61987#ABD540 | 004 | 01 | 0112/2///61987#ABD540#004 | behaviour in the event of rupture of the drive diaphragm/drive bellows |  |  |  |  | classification of the pressure relief of a pressure reducing regulator or a back pressure regulator according to its performance in the event of mechanical failure of its drive | [5 empty] | ENUM_CODE_TYPE(0112/2///61987#ABL684) |  |  |  |  | DEPENDENT_P_DET |  |  | 0112/2///61987#ABL684 | 0112/2///61987#ABN336 - valve closes0112/2///61987#ABN337 - valve opens0112/2///61987#ABI407 - others |  | 0112/2///61987#ABE035 - Structural design of a pressure reducing regulator or back pressure/excess pressure regulator0112/2///61987#ABE611 - Structural design of a filter regulator | 0112/2///61987#ABA000 |  |  |  | Standard |  |  |  |  | 0112/2///61987#ABI406 - empty_property | C00091 |  | 0112-2---61987#ABD540 | https://cdd.iec.ch/cdd/iec61987/iec61987.nsf/PropertiesAllVersions/0112-2---61987%23ABD540
0112/2///61987#ABH765 | 001 | 01 | 0112/2///61987#ABH765#001 | reference to Output values of mass fraction |  |  |  |  | reference to block ABH653 | [5 empty] | CLASS_REFERENCE_TYPE(0112/2///61987#ABH653) 0112/2///61987#ABH653 - Output values of mass fraction |  |  |  |  | NON_DEPENDENT_P_DET | [5 empty] | 0112/2///61987#ABH635 - Calibration point of mass fraction | 0112/2///61987#ABA000 |  |  |  | Standard |  | IEC 61987 |  | SC65E – IEC 61987 | - | C00018 | 001-01 (2019-03-08 15:35:30 by BATCH 00000766) standard | 0112-2---61987#ABH765 | https://cdd.iec.ch/cdd/iec61987/iec61987.nsf/PropertiesAllVersions/0112-2---61987%23ABH765
0112/2///61987#ABI218 | 001 | 01 | 0112/2///61987#ABI218#001 | QV damping value |  |  |  |  | damping applied to the output channel of the quaternary variable of a CPF 9 device | CPF 9 is the IEC 61784 acronym for HART. |  |  |  |  | REAL_TYPE |  |  |  |  | NON_DEPENDENT_P_DET | [5 empty] | 0112/2///61987#ABH917 - HART common practice parameters | 0112/2///61987#ABA000 |  |  |  | Standard |  |  |  | SC65E – IEC 61987 | - | C00019 | 001-01 (2018-03-28 07:27:16 by BATCH 00000762) standard | 0112-2---61987#ABI218 | https://cdd.iec.ch/cdd/iec61987/iec61987.nsf/PropertiesAllVersions/0112-2---61987%23ABI218
0112/2///61987#ABE256 | 001 | 02 | 0112/2///61987#ABE256#001 | reference to Rated Operating Conditions [11] |  |  |  |  | reference to block ABE000 | [5 empty] | CLASS_REFERENCE_TYPE(0112/2///61987#ABE000) 0112/2///61987#ABE000 - Rated operating conditions [11] |  |  |  |  | NON_DEPENDENT_P_DET | [5 empty] | 0112/2///61987#ABE310 - Device LOP for valve body assembly0112/2///61987#ABE311 - Device LOP for globe valve0112/2///61987#ABE312 - Device LOP for gate valve0112/2///61987#ABE313 - Device LOP for diaphragm/pinch valve0112/2///61987#ABE314 - Device LOP for butterfly valve0112/2///61987#ABE315 - Device LOP for eccentric plug valve0112/2///61987#ABE316 - Device LOP for plug valve0112/2///61987#ABE317 - Device LOP for ball valve0112/2///61987#ABE318 - Device LOP for pressure reducing regulator or back pressure/excess pressure regulator | 0112/2///61987#ABA000 |  |  |  | Standard |  |  |  |  | - | C00004 |  | 0112-2---61987#ABE256 | https://cdd.iec.ch/cdd/iec61987/iec61987.nsf/PropertiesAllVersions/0112-2---61987%23ABE256
0112/2///61987#ABB901 | 001 | 04 | 0112/2///61987#ABB901#001 | total error (differential pressure, 69 bar static pressure, -10 °C to 60 °C, span) |  |  |  |  | for differential pressure measuring devices, total error for one year, calculated by the sum of the total performance (differential pressure, 69 bar, -10 °C to 60 °C, span) and the long term drift per annum, expressed as percentage of span |  |  | % |  |  | REAL_MEASURE_TYPE |  |  |  |  | NON_DEPENDENT_P_DET | [5 empty] | 0112/2///61987#ABC067 - Accuracy expressed as a percentage [1] | 0112/2///61987#ABA000 | 0112/2///62720#UAA000 - percent |  | 0112/2///61987#ABT533 - Percentage | Standard |  |  |  | SC65E – IEC 61987 | - | C00004 |  | 0112-2---61987#ABB901 | https://cdd.iec.ch/cdd/iec61987/iec61987.nsf/PropertiesAllVersions/0112-2---61987%23ABB901
0112/2///61987#ABB696 | 001 | 04 | 0112/2///61987#ABB696#001 | maximum influence of shock on span |  |  |  |  | change in output caused by a shock, as the result of a shock test |  |  | % |  |  | REAL_MEASURE_TYPE |  |  | IEC 61298-3, chapter 8 |  | NON_DEPENDENT_P_DET | [5 empty] | 0112/2///61987#ABC277 - Influence of external quantities expressed as a percentage for pressure0112/2///61987#ABJ593 - Influence of external quantities expressed as a percentage [5]0112/2///61987#ABC276 - Influence of external quantities expressed as a percentage0112/2///61987#ABD890 - Influence of external quantities expressed as a percentage [2]0112/2///61987#ABG313 - Influence of external quantities expressed as a percentage [3]0112/2///61987#ABG314 - Influence of external quantities expressed as a percentage [4] | 0112/2///61987#ABA000 | 0112/2///62720#UAA000 - percent |  | 0112/2///61987#ABT533 - Percentage | Standard |  |  |  | SC65E – IEC 61987 | - | C00004 |  | 0112-2---61987#ABB696 | https://cdd.iec.ch/cdd/iec61987/iec61987.nsf/PropertiesAllVersions/0112-2---61987%23ABB696
0112/2///61987#ABU147 | 001 | 02 | 0112/2///61987#ABU147#001 | reference to Type of measured variable [1] |  |  |  |  | reference to block ABC660 |  | Id specified in IEC61987-12/-13: ABD303 |  |  |  | CLASS_REFERENCE_TYPE(0112/2///61987#ABC660) 0112/2///61987#ABC660 - Type of measured variable [1] |  |  |  |  | NON_DEPENDENT_P_DET | [5 empty] | 0112/2///61987#ABC407 - Measured variable [1] | 0112/2///61987#ABA000 |  |  |  | Standard |  |  |  | SC65E – IEC 61987 | - | C00004 |  | 0112-2---61987#ABU147 | https://cdd.iec.ch/cdd/iec61987/iec61987.nsf/PropertiesAllVersions/0112-2---61987%23ABU147
0112/2///61987#ABB322 | 003 | 01 | 0112/2///61987#ABB322#003 | number of other process case variables |  |  |  |  | @number of other process case variables |  | cardinality property |  |  |  | INT_TYPE |  |  |  |  | CONDITION_DET | [5 empty] | 0112/2///61987#ABC268 - High/single pressure side process case variables0112/2///61987#ABC327 - Low pressure side process case variables0112/2///61987#ABC534 - Process case [flow]0112/2///61987#ABD987 - Process case [valves]0112/2///61987#ABE662 - Process case [flow modification accessory]0112/2///61987#ABG450 - Process case [level]0112/2///61987#ABG452 - Process case [density] | 0112/2///61987#ABA000 |  |  |  | Standard |  |  |  | SC65E – IEC 61987 | - | C00004 |  | 0112-2---61987#ABB322 | https://cdd.iec.ch/cdd/iec61987/iec61987.nsf/PropertiesAllVersions/0112-2---61987%23ABB322
0112/2///61987#ABF760 | 001 | 01 | 0112/2///61987#ABF760#001 | reference to Fibre optics |  |  |  |  | reference to block ABF261 | [5 empty] | CLASS_REFERENCE_TYPE(0112/2///61987#ABF261) 0112/2///61987#ABF261 - Fibre optics |  |  |  |  | NON_DEPENDENT_P_DET | [5 empty] | 0112/2///61987#ABF226 - Structural design of a radiation thermometer | 0112/2///61987#ABA000 |  |  |  | Standard |  | IEC 61987 | IEC | SC65E | - | C00019 | 001-01 (2018-03-28 07:27:09 by BATCH 00000762) standard | 0112-2---61987#ABF760 | https://cdd.iec.ch/cdd/iec61987/iec61987.nsf/PropertiesAllVersions/0112-2---61987%23ABF760
0112/2///61987#ABU258 | 001 | 03 | 0112/2///61987#ABU258#001 | reference to Analog current input [2] |  |  |  |  | reference to block ABC084 |  | Id specified in IEC61987-12/-13: ABC714 |  |  |  | CLASS_REFERENCE_TYPE(0112/2///61987#ABC084) 0112/2///61987#ABC084 - Analog current input [2] |  |  |  |  | DEPENDENT_P_DET | [5 empty] | 0112/2///61987#ABC054 - Type of auxiliary input [3] | 0112/2///61987#ABA000 |  |  |  | Standard |  |  |  | SC65E – IEC 61987 | 0112/2///61987#ABU256 - auxiliary input type [3] | C00004 |  | 0112-2---61987#ABU258 | https://cdd.iec.ch/cdd/iec61987/iec61987.nsf/PropertiesAllVersions/0112-2---61987%23ABU258
0112/2///61987#ABH807 | 002 | 01 | 0112/2///61987#ABH807#002 | storage area |  |  |  |  | area where a device can be stored without permanent impairment of its specified operating characteristics | [5 empty] | ENUM_CODE_TYPE(0112/2///61987#ABL462) |  |  |  |  | DEPENDENT_P_DET |  |  | 0112/2///61987#ABL462 | 0112/2///61987#ABM520 - indoor0112/2///61987#ABM521 - outdoor0112/2///61987#ABI407 - others |  | 0112/2///61987#ABH806 - Storage | 0112/2///61987#ABA000 |  |  |  | Standard |  |  |  | SC65E – IEC 61987 | 0112/2///61987#ABI406 - empty_property | C00091 |  | 0112-2---61987#ABH807 | https://cdd.iec.ch/cdd/iec61987/iec61987.nsf/PropertiesAllVersions/0112-2---61987%23ABH807
0112/2///61987#ABB744 | 001 | 04 | 0112/2///61987#ABB744#001 | inaccuracy of pressure |  |  |  |  | for a pressure measurement, the maximum positive and negative deviation from the specified characteristic curve observed in testing a device under specified conditions and by a specified procedure |  |  | mbar |  |  | REAL_MEASURE_TYPE |  |  | IEC 61298-1, Ed. 2.0, 3.5 |  | NON_DEPENDENT_P_DET | [5 empty] | 0112/2///61987#ABC064 - Absolute performance for pressure0112/2///61987#ABC076 - Accuracy for a subrange of pressure | 0112/2///61987#ABA000 | 0112/2///62720#UAA810 - millibar |  | 0112/2///61987#ABT524 - Pressure | Standard |  |  |  | SC65E – IEC 61987 | - | C00004 |  | 0112-2---61987#ABB744 | https://cdd.iec.ch/cdd/iec61987/iec61987.nsf/PropertiesAllVersions/0112-2---61987%23ABB744
0112/2///61987#ABB911 | 005 | 01 | 0112/2///61987#ABB911#005 | proof test interval |  |  |  |  | interval between tests for failures which are not automatically revealed |  |  | y |  |  | REAL_MEASURE_TYPE |  |  | IEC 61508-4 |  | NON_DEPENDENT_P_DET | [5 empty] | 0112/2///61987#ABD877 - Functional safety and reliability [2]0112/2///61987#ABE038 - Test criterium for functional safety0112/2///61987#ABC257 - Functional safety and reliability | 0112/2///61987#ABA000 | 0112/2///62720#UAB026 - year |  | 0112/2///61987#ABT511 - Time/time duration long | Standard |  |  |  | SC65E – IEC 61987 | - | C00004 |  | 0112-2---61987#ABB911 | https://cdd.iec.ch/cdd/iec61987/iec61987.nsf/PropertiesAllVersions/0112-2---61987%23ABB911
0112/2///61987#ABB254 | 004 | 01 | 0112/2///61987#ABB254#004 | designation of optical connection |  |  |  |  | alphanumeric character sequence identifying an optical connection | [5 empty] | STRING_TYPE |  |  |  |  | NON_DEPENDENT_P_DET | [5 empty] | 0112/2///61987#ABC462 - Optical communication interface | 0112/2///61987#ABA000 |  |  |  | Standard |  |  |  | SC65E – IEC 61987 | - | C00004 |  | 0112-2---61987#ABB254 | https://cdd.iec.ch/cdd/iec61987/iec61987.nsf/PropertiesAllVersions/0112-2---61987%23ABB254
0112/2///61987#ABB214 | 001 | 04 | 0112/2///61987#ABB214#001 | lower range-limit of temperature |  |  |  |  | lowest value of the temperature that the device can be adjusted to measure within the specified accuracy limits |  |  | °C |  |  | REAL_MEASURE_TYPE |  |  |  |  | NON_DEPENDENT_P_DET | [5 empty] | 0112/2///61987#ABC421 - Measuring range for temperature0112/2///61987#ABF225 - Indication range for temperature | 0112/2///61987#ABA000 | 0112/2///62720#UAA033 - degree Celsius |  | 0112/2///61987#ABT514 - Temperature | Standard |  |  |  | SC65E – IEC 61987 | - | C00004 |  | 0112-2---61987#ABB214 | https://cdd.iec.ch/cdd/iec61987/iec61987.nsf/PropertiesAllVersions/0112-2---61987%23ABB214
0112/2///61987#ABA135 | 003 | 01 | 0112/2///61987#ABA135#003 | critical exposure temperature |  |  |  |  | minimum temperature at which membrane stress may occur |  |  | °C |  |  | REAL_MEASURE_TYPE |  |  | API/ASME 579 |  | NON_DEPENDENT_P_DET | [5 empty] | 0112/2///61987#ABC533 - Pressure-temperature design ratings0112/2///61987#ABC588 - Secondary containment0112/2///61987#ABD986 - Pressure-temperature design ratings [2] | 0112/2///61987#ABA000 | 0112/2///62720#UAA033 - degree Celsius |  | 0112/2///61987#ABT514 - Temperature | Standard |  |  |  | SC65E – IEC 61987 | - | C00004 |  | 0112-2---61987#ABA135 | https://cdd.iec.ch/cdd/iec61987/iec61987.nsf/PropertiesAllVersions/0112-2---61987%23ABA135
0112/2///61987#ABD763 | 002 | 01 | 0112/2///61987#ABD763#002 | type of positioner |  |  |  |  | classification of a positioner according to its functional design | [5 empty] | ENUM_CODE_TYPE(0112/2///61987#ABJ796) |  |  |  |  | DEPENDENT_P_DET |  |  | 0112/2///61987#ABJ796 | 0112/2///61987#ABL226 - pneumatic0112/2///61987#ABL227 - electrical (analog)0112/2///61987#ABL228 - electrical (digital)0112/2///61987#ABL229 - hydraulic0112/2///61987#ABI407 - others |  | 0112/2///61987#ABE034 - Structural design of a positioner | 0112/2///61987#ABA000 |  |  |  | Standard |  |  |  |  | 0112/2///61987#ABI406 - empty_property | C00091 |  | 0112-2---61987#ABD763 | https://cdd.iec.ch/cdd/iec61987/iec61987.nsf/PropertiesAllVersions/0112-2---61987%23ABD763
0112/2///61987#ABF146 | 001 | 01 | 0112/2///61987#ABF146#001 | active length of probe |  |  |  |  | length of that part of a probe that is used to provide a measurement | Depending upon probe construction, the length may be measured from the bottom of the process connection or the bottom of the inactive part of a probe. |  | mm |  |  | REAL_MEASURE_TYPE |  |  |  |  | NON_DEPENDENT_P_DET | [5 empty] | 0112/2///61987#ABF136 - Structural design of a capacitance level transmitter/switch0112/2///61987#ABF155 - Single electrode probe | 0112/2///61987#ABA000 | 0112/2///62720#UAA862 - millimetre |  | 0112/2///61987#ABT548 - Length short | Standard |  | IEC 61987 | IEC | SC65E | - | C00018 | 001-01 (2018-03-28 07:27:04 by BATCH 00000762) standard | 0112-2---61987#ABF146 | https://cdd.iec.ch/cdd/iec61987/iec61987.nsf/PropertiesAllVersions/0112-2---61987%23ABF146
0112/2///61987#ABF331 | 001 | 01 | 0112/2///61987#ABF331#001 | type of connection to thermowell extension |  |  |  |  | classification of a connection to a thermowell extension according to its fabricated form | [5 empty] | STRING_TYPE |  |  |  |  | NON_DEPENDENT_P_DET | [5 empty] | 0112/2///61987#ABF319 - Structural design of a thermowell0112/2///61987#ABF380 - Structural design of a connection head0112/2///61987#ABF396 - Structural design of separate temperature transmitter0112/2///61987#ABF405 - Structural design of an insert/element | 0112/2///61987#ABA000 |  |  |  | Standard |  | IEC 61987 | IEC | SC65E | - | C00019 | 001-01 (2018-03-28 07:27:06 by BATCH 00000762) standard | 0112-2---61987#ABF331 | https://cdd.iec.ch/cdd/iec61987/iec61987.nsf/PropertiesAllVersions/0112-2---61987%23ABF331
0112/2///61987#ABC759 | 001 | 05 | 0112/2///61987#ABC759#001 | reference to Auxiliary input [4] |  |  |  |  | reference to block ABC129 | [5 empty] | CLASS_REFERENCE_TYPE(0112/2///61987#ABC129) 0112/2///61987#ABC129 - Auxiliary input [4] |  |  |  |  | DEPENDENT_P_DET | [5 empty] | 0112/2///61987#ABC293 - Input [4] | 0112/2///61987#ABA000 |  |  |  | Standard |  | IEC 61987 | IEC | IEC SC65E | 0112/2///61987#ABA340 - number of auxiliary inputs | C00112 |  | 0112-2---61987#ABC759 | https://cdd.iec.ch/cdd/iec61987/iec61987.nsf/PropertiesAllVersions/0112-2---61987%23ABC759
0112/2///61987#ABD439 | 003 | 01 | 0112/2///61987#ABD439#003 | minimum operating emissivity |  |  |  |  | lowest emissivity for which a device is or should be designed to operate within its specified limits |  |  | 1 |  |  | REAL_MEASURE_TYPE |  |  |  |  | NON_DEPENDENT_P_DET | [5 empty] | 0112/2///61987#ABC451 - Normal process conditions [1]0112/2///61987#ABG348 - Normal process conditions [10]0112/2///61987#ABH342 - Normal process design conditions [6]0112/2///61987#ABH462 - Normal process conditions [11] | 0112/2///61987#ABA000 | 0112/2///62720#UAA915 - quantity of dimension one |  |  | Standard |  |  |  | SC65E – IEC 61987 | - | C00019 |  | 0112-2---61987#ABD439 | https://cdd.iec.ch/cdd/iec61987/iec61987.nsf/PropertiesAllVersions/0112-2---61987%23ABD439
0112/2///61987#ABB253 | 004 | 02 | 0112/2///61987#ABB253#004 | marking of optical connection |  |  |  |  | number, letter or symbol based on IEC 60445 identifying the function of an optical connection | [5 empty] | STRING_TYPE |  |  |  |  | NON_DEPENDENT_P_DET | [5 empty] | 0112/2///61987#ABC462 - Optical communication interface | 0112/2///61987#ABA000 |  |  |  | Standard |  | IEC 61987 | IEC | IEC/SC 65E | - | C00112 |  | 0112-2---61987#ABB253 | https://cdd.iec.ch/cdd/iec61987/iec61987.nsf/PropertiesAllVersions/0112-2---61987%23ABB253
0112/2///61987#ABU346 | 001 | 03 | 0112/2///61987#ABU346#001 | output type [5] |  |  |  |  | polymorphism property allowing selection of an output type for a device |  | polymorphic control property; Id specified in IEC61987-12/-13: ABB205 |  |  |  | ENUM_STRING_TYPE(0112/2///61987#ABU111(Analog current output [2],Analog voltage output [1],Frequency output [1],Pulse output,Binary output IEC 60947-5-6 (NAMUR),0112/2///61987#Binary current output,0112/2///61987#Binary isolated output,0112/2///61987#Binary electronic output,0112/2///61987#Manufacturer-specific output [1],0112/2///61987#Pneumatic/hydraulic output [2],0112/2///61987#Binary pneumatic/hydraulic output)) |  | 0112/2///61987#ABU111 |  |  | CONDITION_DET |  |  | 0112/2///61987#ABU111 | 0112/2///61987#ABU035 - IEC61987-11 Name of Analog current output [2]0112/2///61987#ABU036 - IEC61987-11 Name of Analog voltage output [1]0112/2///61987#ABU037 - IEC61987-11 Name of Frequency output [1]0112/2///61987#ABU038 - IEC61987-11 Name of Pulse output0112/2///61987#ABU070 - IEC61987-11 Name of Binary output IEC 60947-5-6 (NAMUR)0112/2///61987#ABU071 - IEC61987-11 Name of Binary current output0112/2///61987#ABU072 - IEC61987-11 Name of Binary isolated output0112/2///61987#ABU073 - IEC61987-11 Name of Binary electronic output0112/2///61987#ABU074 - IEC61987-11 Name of Manufacturer-specific output [1]0112/2///61987#ABU039 - IEC61987-11 Name of Pneumatic/hydraulic output [2]0112/2///61987#ABU075 - IEC61987-11 Name of Binary pneumatic/hydraulic output |  | 0112/2///61987#ABC668 - Type of output [5] | 0112/2///61987#ABA000 |  |  |  | Standard |  | IEC 61987 | IEC | IEC/SC 65E | - | C00112 |  | 0112-2---61987#ABU346 | https://cdd.iec.ch/cdd/iec61987/iec61987.nsf/PropertiesAllVersions/0112-2---61987%23ABU346
0112/2///61987#ABP304 | 001 | 01 | 0112/2///61987#ABP304#001 | style of solenoid valve |  |  |  |  | classification of a solenoid valve according to its position when the coil is not energized | [5 empty] | ENUM_CODE_TYPE(0112/2///61987#ABL544) |  |  |  |  | DEPENDENT_P_DET |  |  | 0112/2///61987#ABL544 | 0112/2///61987#ABM788 - normally open (NO)0112/2///61987#ABM789 - normally closed (NC)0112/2///61987#ABI407 - others |  | 0112/2///61987#ABP303 - Functional design of a solenoid valve [I/O module] | 0112/2///61987#ABA000 |  |  |  | Standard |  | IEC 61987 | IEC | IEC/SC 65E | 0112/2///61987#ABI406 - empty_property | C00128 | 001-01 (2023-01-23 14:53:54 by BATCH 00000807) standard | 0112-2---61987#ABP304 | https://cdd.iec.ch/cdd/iec61987/iec61987.nsf/PropertiesAllVersions/0112-2---61987%23ABP304
0112/2///61987#ABN667 | 001 | 02 | 0112/2///61987#ABN667#001 | vibration amplitude at the gear meshing frequency per g |  |  |  |  | performance indicator of vibration calculated from the oscillation amplitude at the rotation frequency of the shaft, multiplied with the number of teeth of the gear mounted at the shaft, expressed as acceleration in units of the acceleration of gravity g | Note 1: The oscillation amplitude normally results from a Fourier analysis of the vibration spectrum at the considered frequency or the considered frequencies. Note 2: The method used defining the frequency band and amplitude calculation within the frequency band is regularly defined by the user. |  |  |  |  | REAL_TYPE |  |  |  |  | NON_DEPENDENT_P_DET | [5 empty] | 0112/2///61987#ABN694 - Specific machine vibration measurement variables | 0112/2///61987#ABA000 |  |  |  | Standard |  | IEC 61987 | IEC | IEC SC65E | - | C00112 |  | 0112-2---61987#ABN667 | https://cdd.iec.ch/cdd/iec61987/iec61987.nsf/PropertiesAllVersions/0112-2---61987%23ABN667
0112/2///61987#ABB468 | 002 | 01 | 0112/2///61987#ABB468#002 | type of insertion probe seal |  |  |  |  | classification of a seal according to its mechanical design | [5 empty] | ENUM_CODE_TYPE(0112/2///61987#ABL310) |  |  |  |  | DEPENDENT_P_DET |  |  | 0112/2///61987#ABL310 | 0112/2///61987#ABL986 - bonded seal0112/2///61987#ABL987 - bushing/packing gland0112/2///61987#ABI407 - others |  | 0112/2///61987#ABC243 - Fixed electromagnetic insertion flow transmitter0112/2///61987#ABC301 - Insertion thermal mass flow transmitter | 0112/2///61987#ABA000 |  |  |  | Standard |  |  |  | SC65E – IEC 61987 | 0112/2///61987#ABI406 - empty_property | C00091 |  | 0112-2---61987#ABB468 | https://cdd.iec.ch/cdd/iec61987/iec61987.nsf/PropertiesAllVersions/0112-2---61987%23ABB468
0112/2///61987#ABA930 | 001 | 04 | 0112/2///61987#ABA930#001 | assigned lower range-value of RTD input signal | lower range-value |  |  |  | lower range end-value that has been configured at the factory |  |  | °C |  |  | REAL_MEASURE_TYPE |  |  |  |  | NON_DEPENDENT_P_DET | [5 empty] | 0112/2///61987#ABC579 - RTD input0112/2///61987#ABP070 - RTD input [I/O module] | 0112/2///61987#ABA000 | 0112/2///62720#UAA033 - degree Celsius |  | 0112/2///61987#ABT514 - Temperature | Standard |  |  |  | SC65E – IEC 61987 | - | C00004 |  | 0112-2---61987#ABA930 | https://cdd.iec.ch/cdd/iec61987/iec61987.nsf/PropertiesAllVersions/0112-2---61987%23ABA930
0112/2///61987#ABU409 | 001 | 03 | 0112/2///61987#ABU409#001 | reference to Percentage performance |  |  |  |  | reference to block ABC489 |  | Id specified in IEC61987-12/-13: ABD119 |  |  |  | CLASS_REFERENCE_TYPE(0112/2///61987#ABC489) 0112/2///61987#ABC489 - Percentage performance |  |  |  |  | DEPENDENT_P_DET | [5 empty] | 0112/2///61987#ABC675 - Type of performance variable [5] | 0112/2///61987#ABA000 |  |  |  | Standard |  |  |  | SC65E – IEC 61987 | 0112/2///61987#ABU391 - performance variable type [5] | C00004 |  | 0112-2---61987#ABU409 | https://cdd.iec.ch/cdd/iec61987/iec61987.nsf/PropertiesAllVersions/0112-2---61987%23ABU409
0112/2///61987#ABE622 | 001 | 01 | 0112/2///61987#ABE622#001 | reference to Device LOP for filter regulator |  |  |  |  | reference to block ABE632 | [5 empty] | CLASS_REFERENCE_TYPE(0112/2///61987#ABE632) 0112/2///61987#ABE632 - Device LOP for filter regulator |  |  |  |  | NON_DEPENDENT_P_DET | [5 empty] | 0112/2///61987#ABD377 - Filter regulator | 0112/2///61987#ABA000 |  |  |  | Standard |  | IEC 61987 | IEC | SC65E | - | C00016 | 001-01 (2018-03-28 07:27:01 by BATCH 00000762) standard | 0112-2---61987#ABE622 | https://cdd.iec.ch/cdd/iec61987/iec61987.nsf/PropertiesAllVersions/0112-2---61987%23ABE622
0112/2///61987#ABB304 | 001 | 04 | 0112/2///61987#ABB304#001 | volume phase fraction |  |  |  |  | ratio of the volume of the phase to the overall volume of the total fluid |  |  | % |  |  | REAL_MEASURE_TYPE |  |  |  |  | NON_DEPENDENT_P_DET | [5 empty] | 0112/2///61987#ABC103 - Aqueous phase0112/2///61987#ABC323 - Liquid phase0112/2///61987#ABC447 - Non-aqueous liquid phase0112/2///61987#ABC548 - Process material component0112/2///61987#ABC597 - Solid/particle phase [pressure]0112/2///61987#ABC598 - Solid/particle phase [flow]0112/2///61987#ABC679 - Gas/vapor phase [pressure]0112/2///61987#ABC680 - Gas/vapor phase [flow]0112/2///61987#ABD995 - Process material component [2]0112/2///61987#ABG460 - Aqueous phase [density]0112/2///61987#ABG462 - Non-aqueous liquid phase [density]0112/2///61987#ABG464 - Gas/vapor phase [density]0112/2///61987#ABG466 - Solid/particle phase [density]0112/2///61987#ABH256 - Gas component | 0112/2///61987#ABA000 | 0112/2///62720#UAA000 - percent |  | 0112/2///61987#ABT520 - Volume ratio | Standard |  |  |  | SC65E – IEC 61987 | - | C00004 |  | 0112-2---61987#ABB304 | https://cdd.iec.ch/cdd/iec61987/iec61987.nsf/PropertiesAllVersions/0112-2---61987%23ABB304
0112/2///61987#ABA067 | 004 | 01 | 0112/2///61987#ABA067#004 | version of frame application |  |  |  |  | version of the frame application required for proper operation of the device driver | [5 empty] | STRING_TYPE |  |  |  |  | NON_DEPENDENT_P_DET | [5 empty] | 0112/2///61987#ABC191 - Device integration | 0112/2///61987#ABA000 |  |  |  | Standard |  |  |  | SC65E – IEC 61987 | - | C00004 |  | 0112-2---61987#ABA067 | https://cdd.iec.ch/cdd/iec61987/iec61987.nsf/PropertiesAllVersions/0112-2---61987%23ABA067
0112/2///61987#ABI222 | 001 | 01 | 0112/2///61987#ABI222#001 | timer interval |  |  |  |  | time in ms which a device is given to join a network, after the elapse of which, it tries less frequently | [5 empty] | REAL_TYPE |  |  |  |  | NON_DEPENDENT_P_DET | [5 empty] | 0112/2///61987#ABH922 - HART wireless network commands | 0112/2///61987#ABA000 |  |  |  | Standard |  |  |  | SC65E – IEC 61987 | - | C00019 | 001-01 (2018-03-28 07:27:16 by BATCH 00000762) standard | 0112-2---61987#ABI222 | https://cdd.iec.ch/cdd/iec61987/iec61987.nsf/PropertiesAllVersions/0112-2---61987%23ABI222
0112/2///61987#ABA544 | 001 | 02 | 0112/2///61987#ABA544#001 | designation of LED indicator |  |  |  |  | alphanumeric character sequence identifying a LED indicator | [5 empty] | STRING_TYPE |  |  |  |  | NON_DEPENDENT_P_DET | [5 empty] | 0112/2///61987#ABC313 - LED indicator | 0112/2///61987#ABA000 |  |  |  | Standard |  |  |  | SC65E – IEC 61987 | - | C00004 |  | 0112-2---61987#ABA544 | https://cdd.iec.ch/cdd/iec61987/iec61987.nsf/PropertiesAllVersions/0112-2---61987%23ABA544
0112/2///61987#ABA903 | 001 | 02 | 0112/2///61987#ABA903#001 | material of remote seal fill fluid |  |  |  |  | material from which the full fluid is made | [5 empty] | STRING_TYPE |  |  |  |  | NON_DEPENDENT_P_DET | [5 empty] | 0112/2///61987#ABC577 - Remote seal fill fluid | 0112/2///61987#ABA000 |  |  |  | Standard |  |  |  | SC65E – IEC 61987 | - | C00004 |  | 0112-2---61987#ABA903 | https://cdd.iec.ch/cdd/iec61987/iec61987.nsf/PropertiesAllVersions/0112-2---61987%23ABA903
0112/2///61987#ABH486 | 001 | 01 | 0112/2///61987#ABH486#001 | orientation of valve |  |  |  |  | mounting orientation of a valve relative to the valve main axis | [5 empty] | STRING_TYPE |  |  |  |  | NON_DEPENDENT_P_DET | [5 empty] | 0112/2///61987#ABF023 - Structural design of a bypass/measuring chamber | 0112/2///61987#ABA000 |  |  |  | Standard |  | IEC 61987 | IEC | SC65E – IEC 61987 | - | C00018 | 001-01 (2018-03-28 07:27:16 by BATCH 00000762) standard | 0112-2---61987#ABH486 | https://cdd.iec.ch/cdd/iec61987/iec61987.nsf/PropertiesAllVersions/0112-2---61987%23ABH486
0112/2///61987#ABF273 | 002 | 01 | 0112/2///61987#ABF273#002 | type of level measuring device mounting |  |  |  |  | classification of the mounting of a level measuring device according to the mounting location including external measuring chambers | [5 empty] | ENUM_CODE_TYPE(0112/2///61987#ABL457) |  |  |  |  | DEPENDENT_P_DET |  |  | 0112/2///61987#ABL457 | 0112/2///61987#ABM505 - in stilling well0112/2///61987#ABM506 - in bypass0112/2///61987#ABM507 - top mounting0112/2///61987#ABM508 - bottom mounting0112/2///61987#ABI407 - others |  | 0112/2///61987#ABG333 - Deployment conditions [8] | 0112/2///61987#ABA000 |  |  |  | Standard |  | IEC 61987 | IEC | SC65E | 0112/2///61987#ABI406 - empty_property | C00091 |  | 0112-2---61987#ABF273 | https://cdd.iec.ch/cdd/iec61987/iec61987.nsf/PropertiesAllVersions/0112-2---61987%23ABF273
0112/2///61987#ABH811 | 001 | 01 | 0112/2///61987#ABH811#001 | maximum stacking number |  |  |  |  | number of package units in one stack up to which devices can be stored without permanent impairment of their specified operating characteristics | [5 empty] | INT_TYPE |  |  |  |  | NON_DEPENDENT_P_DET | [5 empty] | 0112/2///61987#ABH806 - Storage | 0112/2///61987#ABA000 |  |  |  | Standard |  |  |  | SC65E – IEC 61987 | - | C0018 | 001-01 (2019-03-08 15:35:30 by BATCH 00000766) standard | 0112-2---61987#ABH811 | https://cdd.iec.ch/cdd/iec61987/iec61987.nsf/PropertiesAllVersions/0112-2---61987%23ABH811
0112/2///61987#ABU375 | 001 | 03 | 0112/2///61987#ABU375#001 | reference to Assigned mass pulse value |  |  |  |  | reference to block ABC110 |  | Id specified in IEC61987-12/-13: ABC740 |  |  |  | CLASS_REFERENCE_TYPE(0112/2///61987#ABC110) 0112/2///61987#ABC110 - Assigned mass pulse value |  |  |  |  | DEPENDENT_P_DET | [5 empty] | 0112/2///61987#ABC118 - Assigned variable [1] | 0112/2///61987#ABA000 |  |  |  | Standard |  |  |  | SC65E – IEC 61987 | 0112/2///61987#ABU349 - assigned variable type [1] | C00004 |  | 0112-2---61987#ABU375 | https://cdd.iec.ch/cdd/iec61987/iec61987.nsf/PropertiesAllVersions/0112-2---61987%23ABU375
0112/2///61987#ABP120 | 001 | 01 | 0112/2///61987#ABP120#001 | lower range-limit of mV |  |  |  |  | lowest value of the mV signal that the device can be adjusted to measure within the specified accuracy limits |  |  | mV |  |  | REAL_MEASURE_TYPE |  |  |  |  | NON_DEPENDENT_P_DET | [5 empty] | 0112/2///61987#ABP050 - mV input [I/O module] | 0112/2///61987#ABA000 | 0112/2///62720#UAA804 - millivolt |  | 0112/2///61987#ABT506 - Voltage | Standard |  | IEC 61987 | IEC | IEC/SC 65E | - | C00128 | 001-01 (2023-01-23 14:53:52 by BATCH 00000807) standard | 0112-2---61987#ABP120 | https://cdd.iec.ch/cdd/iec61987/iec61987.nsf/PropertiesAllVersions/0112-2---61987%23ABP120
0112/2///61987#ABI558 | 001 | 02 | 0112/2///61987#ABI558#001 | reference to Regular maintenance/service |  |  |  |  | reference to block ABI479 | [5 empty] | CLASS_REFERENCE_TYPE(0112/2///61987#ABI479) 0112/2///61987#ABI479 - Regular maintenance/service |  |  |  |  | DEPENDENT_P_DET | [5 empty] | 0112/2///61987#ABI470 - Maintenance/service and repair | 0112/2///61987#ABA000 |  |  |  | Standard |  | IEC 61987 | IEC | IEC SC65E | 0112/2///61987#ABI497 - number of regular maintenances/services | C00112 |  | 0112-2---61987#ABI558 | https://cdd.iec.ch/cdd/iec61987/iec61987.nsf/PropertiesAllVersions/0112-2---61987%23ABI558
0112/2///61987#ABC004 | 002 | 01 | 0112/2///61987#ABC004#002 | vertical distance of lower process connection to upper range-limit height |  |  |  |  | distance between a liquid level at upper range limit and the lower process connection of the pressure transmitter or pressure gauge |  |  | mm |  |  | REAL_MEASURE_TYPE |  |  |  |  | NON_DEPENDENT_P_DET | [5 empty] | 0112/2///61987#ABC411 - Pressure measurement instrument installation0112/2///61987#ABH168 - Parameters of differential pressure level measurement | 0112/2///61987#ABA000 | 0112/2///62720#UAA862 - millimetre |  | 0112/2///61987#ABT548 - Length short | Standard |  |  |  | SC65E – IEC 61987 | - | C00004 |  | 0112-2---61987#ABC004 | https://cdd.iec.ch/cdd/iec61987/iec61987.nsf/PropertiesAllVersions/0112-2---61987%23ABC004
0112/2///61987#ABD654 | 002 | 01 | 0112/2///61987#ABD654#002 | minimum allowable opening travel time |  |  |  |  | shortest time duration that is permissible for the control valve together with its given set of components to travel from the close position to the open position |  |  | s |  |  | REAL_MEASURE_TYPE |  |  |  |  | NON_DEPENDENT_P_DET | [5 empty] | 0112/2///61987#ABD844 - Design conditions for valve body assembly | 0112/2///61987#ABA000 | 0112/2///62720#UAA972 - second |  | 0112/2///61987#ABT510 - Time/time duration short | Standard |  |  |  |  | - | C00004 |  | 0112-2---61987#ABD654 | https://cdd.iec.ch/cdd/iec61987/iec61987.nsf/PropertiesAllVersions/0112-2---61987%23ABD654
0112/2///61987#ABF299 | 001 | 01 | 0112/2///61987#ABF299#001 | length of lead |  |  |  |  | length of a lead including a non-isolated end if applicable |  |  | mm |  |  | REAL_MEASURE_TYPE |  |  |  |  | NON_DEPENDENT_P_DET | [5 empty] | 0112/2///61987#ABF294 - Flying lead | 0112/2///61987#ABA000 | 0112/2///62720#UAA862 - millimetre |  | 0112/2///61987#ABT548 - Length short | Standard |  | IEC 61987 | IEC | SC65E | - | C00019 | 001-01 (2018-03-28 07:27:05 by BATCH 00000762) standard | 0112-2---61987#ABF299 | https://cdd.iec.ch/cdd/iec61987/iec61987.nsf/PropertiesAllVersions/0112-2---61987%23ABF299
0112/2///61987#ABD649 | 001 | 04 | 0112/2///61987#ABD649#001 | min. torque by actuating fluid at reference actuation fluid pressure |  |  |  |  | lowest torque of the actuator resulting from the force of the actuating fluid at the reference actuating fluid pressure |  |  | kN·m |  |  | REAL_MEASURE_TYPE |  |  |  |  | NON_DEPENDENT_P_DET | [5 empty] | 0112/2///61987#ABE439 - Torque by actuation fluid pressure | 0112/2///61987#ABA000 | 0112/2///62720#UAA574 - kilonewton metre |  | 0112/2///61987#ABT538 - Moment of force | Standard |  |  |  |  | - | C00018 |  | 0112-2---61987#ABD649 | https://cdd.iec.ch/cdd/iec61987/iec61987.nsf/PropertiesAllVersions/0112-2---61987%23ABD649
0112/2///61987#ABU433 | 001 | 03 | 0112/2///61987#ABU433#001 | reference to Binary output IEC 60947-5-6 (NAMUR) |  |  |  |  | reference to block ABC145 |  | Id specified in IEC61987-12/-13: ABC775 |  |  |  | CLASS_REFERENCE_TYPE(0112/2///61987#ABC145) 0112/2///61987#ABC145 - Binary output IEC 60947-5-6 (NAMUR) |  |  |  |  | DEPENDENT_P_DET | [5 empty] | 0112/2///61987#ABC670 - Type of output [7] | 0112/2///61987#ABA000 |  |  |  | Standard |  |  |  | SC65E – IEC 61987 | 0112/2///61987#ABU426 - output type [7] | C00004 |  | 0112-2---61987#ABU433 | https://cdd.iec.ch/cdd/iec61987/iec61987.nsf/PropertiesAllVersions/0112-2---61987%23ABU433
0112/2///61987#ABN716 | 001 | 02 | 0112/2///61987#ABN716#001 | time stamp (time) |  |  |  |  | mark attributed to an instant by means of a specified timescale expressed as time | The format is defined in ISO 8601. |  |  |  |  | TIME_TYPE |  |  | IEV 113-01-12 MOD |  | NON_DEPENDENT_P_DET | [5 empty] | 0112/2///61987#ABN692 - Specific time variables | 0112/2///61987#ABA000 |  |  |  | Standard |  | IEC 61987 | IEC | IEC SC65E | - | C00112 |  | 0112-2---61987#ABN716 | https://cdd.iec.ch/cdd/iec61987/iec61987.nsf/PropertiesAllVersions/0112-2---61987%23ABN716
0112/2///61987#ABO094 | 001 | 01 | 0112/2///61987#ABO094#001 | reference document of consortium/user organization |  |  |  |  | alphanumeric character sequence identifying a document issued by a consortium/user organization | [5 empty] | STRING_TYPE |  |  | Document could be a declaration of conformity, a factory certificate, a license or other. |  | NON_DEPENDENT_P_DET | [5 empty] | 0112/2///61987#ABP298 - Reference document | 0112/2///61987#ABA000 |  |  |  | Standard |  | IEC 61987 | IEC | IEC SC65E | - | C00112 | 001-01 (2022-06-28 13:02:00 by BATCH 00000794) standard | 0112-2---61987#ABO094 | https://cdd.iec.ch/cdd/iec61987/iec61987.nsf/PropertiesAllVersions/0112-2---61987%23ABO094
0112/2///61987#ABB762 | 001 | 04 | 0112/2///61987#ABB762#001 | zero point error of flow velocity |  |  |  |  | absolute error of a device measuring flow velocity under reference conditions, when the input is at the lower range value |  |  | m/s |  |  | REAL_MEASURE_TYPE |  |  |  |  | NON_DEPENDENT_P_DET | [5 empty] | 0112/2///61987#ABC060 - Absolute performance for flow velocity | 0112/2///61987#ABA000 | 0112/2///62720#UAA733 - metre per second |  | 0112/2///61987#ABT509 - Velocity | Standard |  |  |  | SC65E – IEC 61987 | - | C00004 |  | 0112-2---61987#ABB762 | https://cdd.iec.ch/cdd/iec61987/iec61987.nsf/PropertiesAllVersions/0112-2---61987%23ABB762
0112/2///61987#ABD235 | 001 | 02 | 0112/2///61987#ABD235#001 | reference to Structural design [(oval) gear flow transmitter/gauge] |  |  |  |  | reference to block ABC609 | [5 empty] | CLASS_REFERENCE_TYPE(0112/2///61987#ABC609) 0112/2///61987#ABC609 - Structural design [(oval) gear flow transmitter/gauge] |  |  |  |  | NON_DEPENDENT_P_DET | [5 empty] | 0112/2///61987#ABC428 - Mechanical and electrical construction [(oval) gear flow transmitter/gauge] | 0112/2///61987#ABA000 |  |  |  | Standard |  |  |  | SC65E – IEC 61987 | - | C00004 |  | 0112-2---61987#ABD235 | https://cdd.iec.ch/cdd/iec61987/iec61987.nsf/PropertiesAllVersions/0112-2---61987%23ABD235
0112/2///61987#ABJ672 | 001 | 01 | 0112/2///61987#ABJ672#001 | number of SECONDARY_MEASUREMENTs |  |  |  |  | cardinality property for SECONDARY_MEASUREMENT | [5 empty] | INT_TYPE |  |  |  |  | CONDITION_DET | [5 empty] | 0112/2///61987#ABH843 - Flow technology block0112/2///61987#ABH849 - Level technology block0112/2///61987#ABH867 - Pressure technology block0112/2///61987#ABH869 - Temperature technology block0112/2///61987#ABI807 - Density technology block0112/2///61987#ABJ615 - Other measurement technology block | 0112/2///61987#ABA000 |  |  |  | Standard |  |  |  | SC65E – IEC 61987 | - | C00018 | 001-01 (2019-03-08 15:35:34 by BATCH 00000766) standard | 0112-2---61987#ABJ672 | https://cdd.iec.ch/cdd/iec61987/iec61987.nsf/PropertiesAllVersions/0112-2---61987%23ABJ672
0112/2///61987#ABA134 | 001 | 01 | 0112/2///61987#ABA134#001 | state/county |  |  |  |  | where applicable, federal state or county where the company or business partner is located | [5 empty] | STRING_TYPE |  |  |  |  | NON_DEPENDENT_P_DET | [5 empty] | 0112/2///61987#ABI571 - Address | 0112/2///61987#ABA000 |  |  |  | Standard |  | IEC 61987 |  | SC65E – IEC 61987 | - | C00018 | 001-01 (2019-03-08 15:35:27 by BATCH 00000766) standard | 0112-2---61987#ABA134 | https://cdd.iec.ch/cdd/iec61987/iec61987.nsf/PropertiesAllVersions/0112-2---61987%23ABA134
0112/2///61987#ABA623 | 007 | 01 | 0112/2///61987#ABA623#007 | maximum ambient temperature |  |  |  |  | highest ambient temperature for which a device is or should be designed to operate within its specified limits |  |  | °C |  |  | REAL_MEASURE_TYPE |  |  |  |  | NON_DEPENDENT_P_DET | [5 empty] | 0112/2///61987#ABC082 - Ambient temperature0112/2///61987#ABC238 - Explosion protection permissible temperature0112/2///61987#ABD509 - Normal environmental conditions [1]0112/2///61987#ABD945 - Normal environmental design conditions [3]0112/2///61987#ABE367 - Normal environmental conditions [4]0112/2///61987#ABE371 - Normal environmental conditions [3]0112/2///61987#ABE588 - Normal environmental conditions [5]0112/2///61987#ABE710 - Normal environmental conditions [6]0112/2///61987#ABF261 - Fibre optics | 0112/2///61987#ABA000 | 0112/2///62720#UAA033 - degree Celsius |  | 0112/2///61987#ABT514 - Temperature | Standard |  |  |  | SC65E – IEC 61987 | - | C00004 |  | 0112-2---61987#ABA623 | https://cdd.iec.ch/cdd/iec61987/iec61987.nsf/PropertiesAllVersions/0112-2---61987%23ABA623
0112/2///61987#ABA338 | 001 | 04 | 0112/2///61987#ABA338#001 | upper range-limit of normalized volume flow |  |  |  |  | highest value of the volume flow rate that a device can be adjusted to measure within its specified accuracy limits |  |  | m³/h |  |  | REAL_MEASURE_TYPE |  |  |  |  | NON_DEPENDENT_P_DET | [5 empty] | 0112/2///61987#ABC418 - Measuring range for normalized volume flow | 0112/2///61987#ABA000 | 0112/2///62720#UAA763 - metre cubed per hour |  | 0112/2///61987#ABT504 - Volume flow rate | Standard |  |  |  | SC65E – IEC 61987 | - | C00004 |  | 0112-2---61987#ABA338 | https://cdd.iec.ch/cdd/iec61987/iec61987.nsf/PropertiesAllVersions/0112-2---61987%23ABA338
0112/2///61987#ABB210 | 001 | 04 | 0112/2///61987#ABB210#001 | measured error of pressure |  |  |  |  | largest positive or negative value of error of the average upscale or downscale value at each point of pressure measurement expressed as an absolute value |  |  | mbar |  |  | REAL_MEASURE_TYPE |  |  | IEC 61298 and IEC 60770-2 |  | NON_DEPENDENT_P_DET | [5 empty] | 0112/2///61987#ABC064 - Absolute performance for pressure0112/2///61987#ABC076 - Accuracy for a subrange of pressure | 0112/2///61987#ABA000 | 0112/2///62720#UAA810 - millibar |  | 0112/2///61987#ABT524 - Pressure | Standard |  |  |  | SC65E – IEC 61987 | - | C00004 |  | 0112-2---61987#ABB210 | https://cdd.iec.ch/cdd/iec61987/iec61987.nsf/PropertiesAllVersions/0112-2---61987%23ABB210
0112/2///61987#ABV009 | 001 | 01 | 0112/2///61987#ABV009#001 | reference to Type of measured variable [10] |  |  |  |  | reference to block ABF982 | [5 empty] | CLASS_REFERENCE_TYPE(0112/2///61987#ABF982) 0112/2///61987#ABF982 - Type of measured variable [10] |  |  |  |  | NON_DEPENDENT_P_DET | [5 empty] | 0112/2///61987#ABF946 - Measured variable [10] | 0112/2///61987#ABA000 |  |  |  | Standard |  | IEC 61987 | IEC | SC65E | - | C00018 | 001-01 (2018-03-28 07:27:23 by BATCH 00000762) standard | 0112-2---61987#ABV009 | https://cdd.iec.ch/cdd/iec61987/iec61987.nsf/PropertiesAllVersions/0112-2---61987%23ABV009
0112/2///61987#ABE894 | 002 | 01 | 0112/2///61987#ABE894#002 | base type of vessel |  |  |  |  | type of tank used to calculate variables to reference conditions or to state variables under reference conditions | [5 empty] | ENUM_CODE_TYPE(0112/2///61987#ABL656) |  |  |  |  | DEPENDENT_P_DET |  |  | 0112/2///61987#ABL656 | 0112/2///61987#ABN233 - tank0112/2///61987#ABN234 - silo0112/2///61987#ABN235 - reactor0112/2///61987#ABN236 - vessel with agitator0112/2///61987#ABN237 - vessel with stilling well0112/2///61987#ABN238 - vessel with bypass0112/2///61987#ABI407 - others |  | 0112/2///61987#ABE812 - Level measurement0112/2///61987#ABE816 - Volume measurement0112/2///61987#ABE820 - Mass measurement0112/2///61987#ABE823 - Degree of filling measurement0112/2///61987#ABE871 - Point level measurement0112/2///61987#ABE888 - Ullage measurement | 0112/2///61987#ABA000 |  |  |  | Standard |  | IEC 61987 | IEC | SC65E | 0112/2///61987#ABI406 - empty_property | C00091 |  | 0112-2---61987#ABE894 | https://cdd.iec.ch/cdd/iec61987/iec61987.nsf/PropertiesAllVersions/0112-2---61987%23ABE894
0112/2///61987#ABH036 | 001 | 01 | 0112/2///61987#ABH036#001 | reference to Normal process design conditions [5] |  |  |  |  | reference to block ABG476 | [5 empty] | CLASS_REFERENCE_TYPE(0112/2///61987#ABG476) 0112/2///61987#ABG476 - Normal process design conditions [5] |  |  |  |  | NON_DEPENDENT_P_DET | [5 empty] | 0112/2///61987#ABG474 - Process design conditions [density] | 0112/2///61987#ABA000 |  |  |  | Standard |  | IEC 61987 | IEC | SC65E | - | C00017 | 001-01 (2018-03-28 07:27:13 by BATCH 00000762) standard | 0112-2---61987#ABH036 | https://cdd.iec.ch/cdd/iec61987/iec61987.nsf/PropertiesAllVersions/0112-2---61987%23ABH036
0112/2///61987#ABP273 | 001 | 01 | 0112/2///61987#ABP273#001 | reference to RMS input |  |  |  |  | reference to block ABP069 | [5 empty] | CLASS_REFERENCE_TYPE(0112/2///61987#ABP069) 0112/2///61987#ABP069 - RMS input |  |  |  |  | NON_DEPENDENT_P_DET | [5 empty] | 0112/2///61987#ABP044 - Input [I/O module] | 0112/2///61987#ABA000 |  |  |  | Standard |  | IEC 61987 | IEC | IEC/SC 65E | - | C00128 | 001-01 (2023-01-23 14:53:53 by BATCH 00000807) standard | 0112-2---61987#ABP273 | https://cdd.iec.ch/cdd/iec61987/iec61987.nsf/PropertiesAllVersions/0112-2---61987%23ABP273
0112/2///61987#ABP224 | 001 | 01 | 0112/2///61987#ABP224#001 | reference to Analog voltage output [I/O module] |  |  |  |  | reference to block ABP020 | [5 empty] | CLASS_REFERENCE_TYPE(0112/2///61987#ABP020) 0112/2///61987#ABP020 - Analog voltage output [I/O module] |  |  |  |  | NON_DEPENDENT_P_DET | [5 empty] | 0112/2///61987#ABP052 - Output [I/O module] | 0112/2///61987#ABA000 |  |  |  | Standard |  | IEC 61987 | IEC | IEC/SC 65E | - | C00128 | 001-01 (2023-01-23 14:53:53 by BATCH 00000807) standard | 0112-2---61987#ABP224 | https://cdd.iec.ch/cdd/iec61987/iec61987.nsf/PropertiesAllVersions/0112-2---61987%23ABP224
0112/2///61987#ABU221 | 001 | 02 | 0112/2///61987#ABU221#001 | reference to Device LOP for helix flow transmitter/gauge |  |  |  |  | reference to block ABA024 | [5 empty] | CLASS_REFERENCE_TYPE(0112/2///61987#ABA024) 0112/2///61987#ABA024 - Device LOP for helix flow transmitter/gauge |  |  |  |  | NON_DEPENDENT_P_DET | [5 empty] | 0112/2///61987#ABA786 - Helix flow transmitter | 0112/2///61987#ABA000 |  |  |  | Standard |  |  |  | SC65E – IEC 61987 | - | C00004 |  | 0112-2---61987#ABU221 | https://cdd.iec.ch/cdd/iec61987/iec61987.nsf/PropertiesAllVersions/0112-2---61987%23ABU221
0112/2///61987#ABA448 | 001 | 04 | 0112/2///61987#ABA448#001 | voltage signal resolution |  |  |  |  | smallest detectable increment between two voltage values |  |  | mV |  |  | REAL_MEASURE_TYPE |  |  |  |  | NON_DEPENDENT_P_DET | [5 empty] | 0112/2///61987#ABC099 - Analog voltage output parameters0112/2///61987#ABP019 - Analog voltage input parameters [I/O module] | 0112/2///61987#ABA000 | 0112/2///62720#UAA804 - millivolt |  | 0112/2///61987#ABT506 - Voltage | Standard |  |  |  | SC65E – IEC 61987 | - | C00004 |  | 0112-2---61987#ABA448 | https://cdd.iec.ch/cdd/iec61987/iec61987.nsf/PropertiesAllVersions/0112-2---61987%23ABA448
0112/2///61987#ABB085 | 003 | 01 | 0112/2///61987#ABB085#003 | display languages |  |  |  |  | language or languages available on the display | [5 empty] | ENUM_CODE_TYPE(0112/2///61987#ABJ759) |  |  |  |  | DEPENDENT_P_DET |  |  | 0112/2///61987#ABJ759 | 0112/2///61987#ABK792 - Abkhazian0112/2///61987#ABK793 - Afar0112/2///61987#ABK794 - Afrikaans0112/2///61987#ABK795 - Akan0112/2///61987#ABK796 - Albanian0112/2///61987#ABK797 - Amharic0112/2///61987#ABK798 - Arabic0112/2///61987#ABK799 - Aragonese0112/2///61987#ABK800 - Armenian0112/2///61987#ABK801 - Assamese0112/2///61987#ABK802 - Avaric0112/2///61987#ABK803 - Avestan0112/2///61987#ABK804 - Aymara0112/2///61987#ABK805 - Azerbaijani0112/2///61987#ABK806 - Bambara0112/2///61987#ABK807 - Bashkir0112/2///61987#ABK808 - Basque0112/2///61987#ABK809 - Belarusian0112/2///61987#ABK810 - Bengali0112/2///61987#ABK811 - Bihari languages (Bih)0112/2///61987#ABK812 - Bislama0112/2///61987#ABK813 - Bokmål Norwegian; Norwegian Bokmål0112/2///61987#ABK814 - Bosnian0112/2///61987#ABK815 - Breton0112/2///61987#ABK816 - Bulgarian0112/2///61987#ABK817 - Burmese0112/2///61987#ABK818 - Catalan; Valencian0112/2///61987#ABK819 - Central Khmer0112/2///61987#ABK820 - Chamorro0112/2///61987#ABK821 - Chechen0112/2///61987#ABK822 - Chichewa; Chewa; Nyanja0112/2///61987#ABK823 - Chinese0112/2///61987#ABK824 - Church Slavic; Old Slavonic; Church Slavonic; Old Bulgarian; Old Church Slavonic0112/2///61987#ABK825 - Chuvash0112/2///61987#ABK826 - Cornish0112/2///61987#ABK827 - Corsican0112/2///61987#ABK828 - Cree0112/2///61987#ABK829 - Croatian0112/2///61987#ABK830 - Czech0112/2///61987#ABK831 - Danish0112/2///61987#ABK832 - Divehi; Dhivehi; Maldivian0112/2///61987#ABK833 - Dutch; Flemish0112/2///61987#ABK834 - Dzongkha0112/2///61987#ABK835 - English0112/2///61987#ABK836 - Esperanto0112/2///61987#ABK837 - Estonian0112/2///61987#ABK838 - Ewe0112/2///61987#ABK839 - Faroese0112/2///61987#ABK840 - Fijian0112/2///61987#ABK841 - Finnish0112/2///61987#ABK842 - French0112/2///61987#ABK843 - Fulah0112/2///61987#ABK844 - Gaelic; Scottish Gaelic0112/2///61987#ABK845 - Galician0112/2///61987#ABK846 - Ganda0112/2///61987#ABK847 - Georgian0112/2///61987#ABK848 - German0112/2///61987#ABK849 - Greek Modern (1453-)0112/2///61987#ABK850 - Guarani0112/2///61987#ABK851 - Gujarati0112/2///61987#ABK852 - Haitian; Haitian Creole0112/2///61987#ABK853 - Hausa0112/2///61987#ABK854 - Hebrew0112/2///61987#ABK855 - Herero0112/2///61987#ABK856 - Hindi0112/2///61987#ABK857 - Hiri Motu0112/2///61987#ABK858 - Hungarian0112/2///61987#ABK859 - Icelandic0112/2///61987#ABK860 - Ido0112/2///61987#ABK861 - Igbo0112/2///61987#ABK862 - Indonesian0112/2///61987#ABK863 - Interlingua (International Auxiliary Language Association)0112/2///61987#ABK864 - Interlingue; Occidental0112/2///61987#ABK865 - Inuktitut0112/2///61987#ABK866 - Inupiaq0112/2///61987#ABK867 - Irish0112/2///61987#ABK868 - Italian0112/2///61987#ABK869 - Japanese0112/2///61987#ABK870 - Javanese0112/2///61987#ABK871 - Kalaallisut; Greenlandic0112/2///61987#ABK872 - Kannada0112/2///61987#ABK873 - Kanuri0112/2///61987#ABK874 - Kashmiri0112/2///61987#ABK875 - Kazakh0112/2///61987#ABK876 - Kikuyu; Gikuyu0112/2///61987#ABK877 - Kinyarwanda0112/2///61987#ABK878 - Kirghiz; Kyrgyz0112/2///61987#ABK879 - Komi0112/2///61987#ABK880 - Kongo0112/2///61987#ABK881 - Korean0112/2///61987#ABK882 - Kuanyama; Kwanyama0112/2///61987#ABK883 - Kurdish0112/2///61987#ABK884 - Lao0112/2///61987#ABK885 - Latin0112/2///61987#ABK886 - Latvian0112/2///61987#ABK887 - Limburgan; Limburger; Limburgish0112/2///61987#ABK888 - Lingala0112/2///61987#ABK889 - Lithuanian0112/2///61987#ABK890 - Luba-Katanga0112/2///61987#ABK891 - Luxembourgish; Letzeburgesch0112/2///61987#ABK892 - Macedonian0112/2///61987#ABK893 - Malagasy0112/2///61987#ABK894 - Malay0112/2///61987#ABK895 - Malayalam0112/2///61987#ABK896 - Maltese0112/2///61987#ABK897 - Manx0112/2///61987#ABK898 - Maori0112/2///61987#ABK899 - Marathi0112/2///61987#ABK900 - Marshallese0112/2///61987#ABK901 - Mongolian0112/2///61987#ABK902 - Nauru0112/2///61987#ABK903 - Navajo; Navaho0112/2///61987#ABK904 - Ndebele North; North Ndebele0112/2///61987#ABK905 - Ndebele South; South Ndebele0112/2///61987#ABK906 - Ndonga0112/2///61987#ABK907 - Nepali0112/2///61987#ABK908 - Northern Sami0112/2///61987#ABK909 - Norwegian0112/2///61987#ABK910 - Norwegian Nynorsk; Nynorsk Norwegian0112/2///61987#ABK911 - Occitan (post 1500)0112/2///61987#ABK912 - Ojibwa0112/2///61987#ABK913 - Oriya0112/2///61987#ABK914 - Oromo0112/2///61987#ABK915 - Ossetian; Ossetic0112/2///61987#ABK916 - Pali0112/2///61987#ABK917 - Panjabi; Punjabi0112/2///61987#ABK918 - Persian0112/2///61987#ABK919 - Polish0112/2///61987#ABK920 - Portuguese0112/2///61987#ABK921 - Pushto; Pashto0112/2///61987#ABK922 - Quechua0112/2///61987#ABK923 - Romanian; Moldavian; Moldovan0112/2///61987#ABK924 - Romansh0112/2///61987#ABK925 - Rundi0112/2///61987#ABK926 - Russian0112/2///61987#ABK927 - Samoan0112/2///61987#ABK928 - Sango0112/2///61987#ABK929 - Sanskrit0112/2///61987#ABK930 - Sardinian0112/2///61987#ABK931 - Serbian0112/2///61987#ABK932 - Shona0112/2///61987#ABK933 - Sichuan Yi; Nuosu0112/2///61987#ABK934 - Sindhi0112/2///61987#ABK935 - Sinhala; Sinhalese0112/2///61987#ABK936 - Slovak0112/2///61987#ABK937 - Slovenian0112/2///61987#ABK938 - Somali0112/2///61987#ABK939 - Sotho Southern0112/2///61987#ABK940 - Spanish; Castilian0112/2///61987#ABK941 - Sundanese0112/2///61987#ABK942 - Swahili0112/2///61987#ABK943 - Swati0112/2///61987#ABK944 - Swedish0112/2///61987#ABK945 - Tagalog0112/2///61987#ABK946 - Tahitian0112/2///61987#ABK947 - Tajik0112/2///61987#ABK948 - Tamil0112/2///61987#ABK949 - Tatar0112/2///61987#ABK950 - Telugu0112/2///61987#ABK951 - Thai0112/2///61987#ABK952 - Tibetan0112/2///61987#ABK953 - Tigrinya0112/2///61987#ABK954 - Tonga (Tonga Islands)0112/2///61987#ABK955 - Tsonga0112/2///61987#ABK956 - Tswana0112/2///61987#ABK957 - Turkish0112/2///61987#ABK958 - Turkmen0112/2///61987#ABK959 - Twi0112/2///61987#ABK960 - Uighur; Uyghur0112/2///61987#ABK961 - Ukrainian0112/2///61987#ABK962 - Urdu0112/2///61987#ABK963 - Uzbek0112/2///61987#ABK964 - Venda0112/2///61987#ABK965 - Vietnamese0112/2///61987#ABK966 - Volapük0112/2///61987#ABK967 - Walloon0112/2///61987#ABK968 - Welsh0112/2///61987#ABK969 - Western Frisian0112/2///61987#ABK970 - Wolof0112/2///61987#ABK971 - Xhosa0112/2///61987#ABK972 - Yiddish0112/2///61987#ABK973 - Yoruba0112/2///61987#ABK974 - Zhuang; Chuang0112/2///61987#ABK975 - Zulu0112/2///61987#ABI407 - others |  | 0112/2///61987#ABC205 - Display0112/2///61987#ABH841 - Device (resource) block0112/2///61987#ABC167 - Configurable display mode | 0112/2///61987#ABA000 |  |  |  | Standard |  |  |  | SC65E – IEC 61987 | 0112/2///61987#ABI406 - empty_property | C00091 |  | 0112-2---61987#ABB085 | https://cdd.iec.ch/cdd/iec61987/iec61987.nsf/PropertiesAllVersions/0112-2---61987%23ABB085
0112/2///61987#ABA965 | 001 | 02 | 0112/2///61987#ABA965#001 | material of connection compartment |  |  |  |  | material of which a connection compartment is made | [5 empty] | STRING_TYPE |  |  |  |  | NON_DEPENDENT_P_DET | [5 empty] | 0112/2///61987#ABC171 - Connection compartment | 0112/2///61987#ABA000 |  |  |  | Standard |  |  |  | SC65E – IEC 61987 | - | C00004 |  | 0112-2---61987#ABA965 | https://cdd.iec.ch/cdd/iec61987/iec61987.nsf/PropertiesAllVersions/0112-2---61987%23ABA965
0112/2///61987#ABE779 | 001 | 01 | 0112/2///61987#ABE779#001 | reference to Measuring range for pressure |  |  |  |  | reference to block ABE778 | [5 empty] | CLASS_REFERENCE_TYPE(0112/2///61987#ABE778) 0112/2///61987#ABE778 - Indication range for pressure |  |  |  |  | NON_DEPENDENT_P_DET | [5 empty] | 0112/2///61987#ABE776 - Pressure gauge input | 0112/2///61987#ABA000 |  |  |  | Standard |  |  |  | SC65E – IEC 61987 | - | C00014 | 001-01 (2018-03-28 07:27:01 by BATCH 00000762) standard | 0112-2---61987#ABE779 | https://cdd.iec.ch/cdd/iec61987/iec61987.nsf/PropertiesAllVersions/0112-2---61987%23ABE779
0112/2///61987#ABE917 | 001 | 01 | 0112/2///61987#ABE917#001 | minimum assignable pulse value of level |  |  |  |  | lowest level quantity assignable to one pulse |  |  | m |  |  | REAL_MEASURE_TYPE |  |  |  |  | NON_DEPENDENT_P_DET | [5 empty] | 0112/2///61987#ABE913 - Assigned level pulse value | 0112/2///61987#ABA000 | 0112/2///62720#UAA726 - metre |  | 0112/2///61987#ABT548 - Length short | Standard |  | IEC 61987 | IEC | SC65E | - | C00018 | 001-01 (2018-03-28 07:27:02 by BATCH 00000762) standard | 0112-2---61987#ABE917 | https://cdd.iec.ch/cdd/iec61987/iec61987.nsf/PropertiesAllVersions/0112-2---61987%23ABE917
0112/2///61987#ABU524 | 001 | 02 | 0112/2///61987#ABU524#001 | reference to Device LOP for pneumatic linear actuator |  |  |  |  | reference to block ABE319 | [5 empty] | CLASS_REFERENCE_TYPE(0112/2///61987#ABE319) 0112/2///61987#ABE319 - Device LOP for pneumatic linear actuator |  |  |  |  | NON_DEPENDENT_P_DET | [5 empty] | 0112/2///61987#ABD356 - Pneumatic linear actuator | 0112/2///61987#ABA000 |  |  |  | Standard |  |  |  |  | - | C00004 |  | 0112-2---61987#ABU524 | https://cdd.iec.ch/cdd/iec61987/iec61987.nsf/PropertiesAllVersions/0112-2---61987%23ABU524
0112/2///61987#ABB061 | 001 | 02 | 0112/2///61987#ABB061#001 | style of sensor |  |  |  |  | classification of a sensor of a device according to the mechanical design, usage, or function | [5 empty] | STRING_TYPE |  |  | IEC 60060. No 311-05-01 mod |  | NON_DEPENDENT_P_DET | [5 empty] | 0112/2///61987#ABC590 - Sensor of a thermal mass flow transmitter0112/2///61987#ABC627 - Structural design of a helix flow transmitter or gauge0112/2///61987#ABC632 - Structural design of a piston flow transmitter or gauge0112/2///61987#ABC634 - Structural design of a swirl flow transmitter0112/2///61987#ABC639 - Structural design of a vortex flow transmitter0112/2///61987#ABC640 - Structural design of an (oval) gear flow transmitter or gauge | 0112/2///61987#ABA000 |  |  |  | Standard |  |  |  | SC65E – IEC 61987 | - | C00004 |  | 0112-2---61987#ABB061 | https://cdd.iec.ch/cdd/iec61987/iec61987.nsf/PropertiesAllVersions/0112-2---61987%23ABB061
0112/2///61987#ABH230 | 002 | 01 | 0112/2///61987#ABH230#002 | measuring distance of a radiation thermometer |  |  |  |  | distance between the radiation thermometer and the target (measured object) for which the radiation thermometer is or has to be designed |  |  | m |  |  | REAL_MEASURE_TYPE |  |  | IEC/TS 62492 MOD |  | NON_DEPENDENT_P_DET | [5 empty] | 0112/2///61987#ABF254 - Objective0112/2///61987#ABH258 - Radiation thermometer parameters | 0112/2///61987#ABA000 | 0112/2///62720#UAA726 - metre |  | 0112/2///61987#ABT548 - Length short | Standard |  | IEC 61987 | IEC | IEC/SC 65E | - | C00112 |  | 0112-2---61987#ABH230 | https://cdd.iec.ch/cdd/iec61987/iec61987.nsf/PropertiesAllVersions/0112-2---61987%23ABH230
0112/2///61987#ABF798 | 001 | 01 | 0112/2///61987#ABF798#001 | reference to Structural design of a thermowell extension |  |  |  |  | reference to block ABF378 | [5 empty] | CLASS_REFERENCE_TYPE(0112/2///61987#ABF378) 0112/2///61987#ABF378 - Structural design of a thermowell extension |  |  |  |  | NON_DEPENDENT_P_DET | [5 empty] | 0112/2///61987#ABG433 - Structural design [contact temperature transmitter]0112/2///61987#ABG436 - Structural design [insert/element]0112/2///61987#ABG438 - Structural design [thermowell extension]0112/2///61987#ABG439 - Structural design [thermowell]0112/2///61987#ABG440 - Structural design [temperature gauge] | 0112/2///61987#ABA000 |  |  |  | Standard |  | IEC 61987 | IEC | SC65E | - | C00019 | 001-01 (2018-03-28 07:27:09 by BATCH 00000762) standard | 0112-2---61987#ABF798 | https://cdd.iec.ch/cdd/iec61987/iec61987.nsf/PropertiesAllVersions/0112-2---61987%23ABF798
0112/2///61987#ABI071 | 001 | 01 | 0112/2///61987#ABI071#001 | unit of measure of device-specific parameter |  |  |  |  | unit of measure of assigned to a device-specific parameter | [5 empty] | INT_TYPE |  |  |  |  | NON_DEPENDENT_P_DET | [5 empty] | 0112/2///61987#ABH923 - Device-specific HART parameter | 0112/2///61987#ABA000 |  |  |  | Standard |  |  |  | SC65E – IEC 61987 | - | C00019 | 001-01 (2018-03-28 07:27:16 by BATCH 00000762) standard | 0112-2---61987#ABI071 | https://cdd.iec.ch/cdd/iec61987/iec61987.nsf/PropertiesAllVersions/0112-2---61987%23ABI071
0112/2///61987#ABE645 | 003 | 01 | 0112/2///61987#ABE645#003 | reference to Generic OLOP for system components |  |  |  |  | reference to block ABE644 | [5 empty] | CLASS_REFERENCE_TYPE(0112/2///61987#ABE644) 0112/2///61987#ABE644 - Generic operating LOP for system components |  |  |  |  | NON_DEPENDENT_P_DET | [5 empty] | 0112/2///61987#ABA638 - Separate transmitter | 0112/2///61987#ABA000 |  |  |  | Standard |  |  |  | SC65E – IEC 61987 | - | C00004 |  | 0112-2---61987#ABE645 | https://cdd.iec.ch/cdd/iec61987/iec61987.nsf/PropertiesAllVersions/0112-2---61987%23ABE645
0112/2///61987#ABB857 | 001 | 02 | 0112/2///61987#ABB857#001 | unit of measure for maximum influence of process temperature on other variable |  |  |  |  | standardized unit of measure for maximum influence of process temperature on other variable | [5 empty] | STRING_TYPE |  |  |  |  | NON_DEPENDENT_P_DET | [5 empty] | 0112/2///61987#ABC283 - Influence of external quantities expressed for other variable | 0112/2///61987#ABA000 |  |  |  | Standard |  |  |  | SC65E – IEC 61987 | - | C00004 |  | 0112-2---61987#ABB857 | https://cdd.iec.ch/cdd/iec61987/iec61987.nsf/PropertiesAllVersions/0112-2---61987%23ABB857
0112/2///61987#ABA642 | 002 | 01 | 0112/2///61987#ABA642#002 | maximum grain size of impurities |  |  |  |  | maximum permissible grain size of impurities for normal operation of a device |  |  | mm |  |  | REAL_MEASURE_TYPE |  |  |  |  | NON_DEPENDENT_P_DET | [5 empty] | 0112/2///61987#ABC451 - Normal process conditions [1]0112/2///61987#ABC632 - Structural design of a piston flow transmitter or gauge0112/2///61987#ABD947 - Normal process conditions [4]0112/2///61987#ABD948 - Normal process design conditions [3]0112/2///61987#ABH462 - Normal process conditions [11] | 0112/2///61987#ABA000 | 0112/2///62720#UAA862 - millimetre |  | 0112/2///61987#ABT548 - Length short | Standard |  |  |  | SC65E – IEC 61987 | - | C00004 |  | 0112-2---61987#ABA642 | https://cdd.iec.ch/cdd/iec61987/iec61987.nsf/PropertiesAllVersions/0112-2---61987%23ABA642
0112/2///61987#ABI058 | 001 | 01 | 0112/2///61987#ABI058#001 | I/O system retry count |  |  |  |  | number of retries made to transmit a message before a communication error is signaled | [5 empty] | INT_TYPE |  |  |  |  | NON_DEPENDENT_P_DET | [5 empty] | 0112/2///61987#ABH918 - HART data link parameters | 0112/2///61987#ABA000 |  |  |  | Standard |  |  |  | SC65E – IEC 61987 | - | C00019 | 001-01 (2018-03-28 07:27:16 by BATCH 00000762) standard | 0112-2---61987#ABI058 | https://cdd.iec.ch/cdd/iec61987/iec61987.nsf/PropertiesAllVersions/0112-2---61987%23ABI058
0112/2///61987#ABA404 | 001 | 05 | 0112/2///61987#ABA404#001 | set upper range end-value of voltage input |  |  |  |  | voltage value to which the upper range end-value of a voltage input signal has been adjusted |  |  | V |  |  | REAL_MEASURE_TYPE |  |  |  |  | NON_DEPENDENT_P_DET | [5 empty] | 0112/2///61987#ABC094 - Analog voltage input parameters0112/2///61987#ABP019 - Analog voltage input parameters [I/O module]0112/2///61987#ABP073 - Selectable RMS voltage shunt input range | 0112/2///61987#ABA000 | 0112/2///62720#UAA296 - volt |  | 0112/2///61987#ABT506 - Voltage | Standard |  | IEC 61987 | IEC | IEC/SC 65E | - | C00128 |  | 0112-2---61987#ABA404 | https://cdd.iec.ch/cdd/iec61987/iec61987.nsf/PropertiesAllVersions/0112-2---61987%23ABA404
0112/2///61987#ABD135 | 001 | 05 | 0112/2///61987#ABD135#001 | reference to Performance variable [3] |  |  |  |  | reference to block ABC505 | [5 empty] | CLASS_REFERENCE_TYPE(0112/2///61987#ABC505) 0112/2///61987#ABC505 - Performance variable [3] |  |  |  |  | DEPENDENT_P_DET | [5 empty] | 0112/2///61987#ABC493 - Performance [3]0112/2///61987#ABC494 - Performance [4] | 0112/2///61987#ABA000 |  |  |  | Standard |  | IEC 61987 | IEC | IEC SC65E | 0112/2///61987#ABB636 - number of performance variables | C00112 |  | 0112-2---61987#ABD135 | https://cdd.iec.ch/cdd/iec61987/iec61987.nsf/PropertiesAllVersions/0112-2---61987%23ABD135
0112/2///61987#ABE969 | 001 | 01 | 0112/2///61987#ABE969#001 | maximum influence of process pressure on volume |  |  |  |  | change in output of a volume measuring device caused by a change in process pressure with respect to reference conditions, expressed as the maximum error across the specified process pressure range |  |  | m³/bar |  |  | REAL_MEASURE_TYPE |  |  |  |  | NON_DEPENDENT_P_DET | [5 empty] | 0112/2///61987#ABE963 - Influence of external quantities expressed for volume | 0112/2///61987#ABA000 | 0112/2///62720#UAA759 - metre cubed per bar |  | 0112/2///61987#ABT501 - Volume per pressure | Standard |  | IEC 61987 | IEC | SC65E | - | C00018 | 001-01 (2018-03-28 07:27:03 by BATCH 00000762) standard | 0112-2---61987#ABE969 | https://cdd.iec.ch/cdd/iec61987/iec61987.nsf/PropertiesAllVersions/0112-2---61987%23ABE969
0112/2///61987#ABC025 | 002 | 01 | 0112/2///61987#ABC025#002 | mounting orientation of gauge |  |  |  |  | orientation of the case of the gauge | [5 empty] | ENUM_CODE_TYPE(0112/2///61987#ABL297) |  |  |  |  | DEPENDENT_P_DET |  |  | 0112/2///61987#ABL297 | 0112/2///61987#ABL928 - axial0112/2///61987#ABL934 - radial0112/2///61987#ABL935 - vertical0112/2///61987#ABL936 - horizontal0112/2///61987#ABL937 - tiltable0112/2///61987#ABL938 - axial eccentric0112/2///61987#ABL939 - 12 o'clock0112/2///61987#ABL940 - 3 o'clock0112/2///61987#ABL941 - 9 o'clock0112/2///61987#ABI407 - others |  | 0112/2///61987#ABC625 - Structural design of a differential pressure gauge0112/2///61987#ABD505 - Deployment conditions [3] | 0112/2///61987#ABA000 |  |  |  | Standard |  |  |  | SC65E – IEC 61987 | 0112/2///61987#ABI406 - empty_property | C00091 |  | 0112-2---61987#ABC025 | https://cdd.iec.ch/cdd/iec61987/iec61987.nsf/PropertiesAllVersions/0112-2---61987%23ABC025
0112/2///61987#ABE879 | 001 | 01 | 0112/2///61987#ABE879#001 | lower range-value of degree of filling | lower range-value |  |  |  | degree of filling value assigned to the lower range end-value of the input or output signal | The lower value of the signal range the device is adjusted to and that is processed by the degree of filling meter |  | % |  |  | REAL_MEASURE_TYPE |  |  |  |  | NON_DEPENDENT_P_DET | [5 empty] | 0112/2///61987#ABE878 - Assigned degree of filling range | 0112/2///61987#ABA000 | 0112/2///62720#UAA000 - percent |  | 0112/2///61987#ABT533 - Percentage | Standard |  | IEC 61987 | IEC | SC65E | - | C00018 | 001-01 (2018-03-28 07:27:02 by BATCH 00000762) standard | 0112-2---61987#ABE879 | https://cdd.iec.ch/cdd/iec61987/iec61987.nsf/PropertiesAllVersions/0112-2---61987%23ABE879
0112/2///61987#ABN633 | 001 | 01 | 0112/2///61987#ABN633#001 | discrete multistate value |  |  |  |  | discrete parameter indicating a state out of a number of states | [5 empty] | ENUM_CODE_TYPE(0112/2///61987#ABN773) |  |  |  |  | DEPENDENT_P_DET |  |  | 0112/2///61987#ABN773 | 0112/2///61987#ABL215 - open0112/2///61987#ABL216 - closed0112/2///61987#ABN836 - in-between0112/2///61987#ABM627 - high0112/2///61987#ABM625 - low0112/2///61987#ABN839 - moving0112/2///61987#ABN840 - true0112/2///61987#ABN841 - false0112/2///61987#ABL213 - on0112/2///61987#ABL214 - off0112/2///61987#ABI407 - others |  | 0112/2///61987#ABN696 - Discrete measurement variables | 0112/2///61987#ABA000 |  |  |  | Standard |  |  |  | SC65E – IEC 61987 | 0112/2///61987#ABI406 - empty_property | C00092 | 001-01 (2020-02-24 12:37:20 by BATCH 00000778) standard | 0112-2---61987#ABN633 | https://cdd.iec.ch/cdd/iec61987/iec61987.nsf/PropertiesAllVersions/0112-2---61987%23ABN633
0112/2///61987#ABU230 | 001 | 03 | 0112/2///61987#ABU230#001 | auxiliary input type [5] |  |  |  |  | type of signal that can be connected to the auxiliary input |  | polymorphic control property; Id specified in IEC61987-12/-13: ABA343 |  |  |  | ENUM_STRING_TYPE(0112/2///61987#ABU099(Analog current input [2],Analog voltage input [2],Resistance temperature detector/thermocouple input,Binary input,Binary input IEC 60947-5-6 (NAMUR),0112/2///61987#Frequency input [2],0112/2///61987#Pulse input,0112/2///61987#Manufacturer-specific input [2],0112/2///61987#Pneumatic/hydraulic input)) |  | 0112/2///61987#ABU099 |  |  | CONDITION_DET |  |  | 0112/2///61987#ABU099 | 0112/2///61987#ABU027 - IEC61987-11 Name of Analog current input [2]0112/2///61987#ABU028 - IEC61987-11 Name of Analog voltage input [2]0112/2///61987#ABU042 - IEC61987-11 Name of RTD/thermocouple input0112/2///61987#ABU058 - IEC61987-11 Name of Binary input0112/2///61987#ABU059 - IEC61987-11 Name of Binary input IEC 60947-5-6 (NAMUR)0112/2///61987#ABU029 - IEC61987-11 Name of Frequency input [2]0112/2///61987#ABU044 - IEC61987-11 Name of Pulse input0112/2///61987#ABU030 - IEC61987-11 Name of Manufacturer-specific input [2]0112/2///61987#ABU046 - IEC61987-11 Name of Pneumatic/hydraulic input |  | 0112/2///61987#ABC056 - Type of auxiliary input [5] | 0112/2///61987#ABA000 |  |  |  | Standard |  | IEC 61987 | IEC | IEC/SC 65E | - | C00112 |  | 0112-2---61987#ABU230 | https://cdd.iec.ch/cdd/iec61987/iec61987.nsf/PropertiesAllVersions/0112-2---61987%23ABU230
0112/2///61987#ABH094 | 001 | 01 | 0112/2///61987#ABH094#001 | nominal capacity |  |  |  |  | amount of process material a piece of process equipment holds for reference purposes |  |  | m³ |  |  | REAL_MEASURE_TYPE |  |  |  |  | NON_DEPENDENT_P_DET | [5 empty] | 0112/2///61987#ABH091 - Overall construction | 0112/2///61987#ABA000 | 0112/2///62720#UAA757 - metre cubed |  | 0112/2///61987#ABT505 - Volume | Standard |  | IEC 61987 | IEC | SC65E | - | C00018 | 001-01 (2018-03-28 07:27:13 by BATCH 00000762) standard | 0112-2---61987#ABH094 | https://cdd.iec.ch/cdd/iec61987/iec61987.nsf/PropertiesAllVersions/0112-2---61987%23ABH094
0112/2///61987#ABJ649 | 001 | 01 | 0112/2///61987#ABJ649#001 | DISCRETE_OUT_STATUS |  |  |  |  | parameter indicating the status of a discrete block output | [5 empty] | INT_TYPE |  |  |  |  | NON_DEPENDENT_P_DET | [5 empty] | 0112/2///61987#ABI825 - DISCRETE_OUT | 0112/2///61987#ABA000 |  |  |  | Standard |  |  |  | SC65E – IEC 61987 | - | C00019 | 001-01 (2019-03-08 15:35:34 by BATCH 00000766) standard | 0112-2---61987#ABJ649 | https://cdd.iec.ch/cdd/iec61987/iec61987.nsf/PropertiesAllVersions/0112-2---61987%23ABJ649
0112/2///61987#ABA027 | 001 | 01 | 0112/2///61987#ABA027#001 | number of attachments |  |  |  |  | cardinality property for an e-mail attachment | [5 empty] | INT_TYPE |  |  |  |  | CONDITION_DET | [5 empty] | 0112/2///61987#ABA372 - Business partner | 0112/2///61987#ABA000 |  |  |  | Standard |  | IEC 61987 |  | SC65E – IEC 61987 | - | C00018 | 001-01 (2019-03-08 15:35:27 by BATCH 00000766) standard | 0112-2---61987#ABA027 | https://cdd.iec.ch/cdd/iec61987/iec61987.nsf/PropertiesAllVersions/0112-2---61987%23ABA027
0112/2///61987#ABH383 | 001 | 01 | 0112/2///61987#ABH383#001 | spring loading of sensor |  |  |  |  | type or existence of a spring fixation of a sensor | [5 empty] | STRING_TYPE |  |  |  |  | NON_DEPENDENT_P_DET | [5 empty] | 0112/2///61987#ABF417 - Temperature sensor | 0112/2///61987#ABA000 |  |  |  | Standard |  |  |  | SC65E – IEC 61987 | - | C0018 | 001-01 (2018-03-28 07:27:15 by BATCH 00000762) standard | 0112-2---61987#ABH383 | https://cdd.iec.ch/cdd/iec61987/iec61987.nsf/PropertiesAllVersions/0112-2---61987%23ABH383
0112/2///61987#ABU958 | 001 | 01 | 0112/2///61987#ABU958#001 | reference to Type of performance variable [14] |  |  |  |  | reference to block ABG280 | [5 empty] | CLASS_REFERENCE_TYPE(0112/2///61987#ABG280) 0112/2///61987#ABG280 - Type of performance variable [14] |  |  |  |  | NON_DEPENDENT_P_DET | [5 empty] | 0112/2///61987#ABG264 - Performance variable [24] | 0112/2///61987#ABA000 |  |  |  | Standard |  | IEC 61987 | IEC | SC65E | - | C00018 | 001-01 (2018-03-28 07:27:22 by BATCH 00000762) standard | 0112-2---61987#ABU958 | https://cdd.iec.ch/cdd/iec61987/iec61987.nsf/PropertiesAllVersions/0112-2---61987%23ABU958
0112/2///61987#ABG969 | 001 | 01 | 0112/2///61987#ABG969#001 | reference to Structural design [guided-wave radar level transmitter/switch] |  |  |  |  | reference to block ABG409 | [5 empty] | CLASS_REFERENCE_TYPE(0112/2///61987#ABG409) 0112/2///61987#ABG409 - Structural design [guided-wave radar level transmitter/switch] |  |  |  |  | NON_DEPENDENT_P_DET | [5 empty] | 0112/2///61987#ABG364 - Mechanical and electrical construction [guided-wave radar level transmitter/switch] | 0112/2///61987#ABA000 |  |  |  | Standard |  | IEC 61987 | IEC | SC65E | - | C00018 | 001-01 (2018-03-28 07:27:12 by BATCH 00000762) standard | 0112-2---61987#ABG969 | https://cdd.iec.ch/cdd/iec61987/iec61987.nsf/PropertiesAllVersions/0112-2---61987%23ABG969
0112/2///61987#ABH069 | 001 | 01 | 0112/2///61987#ABH069#001 | water content |  |  |  |  | mass fraction of water in a system of materials |  |  | % |  |  | REAL_MEASURE_TYPE |  |  |  |  | NON_DEPENDENT_P_DET | [5 empty] | 0112/2///61987#ABG465 - Solid/particle phase [level] | 0112/2///61987#ABA000 | 0112/2///62720#UAA000 - percent |  | 0112/2///61987#ABT533 - Percentage | Standard |  | IEC 61987 | IEC | SC65E | - | C00018 | 001-01 (2018-03-28 07:27:13 by BATCH 00000762) standard | 0112-2---61987#ABH069 | https://cdd.iec.ch/cdd/iec61987/iec61987.nsf/PropertiesAllVersions/0112-2---61987%23ABH069
0112/2///61987#ABU974 | 001 | 01 | 0112/2///61987#ABU974#001 | reference to Assigned variable [9] |  |  |  |  | reference to block ABG089 | [5 empty] | CLASS_REFERENCE_TYPE(0112/2///61987#ABG089) 0112/2///61987#ABG089 - Assigned variable [9] |  |  |  |  | NON_DEPENDENT_P_DET | [5 empty] | 0112/2///61987#ABG173 - Analog current output [9]0112/2///61987#ABG182 - Analog voltage output [9]0112/2///61987#ABG199 - Frequency output [17]0112/2///61987#ABG211 - Manufacturer-specific output [18] | 0112/2///61987#ABA000 |  |  |  | Standard |  | IEC 61987 | IEC | SC65E | - | C00018 | 001-01 (2018-03-28 07:27:23 by BATCH 00000762) standard | 0112-2---61987#ABU974 | https://cdd.iec.ch/cdd/iec61987/iec61987.nsf/PropertiesAllVersions/0112-2---61987%23ABU974
0112/2///61987#ABU327 | 001 | 03 | 0112/2///61987#ABU327#001 | reference to Absolute performance for actual volume flow |  |  |  |  | reference to block ABC057 |  | Id specified in IEC61987-12/-13: ABC687 |  |  |  | CLASS_REFERENCE_TYPE(0112/2///61987#ABC057) 0112/2///61987#ABC057 - Absolute performance for actual volume flow |  |  |  |  | DEPENDENT_P_DET | [5 empty] | 0112/2///61987#ABC673 - Type of performance variable [3] | 0112/2///61987#ABA000 |  |  |  | Standard |  |  |  | SC65E – IEC 61987 | 0112/2///61987#ABU295 - performance variable type [3] | C00004 |  | 0112-2---61987#ABU327 | https://cdd.iec.ch/cdd/iec61987/iec61987.nsf/PropertiesAllVersions/0112-2---61987%23ABU327
0112/2///61987#ABC008 | 001 | 02 | 0112/2///61987#ABC008#001 | material of pointer |  |  |  |  | material of which a pointer is made | [5 empty] | STRING_TYPE |  |  |  |  | NON_DEPENDENT_P_DET | [5 empty] | 0112/2///61987#ABD472 - Pointer | 0112/2///61987#ABA000 |  |  |  | Standard |  |  |  | SC65E – IEC 61987 | - | C00004 |  | 0112-2---61987#ABC008 | https://cdd.iec.ch/cdd/iec61987/iec61987.nsf/PropertiesAllVersions/0112-2---61987%23ABC008
0112/2///61987#ABE997 | 001 | 01 | 0112/2///61987#ABE997#001 | angular hysteresis of point level |  |  |  |  | angular hysteresis of the trip point of a point level device mounted at an angle as referenced to the horizontal |  |  | ° |  |  | REAL_MEASURE_TYPE |  |  |  |  | NON_DEPENDENT_P_DET | [5 empty] | 0112/2///61987#ABE995 - Dynamic behaviour of point level | 0112/2///61987#ABA000 | 0112/2///62720#UAA024 - degree |  | 0112/2///61987#ABT580 - Angle | Standard |  | IEC 61987 | IEC | SC65E | - | C00018 | 001-01 (2018-03-28 07:27:03 by BATCH 00000762) standard | 0112-2---61987#ABE997 | https://cdd.iec.ch/cdd/iec61987/iec61987.nsf/PropertiesAllVersions/0112-2---61987%23ABE997
0112/2///61987#ABI565 | 001 | 02 | 0112/2///61987#ABI565#001 | reference to safety instruction |  |  |  |  | reference to block ABI486 | [5 empty] | CLASS_REFERENCE_TYPE(0112/2///61987#ABI486) 0112/2///61987#ABI486 - safety instruction |  |  |  |  | DEPENDENT_P_DET | [5 empty] | 0112/2///61987#ABI470 - Maintenance/service and repair | 0112/2///61987#ABA000 |  |  |  | Standard |  | IEC 61987 | IEC | IEC SC65E | 0112/2///61987#ABI504 - number of safety instructions | C00112 |  | 0112-2---61987#ABI565 | https://cdd.iec.ch/cdd/iec61987/iec61987.nsf/PropertiesAllVersions/0112-2---61987%23ABI565
0112/2///61987#ABB488 | 001 | 03 | 0112/2///61987#ABB488#001 | quantity of sensor heads |  |  |  |  | number of sensor (transmitter/receiver) heads supplied with the sensor assembly | [5 empty] | INT_TYPE |  |  |  |  | NON_DEPENDENT_P_DET | [5 empty] | 0112/2///61987#ABC157 - Clamp-on ultrasonic flowmeter0112/2///61987#ABC302 - Insertion ultrasonic flowmeter0112/2///61987#ABF642 - Insertion ultrasonic density transmitter | 0112/2///61987#ABA000 |  |  |  | Standard |  |  |  | SC65E – IEC 61987 | - | C00004 |  | 0112-2---61987#ABB488 | https://cdd.iec.ch/cdd/iec61987/iec61987.nsf/PropertiesAllVersions/0112-2---61987%23ABB488
0112/2///61987#ABB150 | 006 | 01 | 0112/2///61987#ABB150#006 | maximum core cross-section |  |  |  |  | largest core cross-section expressed as an area that can be accommodated by a terminal |  |  | mm² |  |  | REAL_MEASURE_TYPE |  |  |  |  | NON_DEPENDENT_P_DET | [5 empty] | 0112/2///61987#ABC171 - Connection compartment0112/2///61987#ABC220 - Electrical terminal | 0112/2///61987#ABA000 | 0112/2///62720#UAA871 - millimetre squared |  | 0112/2///61987#ABT578 - Area small | Standard |  |  |  | SC65E – IEC 61987 | - | C00004 |  | 0112-2---61987#ABB150 | https://cdd.iec.ch/cdd/iec61987/iec61987.nsf/PropertiesAllVersions/0112-2---61987%23ABB150
0112/2///61987#ABD168 | 004 | 01 | 0112/2///61987#ABD168#004 | reference to Process criticality classification |  |  |  |  | reference to block ABC538 | [5 empty] | CLASS_REFERENCE_TYPE(0112/2///61987#ABC538) 0112/2///61987#ABC538 - Process criticality classification |  |  |  |  | NON_DEPENDENT_P_DET | [5 empty] | 0112/2///61987#ABC512 - Physical location0112/2///61987#ABD976 - Physical location [2]0112/2///61987#ABD977 - Physical location [3]0112/2///61987#ABG480 - Physical location [4] | 0112/2///61987#ABA000 |  |  |  | Standard |  |  |  | SC65E – IEC 61987 | - | C00004 |  | 0112-2---61987#ABD168 | https://cdd.iec.ch/cdd/iec61987/iec61987.nsf/PropertiesAllVersions/0112-2---61987%23ABD168
0112/2///61987#ABU889 | 001 | 01 | 0112/2///61987#ABU889#001 | measured variable type [8] |  |  |  |  | type of quantity subject to measurement |  | Polymorphic control property |  |  |  | ENUM_STRING_TYPE(0112/2///61987#ABU819(Level measurement,Ullage measurement,Volume measurement,Mass measurement,Degree of filling measurement,Point level measurement,Other variable)) |  |  |  |  | CONDITION_DET |  |  | 0112/2///61987#ABU819 | 0112/2///61987#ABU753 - IEC61987-11 Name of Level measurement0112/2///61987#ABU754 - IEC61987-11 Name of Ullage measurement0112/2///61987#ABU755 - IEC61987-11 Name of Volume measurement0112/2///61987#ABU756 - IEC61987-11 Name of Mass measurement0112/2///61987#ABU757 - IEC61987-11 Name of Degree of filling measurement0112/2///61987#ABU799 - IEC61987-11 Name of Point level measurement0112/2///61987#ABU801 - IEC61987-11 Name of Other variable |  | 0112/2///61987#ABF980 - Type of measured variable [8] | 0112/2///61987#ABA000 |  |  |  | Standard |  | IEC 61987 | IEC | SC65E | - | C00018 | 001-01 (2018-03-28 07:27:22 by BATCH 00000762) standard | 0112-2---61987#ABU889 | https://cdd.iec.ch/cdd/iec61987/iec61987.nsf/PropertiesAllVersions/0112-2---61987%23ABU889
0112/2///61987#ABU981 | 001 | 01 | 0112/2///61987#ABU981#001 | reference to Assigned mass fraction range |  |  |  |  | reference to block ABF598 | [5 empty] | CLASS_REFERENCE_TYPE(0112/2///61987#ABF598) 0112/2///61987#ABF598 - Assigned mass fraction range |  |  |  |  | DEPENDENT_P_DET | [5 empty] | 0112/2///61987#ABG089 - Assigned variable [9]0112/2///61987#ABG091 - Assigned variable [11] | 0112/2///61987#ABA000 |  |  |  | Standard |  | IEC 61987 | IEC | SC65E | 0112/2///61987#ABU945 - assigned variable type [9] | C00018 | 001-01 (2018-03-28 07:27:23 by BATCH 00000762) standard | 0112-2---61987#ABU981 | https://cdd.iec.ch/cdd/iec61987/iec61987.nsf/PropertiesAllVersions/0112-2---61987%23ABU981
0112/2///61987#ABJ043 | 001 | 01 | 0112/2///61987#ABJ043#001 | RELATIVE_INDEX |  |  |  |  | parameter indicating the index of the changed parameter | [5 empty] | INT_TYPE |  |  |  |  | NON_DEPENDENT_P_DET | [5 empty] | 0112/2///61987#ABI796 - UPDATE_EVENT | 0112/2///61987#ABA000 |  |  |  | Standard |  |  |  | SC65E – IEC 61987 | - | C00018 | 001-01 (2019-03-08 15:35:33 by BATCH 00000766) standard | 0112-2---61987#ABJ043 | https://cdd.iec.ch/cdd/iec61987/iec61987.nsf/PropertiesAllVersions/0112-2---61987%23ABJ043
0112/2///61987#ABN719 | 001 | 02 | 0112/2///61987#ABN719#001 | percentage turbidity (total solids) |  |  |  |  | reduced transparency of a fluid, caused by absorption and scattering of visible light by suspended and dissolved solid particles |  |  | % |  |  | REAL_MEASURE_TYPE |  |  | IEC 61836, ed. 2.0 (2007-12) 3.6.48, modified to apply to fluids |  | NON_DEPENDENT_P_DET | [5 empty] | 0112/2///61987#ABN689 - Liquid analysis measurement variables | 0112/2///61987#ABA000 | 0112/2///62720#UAA000 - percent |  | 0112/2///61987#ABT533 - Percentage | Standard |  | IEC 61987 | IEC | IEC SC65E | - | C00112 |  | 0112-2---61987#ABN719 | https://cdd.iec.ch/cdd/iec61987/iec61987.nsf/PropertiesAllVersions/0112-2---61987%23ABN719
0112/2///61987#ABP095 | 001 | 01 | 0112/2///61987#ABP095#001 | accuracy of reactive power measuring instrument |  |  |  |  | quality which characterizes the ability of a reactive power measuring instrument to provide an indicated value close to a true value of the measurand under reference conditions | The accuracy is based on a statistical sample of test devices. |  | var |  |  | REAL_MEASURE_TYPE |  |  | IEV 311-06-08 (modified) |  | NON_DEPENDENT_P_DET | [5 empty] | 0112/2///61987#ABP009 - Absolute performance for reactive power [I/O module] | 0112/2///61987#ABA000 | 0112/2///62720#UAB023 - volt ampere reactive |  |  | Standard |  | IEC 61987 | IEC | IEC/SC 65E | - | C00128 | 001-01 (2023-01-23 14:53:52 by BATCH 00000807) standard | 0112-2---61987#ABP095 | https://cdd.iec.ch/cdd/iec61987/iec61987.nsf/PropertiesAllVersions/0112-2---61987%23ABP095
0112/2///61987#ABB701 | 001 | 04 | 0112/2///61987#ABB701#001 | maximum influence of load on zero or lower range-limit |  |  |  |  | change in zero or lower range value caused by a change in load with respect to reference conditions, expressed as the maximum error within the load range | Testing is described in IEC 61298-3 |  | %/Ω |  |  | REAL_MEASURE_TYPE |  |  | IEC 61298-3, chapter 11 |  | NON_DEPENDENT_P_DET | [5 empty] | 0112/2///61987#ABC277 - Influence of external quantities expressed as a percentage for pressure0112/2///61987#ABJ593 - Influence of external quantities expressed as a percentage [5]0112/2///61987#ABC276 - Influence of external quantities expressed as a percentage0112/2///61987#ABD890 - Influence of external quantities expressed as a percentage [2]0112/2///61987#ABG313 - Influence of external quantities expressed as a percentage [3]0112/2///61987#ABG314 - Influence of external quantities expressed as a percentage [4] | 0112/2///61987#ABA000 | 0112/2///62720#UAA001 - percent per ohm |  | 0112/2///61987#ABT528 - Percentage per resistance | Standard |  |  |  | SC65E – IEC 61987 | - | C00004 |  | 0112-2---61987#ABB701 | https://cdd.iec.ch/cdd/iec61987/iec61987.nsf/PropertiesAllVersions/0112-2---61987%23ABB701
0112/2///61987#ABB093 | 002 | 02 | 0112/2///61987#ABB093#002 | type of thermocouple reference junction |  |  |  | Ref. junction | type of reference junction for a thermocouple |  | also used by Process Automation - Device Information Model (PA-DIM) |  |  |  | ENUM_CODE_TYPE(0112/2///61987#ABN410) |  | 0112/2///61987#ABN410 |  |  | DEPENDENT_P_DET |  |  | 0112/2///61987#ABN410 | 0112/2///61987#ABN416 - external cold junction0112/2///61987#ABN417 - internal cold junction0112/2///61987#ABK984 - Pt1000112/2///61987#ABI407 - others |  | 0112/2///61987#ABC652 - Thermocouple input0112/2///61987#ABF399 - Thermocouple/voltage measurement0112/2///61987#ABP075 - Thermocouple input [I/O module] | 0112/2///61987#ABA000 |  |  |  | Standard |  | IEC 61987 | IEC | IEC SC65E | 0112/2///61987#ABI406 - empty_property | C00112 |  | 0112-2---61987#ABB093 | https://cdd.iec.ch/cdd/iec61987/iec61987.nsf/PropertiesAllVersions/0112-2---61987%23ABB093
0112/2///61987#ABI070 | 001 | 01 | 0112/2///61987#ABI070#001 | number of device-specific HART parameters |  |  |  |  | cardinal property for device-specific HART parameters | [5 empty] | INT_TYPE |  |  |  |  | CONDITION_DET | [5 empty] | 0112/2///61987#ABH911 - HART configuration parameter | 0112/2///61987#ABA000 |  |  |  | Standard |  |  |  | SC65E – IEC 61987 | - | C00004 | 001-01 (2018-03-28 07:27:16 by BATCH 00000762) standard | 0112-2---61987#ABI070 | https://cdd.iec.ch/cdd/iec61987/iec61987.nsf/PropertiesAllVersions/0112-2---61987%23ABI070
0112/2///61987#ABH826 | 001 | 01 | 0112/2///61987#ABH826#001 | reference for storage regulations |  |  |  |  | standard to which a statement on storage regulations refers | [5 empty] | STRING_TYPE |  |  |  |  | NON_DEPENDENT_P_DET | [5 empty] | 0112/2///61987#ABH806 - Storage | 0112/2///61987#ABA000 |  |  |  | Standard |  |  |  | SC65E – IEC 61987 | - | C0018 | 001-01 (2019-03-08 15:35:31 by BATCH 00000766) standard | 0112-2---61987#ABH826 | https://cdd.iec.ch/cdd/iec61987/iec61987.nsf/PropertiesAllVersions/0112-2---61987%23ABH826
0112/2///61987#ABD073 | 001 | 02 | 0112/2///61987#ABD073#001 | reference to Mechanical and electrical construction [manifold] |  |  |  |  | reference to block ABC443 | [5 empty] | CLASS_REFERENCE_TYPE(0112/2///61987#ABC443) 0112/2///61987#ABC443 - Mechanical and electrical construction [manifold] |  |  |  |  | NON_DEPENDENT_P_DET | [5 empty] | 0112/2///61987#ABA037 - Device LOP for pressure measurement manifold | 0112/2///61987#ABA000 |  |  |  | Standard |  |  |  | SC65E – IEC 61987 | - | C00004 |  | 0112-2---61987#ABD073 | https://cdd.iec.ch/cdd/iec61987/iec61987.nsf/PropertiesAllVersions/0112-2---61987%23ABD073
0112/2///61987#ABB731 | 001 | 05 | 0112/2///61987#ABB731#001 | set lower range end-value of interval of actual volume flow |  |  |  |  | value defining the start of a subrange for actual volume flow |  |  | m³/h |  |  | REAL_MEASURE_TYPE |  |  |  |  | NON_DEPENDENT_P_DET | [5 empty] | 0112/2///61987#ABC069 - Accuracy for a subrange of actual volume flow | 0112/2///61987#ABA000 | 0112/2///62720#UAA763 - metre cubed per hour |  | 0112/2///61987#ABT504 - Volume flow rate | Standard |  | IEC 61987 | IEC | IEC/SC 65E | - | C00128 |  | 0112-2---61987#ABB731 | https://cdd.iec.ch/cdd/iec61987/iec61987.nsf/PropertiesAllVersions/0112-2---61987%23ABB731
0112/2///61987#ABC956 | 001 | 02 | 0112/2///61987#ABC956#001 | reference to Low pressure side operating conditions for device design |  |  |  |  | reference to block ABC326 | [5 empty] | CLASS_REFERENCE_TYPE(0112/2///61987#ABC326) 0112/2///61987#ABC326 - Low pressure side operating conditions for device design |  |  |  |  | NON_DEPENDENT_P_DET | [5 empty] | 0112/2///61987#ABC460 - Operating conditions for device design [pressure] | 0112/2///61987#ABA000 |  |  |  | Standard |  |  |  | SC65E – IEC 61987 | - | C00004 |  | 0112-2---61987#ABC956 | https://cdd.iec.ch/cdd/iec61987/iec61987.nsf/PropertiesAllVersions/0112-2---61987%23ABC956
0112/2///61987#ABF435 | 002 | 01 | 0112/2///61987#ABF435#002 | designation of cooling system |  |  |  |  | alphanumeric character sequence identifying a cooling system | [5 empty] | STRING_TYPE |  |  |  |  | NON_DEPENDENT_P_DET | [5 empty] | 0112/2///61987#ABF268 - Cooling system | 0112/2///61987#ABA000 |  |  |  | Standard |  | IEC 61987 | IEC | SC65E | - | C00019 |  | 0112-2---61987#ABF435 | https://cdd.iec.ch/cdd/iec61987/iec61987.nsf/PropertiesAllVersions/0112-2---61987%23ABF435
0112/2///61987#ABF006 | 001 | 01 | 0112/2///61987#ABF006#001 | average influence of density on point level |  |  |  |  | change in output of a point level measuring device caused by a change in process density with respect to reference conditions, expressed as the average error across the specified process density range |  |  | mm |  |  | REAL_MEASURE_TYPE |  |  |  |  | NON_DEPENDENT_P_DET | [5 empty] | 0112/2///61987#ABE984 - Influence of external quantities expressed for point level | 0112/2///61987#ABA000 | 0112/2///62720#UAA862 - millimetre |  | 0112/2///61987#ABT548 - Length short | Standard |  | IEC 61987 | IEC | SC65E | - | C00018 | 001-01 (2018-03-28 07:27:03 by BATCH 00000762) standard | 0112-2---61987#ABF006 | https://cdd.iec.ch/cdd/iec61987/iec61987.nsf/PropertiesAllVersions/0112-2---61987%23ABF006
0112/2///61987#ABP225 | 001 | 01 | 0112/2///61987#ABP225#001 | reference to Binary input [I/O module] |  |  |  |  | reference to block ABP021 | [5 empty] | CLASS_REFERENCE_TYPE(0112/2///61987#ABP021) 0112/2///61987#ABP021 - Binary input [I/O module] |  |  |  |  | NON_DEPENDENT_P_DET | [5 empty] | 0112/2///61987#ABP044 - Input [I/O module] | 0112/2///61987#ABA000 |  |  |  | Standard |  | IEC 61987 | IEC | IEC/SC 65E | - | C00128 | 001-01 (2023-01-23 14:53:53 by BATCH 00000807) standard | 0112-2---61987#ABP225 | https://cdd.iec.ch/cdd/iec61987/iec61987.nsf/PropertiesAllVersions/0112-2---61987%23ABP225
0112/2///61987#ABB734 | 001 | 04 | 0112/2///61987#ABB734#001 | accuracy of normalized volume flow measuring instrument |  |  |  |  | quality which characterizes the ability of a normalized volume flow measuring instrument to provide an indicated value close to a true value of the measurand under reference conditions | the accuracy is based on a statistical sample of test devices |  | m³/h |  |  | REAL_MEASURE_TYPE |  |  | IEV 311-06-08 (modified) |  | NON_DEPENDENT_P_DET | [5 empty] | 0112/2///61987#ABC062 - Absolute performance for normalized volume flow0112/2///61987#ABC074 - Accuracy for a subrange of normalized volume flow | 0112/2///61987#ABA000 | 0112/2///62720#UAA763 - metre cubed per hour |  | 0112/2///61987#ABT504 - Volume flow rate | Standard |  |  |  | SC65E – IEC 61987 | - | C00004 |  | 0112-2---61987#ABB734 | https://cdd.iec.ch/cdd/iec61987/iec61987.nsf/PropertiesAllVersions/0112-2---61987%23ABB734
0112/2///61987#ABA057 | 001 | 02 | 0112/2///61987#ABA057#001 | reset function |  |  |  |  | action associated with a reset value | [5 empty] | STRING_TYPE |  |  |  |  | NON_DEPENDENT_P_DET | [5 empty] | 0112/2///61987#ABC578 - Reset parameter | 0112/2///61987#ABA000 |  |  |  | Standard |  |  |  | SC65E – IEC 61987 | - | C00004 |  | 0112-2---61987#ABA057 | https://cdd.iec.ch/cdd/iec61987/iec61987.nsf/PropertiesAllVersions/0112-2---61987%23ABA057
0112/2///61987#ABU437 | 001 | 03 | 0112/2///61987#ABU437#001 | reference to Manufacturer-specific output [4] |  |  |  |  | reference to block ABC333 |  | Id specified in IEC61987-12/-13: ABC963 |  |  |  | CLASS_REFERENCE_TYPE(0112/2///61987#ABD530) 0112/2///61987#ABD530 - Manufacturer-specific output [4] |  |  |  |  | DEPENDENT_P_DET | [5 empty] | 0112/2///61987#ABC670 - Type of output [7] | 0112/2///61987#ABA000 |  |  |  | Standard |  |  |  | SC65E – IEC 61987 | 0112/2///61987#ABU426 - output type [7] | C00004 |  | 0112-2---61987#ABU437 | https://cdd.iec.ch/cdd/iec61987/iec61987.nsf/PropertiesAllVersions/0112-2---61987%23ABU437
0112/2///61987#ABD548 | 002 | 01 | 0112/2///61987#ABD548#002 | calculated flow coefficient Kv |  |  |  |  | calculation result for the flow coefficient Kv resulting from the given process conditions not taking into account the pressure loss of a pipe reduction at the inlet or outlet |  |  | m³/h |  |  | REAL_MEASURE_TYPE |  |  |  |  | NON_DEPENDENT_P_DET | [5 empty] | 0112/2///61987#ABD816 - Calculation results of control devices0112/2///61987#ABE658 - Calculation results of flow modification accessory | 0112/2///61987#ABA000 | 0112/2///62720#UAA763 - metre cubed per hour |  | 0112/2///61987#ABT504 - Volume flow rate | Standard |  |  |  |  | - | C00004 |  | 0112-2---61987#ABD548 | https://cdd.iec.ch/cdd/iec61987/iec61987.nsf/PropertiesAllVersions/0112-2---61987%23ABD548
0112/2///61987#ABF494 | 001 | 02 | 0112/2///61987#ABF494#001 | response time t90 in air |  |  |  |  | time duration from a step change in air temperature for the output of the system to reach for the first time 90% of its final steady state value at conditions given in the reference standard |  |  | s |  |  | REAL_MEASURE_TYPE |  |  | IEC 61515 MOD |  | NON_DEPENDENT_P_DET | [5 empty] | 0112/2///61987#ABF492 - Performance of temperature measuring devices | 0112/2///61987#ABA000 | 0112/2///62720#UAA972 - second |  | 0112/2///61987#ABT510 - Time/time duration short | Standard |  | IEC 61987 | IEC | SC65E | - | C00019 |  | 0112-2---61987#ABF494 | https://cdd.iec.ch/cdd/iec61987/iec61987.nsf/PropertiesAllVersions/0112-2---61987%23ABF494
0112/2///61987#ABG535 | 001 | 02 | 0112/2///61987#ABG535#001 | reference to Measured variable [39] |  |  |  |  | reference to block ABF975 | [5 empty] | CLASS_REFERENCE_TYPE(0112/2///61987#ABF975) 0112/2///61987#ABF975 - Measured variable [39] |  |  |  |  | DEPENDENT_P_DET | [5 empty] | 0112/2///61987#ABF938 - Input [31] | 0112/2///61987#ABA000 |  |  |  | Standard |  | IEC 61987 | IEC | IEC SC65E | 0112/2///61987#ABB065 - number of measured variables | C00112 |  | 0112-2---61987#ABG535 | https://cdd.iec.ch/cdd/iec61987/iec61987.nsf/PropertiesAllVersions/0112-2---61987%23ABG535
0112/2///61987#ABF890 | 001 | 01 | 0112/2///61987#ABF890#001 | reference to Device LOP for sight level indicator |  |  |  |  | reference to block ABE750 | [5 empty] | CLASS_REFERENCE_TYPE(0112/2///61987#ABE750) 0112/2///61987#ABE750 - Device LOP for sight level indicator |  |  |  |  | NON_DEPENDENT_P_DET | [5 empty] | 0112/2///61987#ABA693 - Sight level indicator | 0112/2///61987#ABA000 |  |  |  | Standard |  | IEC 61987 | IEC | SC65E | - | C00018 | 001-01 (2018-03-28 07:27:10 by BATCH 00000762) standard | 0112-2---61987#ABF890 | https://cdd.iec.ch/cdd/iec61987/iec61987.nsf/PropertiesAllVersions/0112-2---61987%23ABF890
0112/2///61987#ABH497 | 001 | 01 | 0112/2///61987#ABH497#001 | number of devices |  |  |  |  | cardinality property for a device | [5 empty] | INT_TYPE |  |  |  |  | CONDITION_DET | [5 empty] | 0112/2///61987#ABH496 - Device information | 0112/2///61987#ABA000 |  |  |  | Standard |  | IEC 61987 |  | SC65E – IEC 61987 | - | C00018 | 001-01 (2019-03-08 15:35:28 by BATCH 00000766) standard | 0112-2---61987#ABH497 | https://cdd.iec.ch/cdd/iec61987/iec61987.nsf/PropertiesAllVersions/0112-2---61987%23ABH497
0112/2///61987#ABA162 | 001 | 03 | 0112/2///61987#ABA162#001 | number of connection compartments |  |  |  |  | @number of connection compartments |  | cardinality property |  |  |  | INT_TYPE |  |  |  |  | CONDITION_DET | [5 empty] | 0112/2///61987#ABC172 - Connection facility [1]0112/2///61987#ABC173 - Connection facility [2] | 0112/2///61987#ABA000 |  |  |  | Standard |  |  |  | SC65E – IEC 61987 | - | C00004 |  | 0112-2---61987#ABA162 | https://cdd.iec.ch/cdd/iec61987/iec61987.nsf/PropertiesAllVersions/0112-2---61987%23ABA162
0112/2///61987#ABG971 | 001 | 01 | 0112/2///61987#ABG971#001 | reference to Structural design [capacitance level transmitter/switch] |  |  |  |  | reference to block ABG411 | [5 empty] | CLASS_REFERENCE_TYPE(0112/2///61987#ABG411) 0112/2///61987#ABG411 - Structural design [capacitance level transmitter/switch] |  |  |  |  | NON_DEPENDENT_P_DET | [5 empty] | 0112/2///61987#ABG366 - Mechanical and electrical construction [capacitance level transmitter/switch] | 0112/2///61987#ABA000 |  |  |  | Standard |  | IEC 61987 | IEC | SC65E | - | C00018 | 001-01 (2018-03-28 07:27:12 by BATCH 00000762) standard | 0112-2---61987#ABG971 | https://cdd.iec.ch/cdd/iec61987/iec61987.nsf/PropertiesAllVersions/0112-2---61987%23ABG971
0112/2///61987#ABB418 | 001 | 04 | 0112/2///61987#ABB418#001 | size of vent and/or drain hole |  |  |  |  | diameter of a hole used to vent gas/vapor in liquid service or drain liquids in gas service |  |  | mm |  |  | REAL_MEASURE_TYPE |  |  |  |  | NON_DEPENDENT_P_DET | [5 empty] | 0112/2///61987#ABC245 - Flow tube of an electromagnetic flow transmitter0112/2///61987#ABC681 - Vent/Drain holes | 0112/2///61987#ABA000 | 0112/2///62720#UAA862 - millimetre |  | 0112/2///61987#ABT548 - Length short | Standard |  |  |  | SC65E – IEC 61987 | - | C00004 |  | 0112-2---61987#ABB418 | https://cdd.iec.ch/cdd/iec61987/iec61987.nsf/PropertiesAllVersions/0112-2---61987%23ABB418
0112/2///61987#ABB211 | 001 | 04 | 0112/2///61987#ABB211#001 | lower range-limit of pressure |  |  |  |  | lowest value of pressure that the device can be adjusted to measure within the specified accuracy limits |  |  | bar |  |  | REAL_MEASURE_TYPE |  |  |  |  | NON_DEPENDENT_P_DET | [5 empty] | 0112/2///61987#ABC420 - Measuring range for pressure0112/2///61987#ABE778 - Indication range for pressure | 0112/2///61987#ABA000 | 0112/2///62720#UAA323 - bar |  | 0112/2///61987#ABT524 - Pressure | Standard |  |  |  | SC65E – IEC 61987 | - | C00004 |  | 0112-2---61987#ABB211 | https://cdd.iec.ch/cdd/iec61987/iec61987.nsf/PropertiesAllVersions/0112-2---61987%23ABB211
0112/2///61987#ABD287 | 001 | 02 | 0112/2///61987#ABD287#001 | reference to Transmitter body [2] |  |  |  |  | reference to block ABC045 | [5 empty] | CLASS_REFERENCE_TYPE(0112/2///61987#ABC045) 0112/2///61987#ABC045 - Transmitter body [2] |  |  |  |  | NON_DEPENDENT_P_DET | [5 empty] | 0112/2///61987#ABC609 - Structural design [(oval) gear flow transmitter/gauge]0112/2///61987#ABC610 - Structural design [piston flow transmitter/gauge]0112/2///61987#ABC612 - Structural design [rotating element flow transmitter/gauge]0112/2///61987#ABC616 - Structural design [positive displacement flow transmitter/gauge] | 0112/2///61987#ABA000 |  |  |  | Standard |  |  |  | SC65E – IEC 61987 | - | C00004 |  | 0112-2---61987#ABD287 | https://cdd.iec.ch/cdd/iec61987/iec61987.nsf/PropertiesAllVersions/0112-2---61987%23ABD287
0112/2///61987#ABE248 | 001 | 02 | 0112/2///61987#ABE248#001 | reference to Process design ratings [5] |  |  |  |  | reference to block ABD992 | [5 empty] | CLASS_REFERENCE_TYPE(0112/2///61987#ABD992) 0112/2///61987#ABD992 - Process design ratings [5] |  |  |  |  | NON_DEPENDENT_P_DET | [5 empty] | 0112/2///61987#ABE000 - Rated operating conditions [11] | 0112/2///61987#ABA000 |  |  |  | Standard |  |  |  |  | - | C00004 |  | 0112-2---61987#ABE248 | https://cdd.iec.ch/cdd/iec61987/iec61987.nsf/PropertiesAllVersions/0112-2---61987%23ABE248
0112/2///61987#ABC702 | 001 | 05 | 0112/2///61987#ABC702#001 | reference to Accuracy for a subrange of flow velocity |  |  |  |  | reference to block ABC072 | [5 empty] | CLASS_REFERENCE_TYPE(0112/2///61987#ABC072) 0112/2///61987#ABC072 - Accuracy for a subrange of flow velocity |  |  |  |  | DEPENDENT_P_DET | [5 empty] | 0112/2///61987#ABC060 - Absolute performance for flow velocity | 0112/2///61987#ABA000 |  |  |  | Standard |  | IEC 61987 | IEC | IEC SC65E | 0112/2///61987#ABB764 - number of accuracies for a subrange of flow velocity | C00112 |  | 0112-2---61987#ABC702 | https://cdd.iec.ch/cdd/iec61987/iec61987.nsf/PropertiesAllVersions/0112-2---61987%23ABC702
0112/2///61987#ABB806 | 001 | 04 | 0112/2///61987#ABB806#001 | non-conformity (independent) |  |  |  |  | non-conformity determined by drawing a straight line through the average, curve in such a way as to minimize the maximum deviation | The term non-conformity (terminal based non-conformity, independent non-conformity, and, zero based non-conformity) should be used for devices which have a non-linear input-output, relationship (e.g., logarithmic, square root, etc.). The non-conformity is determined and presented using the same procedures as for nonlinearity. |  | % |  |  | REAL_MEASURE_TYPE |  |  | IEC 61298-2 MOD |  | NON_DEPENDENT_P_DET | [5 empty] | 0112/2///61987#ABC067 - Accuracy expressed as a percentage [1]0112/2///61987#ABC068 - Accuracy expressed as a percentage [2]0112/2///61987#ABE365 - Accuracy expressed as a percentage [3]0112/2///61987#ABE702 - Accuracy expressed as a percentage [4]0112/2///61987#ABG353 - Accuracy expressed as a percentage [5]0112/2///61987#ABJ595 - Accuracy expressed as a percentage [6]0112/2///61987#ABG352 - Accuracy expressed as a percentage [7]0112/2///61987#ABP013 - Accuracy expressed as a percentage [I/O module] | 0112/2///61987#ABA000 | 0112/2///62720#UAA000 - percent |  | 0112/2///61987#ABT533 - Percentage | Standard |  |  |  | SC65E – IEC 61987 | - | C00004 |  | 0112-2---61987#ABB806 | https://cdd.iec.ch/cdd/iec61987/iec61987.nsf/PropertiesAllVersions/0112-2---61987%23ABB806
0112/2///61987#ABU297 | 001 | 03 | 0112/2///61987#ABU297#001 | assigned variable type [4] |  |  |  |  | process variable assigned to an input or output |  | polymorphic control property; Id specified in IEC61987-12/-13: ABA344 |  |  |  | ENUM_STRING_TYPE(0112/2///61987#ABU110(Assigned mass flow range,Assigned actual volume flow range,Assigned normalized volume flow range,Assigned pressure range,Assigned temperature range,Assigned totalized value range for mass and for volume,Assigned other variable range)) |  | 0112/2///61987#ABU110 |  |  | CONDITION_DET |  |  | 0112/2///61987#ABU110 | 0112/2///61987#ABU078 - IEC61987-11 Name of Assigned mass flow range0112/2///61987#ABU079 - IEC61987-11 Name of Assigned actual volume flow range0112/2///61987#ABU080 - IEC61987-11 Name of Assigned normalized volume flow range0112/2///61987#ABD494 - IEC61987-11 Name of Assigned flow velocity range0112/2///61987#ABU082 - IEC61987-11 Name of Assigned pressure range0112/2///61987#ABU083 - IEC61987-11 Name of Assigned temperature range0112/2///61987#ABU085 - IEC61987-11 Name of Assigned totalized value range for mass and for volume0112/2///61987#ABU086 - IEC61987-11 Name of Assigned other variable range |  | 0112/2///61987#ABC121 - Assigned variable [4] | 0112/2///61987#ABA000 |  |  |  | Standard |  | IEC 61987 | IEC | IEC/SC 65E | - | C00112 |  | 0112-2---61987#ABU297 | https://cdd.iec.ch/cdd/iec61987/iec61987.nsf/PropertiesAllVersions/0112-2---61987%23ABU297
0112/2///61987#ABU340 | 001 | 03 | 0112/2///61987#ABU340#001 | reference to Assigned normalized volume flow range |  |  |  |  | reference to block ABC111 |  | Id specified in IEC61987-12/-13: ABC741 |  |  |  | CLASS_REFERENCE_TYPE(0112/2///61987#ABC111) 0112/2///61987#ABC111 - Assigned normalized volume flow range |  |  |  |  | DEPENDENT_P_DET | [5 empty] | 0112/2///61987#ABC121 - Assigned variable [4] | 0112/2///61987#ABA000 |  |  |  | Standard |  |  |  | SC65E – IEC 61987 | 0112/2///61987#ABU297 - assigned variable type [4] | C00004 |  | 0112-2---61987#ABU340 | https://cdd.iec.ch/cdd/iec61987/iec61987.nsf/PropertiesAllVersions/0112-2---61987%23ABU340
0112/2///61987#ABU933 | 001 | 01 | 0112/2///61987#ABU933#001 | reference to Absolute performance for level |  |  |  |  | reference to block ABE826 | [5 empty] | CLASS_REFERENCE_TYPE(0112/2///61987#ABE826) 0112/2///61987#ABE826 - Absolute performance for level |  |  |  |  | DEPENDENT_P_DET | [5 empty] | 0112/2///61987#ABG273 - Type of performance variable [7]0112/2///61987#ABG275 - Type of performance variable [9]0112/2///61987#ABG276 - Type of performance variable [10]0112/2///61987#ABG277 - Type of performance variable [11]0112/2///61987#ABG278 - Type of performance variable [12]0112/2///61987#ABG279 - Type of performance variable [13] | 0112/2///61987#ABA000 |  |  |  | Standard |  | IEC 61987 | IEC | SC65E | 0112/2///61987#ABU918 - performance variable type [11] | C00018 | 001-01 (2018-03-28 07:27:22 by BATCH 00000762) standard | 0112-2---61987#ABU933 | https://cdd.iec.ch/cdd/iec61987/iec61987.nsf/PropertiesAllVersions/0112-2---61987%23ABU933
0112/2///61987#ABF906 | 001 | 01 | 0112/2///61987#ABF906#001 | reference to Device LOP for separate level transmitter/switching unit |  |  |  |  | reference to block ABE756 | [5 empty] | CLASS_REFERENCE_TYPE(0112/2///61987#ABE756) 0112/2///61987#ABE756 - Device LOP for separate level transmitter/switching unit |  |  |  |  | NON_DEPENDENT_P_DET | [5 empty] | 0112/2///61987#ABE639 - Separate level transmitter/switching unit | 0112/2///61987#ABA000 |  |  |  | Standard |  | IEC 61987 | IEC | SC65E | - | C00018 | 001-01 (2018-03-28 07:27:10 by BATCH 00000762) standard | 0112-2---61987#ABF906 | https://cdd.iec.ch/cdd/iec61987/iec61987.nsf/PropertiesAllVersions/0112-2---61987%23ABF906
0112/2///61987#ABD566 | 002 | 01 | 0112/2///61987#ABD566#002 | design remarks for control devices |  |  |  |  | plain text explaining conditions that have led to a design result for a control valve or have to taken into account when designing a control valve | [5 empty] | ENUM_CODE_TYPE(0112/2///61987#ABL335) |  |  |  |  | DEPENDENT_P_DET |  |  | 0112/2///61987#ABL335 | 0112/2///61987#ABM083 - chocked flow0112/2///61987#ABM084 - flashing0112/2///61987#ABI407 - others |  | 0112/2///61987#ABD816 - Calculation results of control devices | 0112/2///61987#ABA000 |  |  |  | Standard |  |  |  |  | 0112/2///61987#ABI406 - empty_property | C00091 |  | 0112-2---61987#ABD566 | https://cdd.iec.ch/cdd/iec61987/iec61987.nsf/PropertiesAllVersions/0112-2---61987%23ABD566
0112/2///61987#ABH551 | 001 | 01 | 0112/2///61987#ABH551#001 | input value of degree of filling |  |  |  |  | input value of a degree of filling table |  |  | % |  |  | REAL_MEASURE_TYPE |  |  |  |  | NON_DEPENDENT_P_DET | [5 empty] | 0112/2///61987#ABH643 - Calibration point of degree of filling | 0112/2///61987#ABA000 | 0112/2///62720#UAA000 - percent |  | 0112/2///61987#ABT533 - Percentage | Standard |  | IEC 61987 |  | SC65E – IEC 61987 | - | C00018 | 001-01 (2019-03-08 15:35:29 by BATCH 00000766) standard | 0112-2---61987#ABH551 | https://cdd.iec.ch/cdd/iec61987/iec61987.nsf/PropertiesAllVersions/0112-2---61987%23ABH551
0112/2///61987#ABD192 | 002 | 01 | 0112/2///61987#ABD192#002 | reference to Rated Operating Conditions [6] |  |  |  |  | reference to block ABC562 | [5 empty] | CLASS_REFERENCE_TYPE(0112/2///61987#ABC562) 0112/2///61987#ABC562 - Rated operating conditions [6] |  |  |  |  | NON_DEPENDENT_P_DET | [5 empty] | 0112/2///61987#ABE751 - Device LOP for stilling well0112/2///61987#ABA037 - Device LOP for pressure measurement manifold | 0112/2///61987#ABA000 |  |  |  | Standard |  |  |  | SC65E – IEC 61987 | - | C00004 |  | 0112-2---61987#ABD192 | https://cdd.iec.ch/cdd/iec61987/iec61987.nsf/PropertiesAllVersions/0112-2---61987%23ABD192
0112/2///61987#ABB835 | 001 | 03 | 0112/2///61987#ABB835#001 | average influence of process pressure on dynamic viscosity |  |  |  |  | change in output of a dynamic viscosity measuring device caused by a change in process pressure with respect to reference conditions, expressed as the average error across the specified process pressure range |  |  | mPa·s/bar |  |  | REAL_MEASURE_TYPE |  |  |  |  | NON_DEPENDENT_P_DET | [5 empty] | 0112/2///61987#ABC278 - Influence of external quantities expressed for dynamic viscosity | 0112/2///61987#ABA000 | 0112/2///62720#UAA799 - millipascal second per bar |  | 0112/2///61987#ABT590 - Dynamic viscosity per pressure | Standard |  |  |  | SC65E – IEC 61987 | - | C00018 |  | 0112-2---61987#ABB835 | https://cdd.iec.ch/cdd/iec61987/iec61987.nsf/PropertiesAllVersions/0112-2---61987%23ABB835
0112/2///61987#ABU191 | 001 | 02 | 0112/2///61987#ABU191#001 | reference to Assigned variable [1] |  |  |  |  | reference to block ABC118 |  | Id specified in IEC61987-12/-13: ABC748 |  |  |  | CLASS_REFERENCE_TYPE(0112/2///61987#ABC118) 0112/2///61987#ABC118 - Assigned variable [1] |  |  |  |  | NON_DEPENDENT_P_DET | [5 empty] | 0112/2///61987#ABC551 - Pulse input0112/2///61987#ABC553 - Pulse output | 0112/2///61987#ABA000 |  |  |  | Standard |  |  |  | SC65E – IEC 61987 | - | C00004 |  | 0112-2---61987#ABU191 | https://cdd.iec.ch/cdd/iec61987/iec61987.nsf/PropertiesAllVersions/0112-2---61987%23ABU191
0112/2///61987#ABC943 | 004 | 02 | 0112/2///61987#ABC943#004 | reference to LED indicator |  |  |  |  | reference to block ABC313 | [5 empty] | CLASS_REFERENCE_TYPE(0112/2///61987#ABC313) 0112/2///61987#ABC313 - LED indicator |  |  |  |  | DEPENDENT_P_DET | [5 empty] | 0112/2///61987#ABC682 - Visual controls | 0112/2///61987#ABA000 |  |  |  | Standard |  | IEC 61987 | IEC | IEC SC65E | 0112/2///61987#ABA543 - number of LED indicators | C00112 |  | 0112-2---61987#ABC943 | https://cdd.iec.ch/cdd/iec61987/iec61987.nsf/PropertiesAllVersions/0112-2---61987%23ABC943
0112/2///61987#ABB191 | 003 | 01 | 0112/2///61987#ABB191#003 | burst gauge pressure gauge of secondary containment |  |  |  |  | internal pressure, expressed as a gauge pressure, that causes irreversible damage of a containment housing |  |  | bar |  |  | REAL_MEASURE_TYPE |  |  |  |  | NON_DEPENDENT_P_DET | [5 empty] | 0112/2///61987#ABC588 - Secondary containment | 0112/2///61987#ABA000 | 0112/2///62720#UAA323 - bar |  | 0112/2///61987#ABT524 - Pressure | Standard |  |  |  | SC65E – IEC 61987 | - | C00004 |  | 0112-2---61987#ABB191 | https://cdd.iec.ch/cdd/iec61987/iec61987.nsf/PropertiesAllVersions/0112-2---61987%23ABB191
0112/2///61987#ABU574 | 001 | 02 | 0112/2///61987#ABU574#001 | output type [11] |  |  |  |  | polymorphism property allowing selection of an output type for a device |  | Polymorphic control property; Id specified in IEC61987: ABE497 |  |  |  | ENUM_STRING_TYPE(0112/2///61987#ABU571(Pneumatic/hydraulic output for I/P converter,Binary output IEC 60947-5-6 (NAMUR),0112/2///61987#Binary current output,0112/2///61987#Binary isolated output,0112/2///61987#Binary electronic output,0112/2///61987#Manufacturer-specific output,0112/2///61987#Pneumatic/hydraulic output,0112/2///61987#Binary pneumatic/hydraulic output)) |  | 0112/2///61987#ABU571 |  |  | CONDITION_DET |  |  | 0112/2///61987#ABU571 | 0112/2///61987#ABU561 - IEC61987-11 Name of Pneumatic/hydraulic output for I/P converter0112/2///61987#ABU563 - IEC61987-11 Name of Binary output IEC 60947-5-6 (NAMUR)0112/2///61987#ABU564 - IEC61987-11 Name of Binary current output0112/2///61987#ABU565 - IEC61987-11 Name of Binary isolated output0112/2///61987#ABU566 - IEC61987-11 Name of Binary electronic output0112/2///61987#ABU567 - IEC61987-11 Name of Manufacturer-specific output0112/2///61987#ABU562 - IEC61987-11 Name of Pneumatic/hydraulic output0112/2///61987#ABU568 - IEC61987-11 Name of Binary pneumatic/hydraulic output |  | 0112/2///61987#ABE579 - Type of output [11] | 0112/2///61987#ABA000 |  |  |  | Standard |  | IEC 61987 | IEC | IEC/SC 65E | - | C00112 |  | 0112-2---61987#ABU574 | https://cdd.iec.ch/cdd/iec61987/iec61987.nsf/PropertiesAllVersions/0112-2---61987%23ABU574
0112/2///61987#ABH358 | 002 | 01 | 0112/2///61987#ABH358#002 | type of vibrating tube density transmitter |  |  |  |  | classification of a vibrating tube density transmitter according to its mechanical construction | [5 empty] | ENUM_CODE_TYPE(0112/2///61987#ABL670) |  |  |  |  | DEPENDENT_P_DET |  |  | 0112/2///61987#ABL670 | 0112/2///61987#ABN292 - tube type0112/2///61987#ABL237 - fork type0112/2///61987#ABI407 - others |  | 0112/2///61987#ABF633 - Structural design of a vibrating tube density transmitter | 0112/2///61987#ABA000 |  |  |  | Standard |  |  |  | SC65E – IEC 61987 | 0112/2///61987#ABI406 - empty_property | C00091 |  | 0112-2---61987#ABH358 | https://cdd.iec.ch/cdd/iec61987/iec61987.nsf/PropertiesAllVersions/0112-2---61987%23ABH358
0112/2///61987#ABI100 | 001 | 01 | 0112/2///61987#ABI100#001 | SENSOR_LOW_LIMIT |  |  |  |  | parameter setting the lower range end-value of a sensor in the selected engineering units | [5 empty] | REAL_TYPE |  |  |  |  | NON_DEPENDENT_P_DET | [5 empty] | 0112/2///61987#ABJ608 - SENSOR_SIGNAL | 0112/2///61987#ABA000 |  |  |  | Standard |  |  |  | SC65E – IEC 61987 | - | C00018 | 001-01 (2019-03-08 15:35:31 by BATCH 00000766) standard | 0112-2---61987#ABI100 | https://cdd.iec.ch/cdd/iec61987/iec61987.nsf/PropertiesAllVersions/0112-2---61987%23ABI100
0112/2///61987#ABA998 | 005 | 01 | 0112/2///61987#ABA998#005 | details of custody transfer approval |  |  |  |  | if appropriate, details of a custody transfer approval | e.g. approval number or code, classification etc. |  |  |  |  | STRING_TYPE |  |  |  |  | NON_DEPENDENT_P_DET | [5 empty] | 0112/2///61987#ABC177 - Custody transfer approval | 0112/2///61987#ABA000 |  |  |  | Standard |  |  |  | SC65E – IEC 61987 | - | C00018 |  | 0112-2---61987#ABA998 | https://cdd.iec.ch/cdd/iec61987/iec61987.nsf/PropertiesAllVersions/0112-2---61987%23ABA998
0112/2///61987#ABB596 | 004 | 01 | 0112/2///61987#ABB596#004 | number of device diagnostics |  |  |  |  | @number of device diagnostics |  | cardinality property |  |  |  | INT_TYPE |  |  |  |  | CONDITION_DET | [5 empty] | 0112/2///61987#ABC194 - Diagnosis0112/2///61987#ABE716 - Diagnosis [2] | 0112/2///61987#ABA000 |  |  |  | Standard |  |  |  | SC65E – IEC 61987 | - | C00004 |  | 0112-2---61987#ABB596 | https://cdd.iec.ch/cdd/iec61987/iec61987.nsf/PropertiesAllVersions/0112-2---61987%23ABB596
0112/2///61987#ABA223 | 001 | 04 | 0112/2///61987#ABA223#001 | maximum current (Isc) |  |  |  |  | rated current of a power source |  |  | A |  |  | REAL_MEASURE_TYPE |  |  |  |  | NON_DEPENDENT_P_DET | [5 empty] | 0112/2///61987#ABC217 - Electrical parameters of power supply | 0112/2///61987#ABA000 | 0112/2///62720#UAA101 - ampere |  | 0112/2///61987#ABT567 - Electrical current | Standard |  |  |  | SC65E – IEC 61987 | - | C00004 |  | 0112-2---61987#ABA223 | https://cdd.iec.ch/cdd/iec61987/iec61987.nsf/PropertiesAllVersions/0112-2---61987%23ABA223
0112/2///61987#ABD561 | 001 | 04 | 0112/2///61987#ABD561#001 | dead volume |  |  |  |  | volume of actuator at zero travel |  |  | cm³ |  |  | REAL_MEASURE_TYPE |  |  |  |  | NON_DEPENDENT_P_DET | [5 empty] | 0112/2///61987#ABE032 - Structural design of a pneumatic linear actuator0112/2///61987#ABE033 - Structural design of a pneumatic rotary actuator | 0112/2///61987#ABA000 | 0112/2///62720#UAA385 - centimetre cubed |  | 0112/2///61987#ABT505 - Volume | Standard |  |  |  |  | - | C00004 |  | 0112-2---61987#ABD561 | https://cdd.iec.ch/cdd/iec61987/iec61987.nsf/PropertiesAllVersions/0112-2---61987%23ABD561
0112/2///61987#ABB156 | 004 | 01 | 0112/2///61987#ABB156#004 | current signal level "1" |  |  |  |  | for a current output, the value of the binary output signal for the logic state "1" |  |  | mA |  |  | REAL_MEASURE_TYPE |  |  |  |  | NON_DEPENDENT_P_DET | [5 empty] | 0112/2///61987#ABC140 - Binary current output | 0112/2///61987#ABA000 | 0112/2///62720#UAA775 - milliampere |  | 0112/2///61987#ABT567 - Electrical current | Standard |  |  |  | SC65E – IEC 61987 | - | C00004 |  | 0112-2---61987#ABB156 | https://cdd.iec.ch/cdd/iec61987/iec61987.nsf/PropertiesAllVersions/0112-2---61987%23ABB156
0112/2///61987#ABD238 | 001 | 02 | 0112/2///61987#ABD238#001 | reference to Structural design [rotating element flow transmitter/gauge] |  |  |  |  | reference to block ABC612 | [5 empty] | CLASS_REFERENCE_TYPE(0112/2///61987#ABC612) 0112/2///61987#ABC612 - Structural design [rotating element flow transmitter/gauge] |  |  |  |  | NON_DEPENDENT_P_DET | [5 empty] | 0112/2///61987#ABC431 - Mechanical and electrical construction [rotating element flow transmitter/gauge] | 0112/2///61987#ABA000 |  |  |  | Standard |  |  |  | SC65E – IEC 61987 | - | C00004 |  | 0112-2---61987#ABD238 | https://cdd.iec.ch/cdd/iec61987/iec61987.nsf/PropertiesAllVersions/0112-2---61987%23ABD238
0112/2///61987#ABD285 | 001 | 02 | 0112/2///61987#ABD285#001 | reference to Transducer of an ultrasonic flow transmitter |  |  |  |  | reference to block ABC043 | [5 empty] | CLASS_REFERENCE_TYPE(0112/2///61987#ABC043) 0112/2///61987#ABC043 - Transducer of an ultrasonic flow transmitter |  |  |  |  | NON_DEPENDENT_P_DET | [5 empty] | 0112/2///61987#ABC644 - Structural design of an ultrasonic flow transmitter | 0112/2///61987#ABA000 |  |  |  | Standard |  |  |  | SC65E – IEC 61987 | - | C00004 |  | 0112-2---61987#ABD285 | https://cdd.iec.ch/cdd/iec61987/iec61987.nsf/PropertiesAllVersions/0112-2---61987%23ABD285
0112/2///61987#ABU517 | 001 | 02 | 0112/2///61987#ABU517#001 | reference to Device LOP for butterfly valve |  |  |  |  | reference to block ABE314 | [5 empty] | CLASS_REFERENCE_TYPE(0112/2///61987#ABE314) 0112/2///61987#ABE314 - Device LOP for butterfly valve |  |  |  |  | NON_DEPENDENT_P_DET | [5 empty] | 0112/2///61987#ABD352 - Butterfly valve | 0112/2///61987#ABA000 |  |  |  | Standard |  |  |  |  | - | C00004 |  | 0112-2---61987#ABU517 | https://cdd.iec.ch/cdd/iec61987/iec61987.nsf/PropertiesAllVersions/0112-2---61987%23ABU517
0112/2///61987#ABB898 | 001 | 04 | 0112/2///61987#ABB898#001 | total error (differential pressure, 69 bar static pressure, 28 °C, zero and span) |  |  |  |  | for differential pressure measuring devices, total error for one year, calculated by the sum of the total performance (differential pressure, 69 bar, 28 °C, zero and span) and the long term drift per annum, expressed as percentage of span |  |  | % |  |  | REAL_MEASURE_TYPE |  |  |  |  | NON_DEPENDENT_P_DET | [5 empty] | 0112/2///61987#ABC067 - Accuracy expressed as a percentage [1] | 0112/2///61987#ABA000 | 0112/2///62720#UAA000 - percent |  | 0112/2///61987#ABT533 - Percentage | Standard |  |  |  | SC65E – IEC 61987 | - | C00004 |  | 0112-2---61987#ABB898 | https://cdd.iec.ch/cdd/iec61987/iec61987.nsf/PropertiesAllVersions/0112-2---61987%23ABB898
0112/2///61987#ABB137 | 004 | 01 | 0112/2///61987#ABB137#004 | meteorological expert opinion |  |  |  |  | issuing body and designation of a meteorological technical report | [5 empty] | STRING_TYPE |  |  |  |  | NON_DEPENDENT_P_DET | [5 empty] | 0112/2///61987#ABC102 - Approval for use in special applications0112/2///61987#ABE722 - Approval for use in special applications [4]0112/2///61987#ABE724 - Approval for use in special applications [5] | 0112/2///61987#ABA000 |  |  |  | Standard |  |  |  | SC65E – IEC 61987 | - | C00004 |  | 0112-2---61987#ABB137 | https://cdd.iec.ch/cdd/iec61987/iec61987.nsf/PropertiesAllVersions/0112-2---61987%23ABB137
0112/2///61987#ABU298 | 001 | 02 | 0112/2///61987#ABU298#001 | reference to Type of auxiliary input [7] |  |  |  |  | reference to block ABC657 |  | Id specified in IEC61987-12/-13: ABD300 |  |  |  | CLASS_REFERENCE_TYPE(0112/2///61987#ABC657) 0112/2///61987#ABC657 - Type of auxiliary input [7] |  |  |  |  | NON_DEPENDENT_P_DET | [5 empty] | 0112/2///61987#ABC132 - Auxiliary input [7] | 0112/2///61987#ABA000 |  |  |  | Standard |  |  |  | SC65E – IEC 61987 | - | C00004 |  | 0112-2---61987#ABU298 | https://cdd.iec.ch/cdd/iec61987/iec61987.nsf/PropertiesAllVersions/0112-2---61987%23ABU298
0112/2///61987#ABE647 | 001 | 01 | 0112/2///61987#ABE647#001 | operating principle of solenoid valve |  |  |  |  | classification of a solenoid valve according to the physical principle used for its function | [5 empty] | STRING_TYPE |  |  |  |  | NON_DEPENDENT_P_DET | [5 empty] | 0112/2///61987#ABE606 - Structural design of a solenoid valve0112/2///61987#ABP303 - Functional design of a solenoid valve [I/O module] | 0112/2///61987#ABA000 |  |  |  | Standard |  | IEC 61987 | IEC | SC65E | - | C00016 | 001-01 (2018-03-28 07:27:01 by BATCH 00000762) standard | 0112-2---61987#ABE647 | https://cdd.iec.ch/cdd/iec61987/iec61987.nsf/PropertiesAllVersions/0112-2---61987%23ABE647
0112/2///61987#ABF270 | 002 | 01 | 0112/2///61987#ABF270#002 | maximum temperature of cooling system |  |  |  |  | highest temperature that a cooling system can attain in normal operation |  |  | °C |  |  | REAL_MEASURE_TYPE |  |  |  |  | NON_DEPENDENT_P_DET | [5 empty] | 0112/2///61987#ABF268 - Cooling system | 0112/2///61987#ABA000 | 0112/2///62720#UAA033 - degree Celsius |  | 0112/2///61987#ABT514 - Temperature | Standard |  | IEC 61987 | IEC | SC65E | - | C00019 |  | 0112-2---61987#ABF270 | https://cdd.iec.ch/cdd/iec61987/iec61987.nsf/PropertiesAllVersions/0112-2---61987%23ABF270
0112/2///61987#ABU685 | 001 | 01 | 0112/2///61987#ABU685#001 | reference to Absolute performance for pressure |  |  |  |  | reference to block ABC064 | [5 empty] | CLASS_REFERENCE_TYPE(0112/2///61987#ABC064) 0112/2///61987#ABC064 - Absolute performance for pressure |  |  |  |  | DEPENDENT_P_DET | [5 empty] | 0112/2///61987#ABG285 - Type of performance variable [19] | 0112/2///61987#ABA000 |  |  |  | Standard |  | IEC 61987 | IEC | SC65E | 0112/2///61987#ABU655 - performance variable type [19] | C00017 | 001-01 (2018-03-28 07:27:21 by BATCH 00000762) standard | 0112-2---61987#ABU685 | https://cdd.iec.ch/cdd/iec61987/iec61987.nsf/PropertiesAllVersions/0112-2---61987%23ABU685
0112/2///61987#ABN628 | 001 | 02 | 0112/2///61987#ABN628#001 | mass concentration (per volume) |  |  |  |  | quotient form the constituent mass of a mixture and the volume of that mixture |  |  | mg/m³ |  |  | REAL_MEASURE_TYPE |  |  |  |  | NON_DEPENDENT_P_DET | [5 empty] | 0112/2///61987#ABN688 - Concentration measurement variables | 0112/2///61987#ABA000 | 0112/2///62720#UAA830 - milligram per metre cubed |  | 0112/2///61987#ABT573 - Density | Standard |  | IEC 61987 | IEC | IEC SC65E | - | C00112 |  | 0112-2---61987#ABN628 | https://cdd.iec.ch/cdd/iec61987/iec61987.nsf/PropertiesAllVersions/0112-2---61987%23ABN628
0112/2///61987#ABN653 | 001 | 02 | 0112/2///61987#ABN653#001 | overall vibration velocity 0-p |  |  |  |  | maximum oscillation amplitude, expressed as velocity | The oscillation range is the difference between the minimum and maximum value within the time range under consideration. |  | mm/s |  |  | REAL_MEASURE_TYPE |  |  |  |  | NON_DEPENDENT_P_DET | [5 empty] | 0112/2///61987#ABN694 - Specific machine vibration measurement variables | 0112/2///61987#ABA000 | 0112/2///62720#UAA867 - millimetre per second |  | 0112/2///61987#ABT509 - Velocity | Standard |  | IEC 61987 | IEC | IEC SC65E | - | C00112 |  | 0112-2---61987#ABN653 | https://cdd.iec.ch/cdd/iec61987/iec61987.nsf/PropertiesAllVersions/0112-2---61987%23ABN653
0112/2///61987#ABA093 | 001 | 02 | 0112/2///61987#ABA093#001 | electromagnetic compatibility class |  |  |  |  | classification of a device according to the electromagnetic compatibility with its environment | [5 empty] | STRING_TYPE |  |  |  |  | NON_DEPENDENT_P_DET | [5 empty] | 0112/2///61987#ABC222 - Electromagnetic compatibility | 0112/2///61987#ABA000 |  |  |  | Standard |  |  |  | SC65E – IEC 61987 | - | C00004 |  | 0112-2---61987#ABA093 | https://cdd.iec.ch/cdd/iec61987/iec61987.nsf/PropertiesAllVersions/0112-2---61987%23ABA093
0112/2///61987#ABD182 | 001 | 02 | 0112/2///61987#ABD182#001 | reference to Pulse input/output parameters |  |  |  |  | reference to block ABC552 | [5 empty] | CLASS_REFERENCE_TYPE(0112/2///61987#ABC552) 0112/2///61987#ABC552 - Pulse input/output parameters |  |  |  |  | NON_DEPENDENT_P_DET | [5 empty] | 0112/2///61987#ABC555 - Pulse/frequency input/output parameters0112/2///61987#ABP031 - Frequency input parameters [I/O module] | 0112/2///61987#ABA000 |  |  |  | Standard |  |  |  | SC65E – IEC 61987 | - | C00004 |  | 0112-2---61987#ABD182 | https://cdd.iec.ch/cdd/iec61987/iec61987.nsf/PropertiesAllVersions/0112-2---61987%23ABD182
0112/2///61987#ABE445 | 001 | 02 | 0112/2///61987#ABE445#001 | reference standard for connection interface |  |  |  |  | standard on which the design of a shaft connection of a pneumatic actuator is based | [5 empty] | STRING_TYPE |  |  |  |  | NON_DEPENDENT_P_DET | [5 empty] | 0112/2///61987#ABE441 - Connection interface | 0112/2///61987#ABA000 |  |  |  | Standard |  |  |  |  | - | C00004 |  | 0112-2---61987#ABE445 | https://cdd.iec.ch/cdd/iec61987/iec61987.nsf/PropertiesAllVersions/0112-2---61987%23ABE445
0112/2///61987#ABC951 | 001 | 02 | 0112/2///61987#ABC951#001 | reference to Line monitoring |  |  |  |  | reference to block ABC321 | [5 empty] | CLASS_REFERENCE_TYPE(0112/2///61987#ABC321) 0112/2///61987#ABC321 - Line monitoring |  |  |  |  | NON_DEPENDENT_P_DET | [5 empty] | 0112/2///61987#ABC214 - Electrical data of a bus powered device | 0112/2///61987#ABA000 |  |  |  | Standard |  |  |  | SC65E – IEC 61987 | - | C00004 |  | 0112-2---61987#ABC951 | https://cdd.iec.ch/cdd/iec61987/iec61987.nsf/PropertiesAllVersions/0112-2---61987%23ABC951
0112/2///61987#ABB396 | 003 | 01 | 0112/2///61987#ABB396#003 | type of seal |  |  |  |  | classification of a seal according to its construction | [5 empty] | STRING_TYPE |  |  |  |  | NON_DEPENDENT_P_DET | [5 empty] | 0112/2///61987#ABC246 - Flowtube assembly0112/2///61987#ABC412 - Flow measuring chamber0112/2///61987#ABF025 - Structural design of a float level transmitter and switch0112/2///61987#ABF117 - Structural design of a guided-wave radar level transmitter0112/2///61987#ABF136 - Structural design of a capacitance level transmitter/switch0112/2///61987#ABF154 - Structural design of a conductance level transmitter/switch0112/2///61987#ABF182 - Structural design of an ultrasonic level transmitter0112/2///61987#ABF183 - Structural design of a vibrating level switch0112/2///61987#ABF191 - Structural design of a rotary paddle switch0112/2///61987#ABF217 - Structural design of a magnetic level gauge0112/2///61987#ABF276 - Structural design of a sight level gauge0112/2///61987#ABF282 - Structural design of a sight level indicator0112/2///61987#ABF283 - Structural design of an optical level switch0112/2///61987#ABF285 - Structural design of a thermal level switch0112/2///61987#ABF319 - Structural design of a thermowell0112/2///61987#ABF341 - Structural design of a hydrostatic pressure level transmitter0112/2///61987#ABF342 - Structural design of a displacer lever transmitter/switch0112/2///61987#ABF343 - Structural design of a nuclear level transmitter/switch0112/2///61987#ABF431 - Structural design of a plumb bob level transmitter0112/2///61987#ABF432 - Structural design of a servo level transmitter0112/2///61987#ABF433 - Structural design of an ultrasonic level switch0112/2///61987#ABF517 - Structural design of a microwave level switch0112/2///61987#ABF518 - Structural design of a laser level transmitter0112/2///61987#ABF632 - Structural design of a refractive index density transmitter0112/2///61987#ABF635 - Structural design of a vibrating fork/rod density transmitter0112/2///61987#ABH365 - Insertion type microwave density transmitter0112/2///61987#ABF018 - Structural design of a free-space radar level transmitter | 0112/2///61987#ABA000 |  |  |  | Standard |  |  |  | SC65E – IEC 61987 | - | C00004 |  | 0112-2---61987#ABB396 | https://cdd.iec.ch/cdd/iec61987/iec61987.nsf/PropertiesAllVersions/0112-2---61987%23ABB396
0112/2///61987#ABE519 | 001 | 01 | 0112/2///61987#ABE519#001 | reference to Structural design [limit switch] |  |  |  |  | reference to block ABE600 | [5 empty] | CLASS_REFERENCE_TYPE(0112/2///61987#ABE600) 0112/2///61987#ABE600 - Structural design [limit switch] |  |  |  |  | NON_DEPENDENT_P_DET | [5 empty] | 0112/2///61987#ABE599 - Mechanical and electrical construction [limit switch] | 0112/2///61987#ABA000 |  |  |  | Standard |  | IEC 61987 | IEC | SC65E | - | C00016 | 001-01 (2018-03-28 07:27:00 by BATCH 00000762) standard | 0112-2---61987#ABE519 | https://cdd.iec.ch/cdd/iec61987/iec61987.nsf/PropertiesAllVersions/0112-2---61987%23ABE519
0112/2///61987#ABE931 | 001 | 01 | 0112/2///61987#ABE931#001 | minimum assignable quantity of pulses per value of volume |  |  |  |  | lowest number of pulses assignable to quantity of pulses per pulse value of volume |  |  | m³ |  |  | REAL_MEASURE_TYPE |  |  |  |  | NON_DEPENDENT_P_DET | [5 empty] | 0112/2///61987#ABE915 - Assigned volume pulse value | 0112/2///61987#ABA000 | 0112/2///62720#UAA757 - metre cubed |  | 0112/2///61987#ABT505 - Volume | Standard |  | IEC 61987 | IEC | SC65E | - | C00018 | 001-01 (2018-03-28 07:27:03 by BATCH 00000762) standard | 0112-2---61987#ABE931 | https://cdd.iec.ch/cdd/iec61987/iec61987.nsf/PropertiesAllVersions/0112-2---61987%23ABE931
0112/2///61987#ABF733 | 001 | 01 | 0112/2///61987#ABF733#001 | reference to Material of probe |  |  |  |  | reference to block ABF142 | [5 empty] | CLASS_REFERENCE_TYPE(0112/2///61987#ABF142) 0112/2///61987#ABF142 - Material of probe |  |  |  |  | NON_DEPENDENT_P_DET | [5 empty] | 0112/2///61987#ABF136 - Structural design of a capacitance level transmitter/switch0112/2///61987#ABF155 - Single electrode probe0112/2///61987#ABF157 - Measuring/grounding probe0112/2///61987#ABF185 - Vibration probe0112/2///61987#ABF285 - Structural design of a thermal level switch0112/2///61987#ABF520 - Ultrasonic probe | 0112/2///61987#ABA000 |  |  |  | Standard |  | IEC 61987 | IEC | SC65E | - | C00018 | 001-01 (2018-03-28 07:27:08 by BATCH 00000762) standard | 0112-2---61987#ABF733 | https://cdd.iec.ch/cdd/iec61987/iec61987.nsf/PropertiesAllVersions/0112-2---61987%23ABF733
0112/2///61987#ABA407 | 001 | 04 | 0112/2///61987#ABA407#001 | voltage for lower signal on alarm |  |  |  |  | value of a voltage signal on alarm when the signal on alarm function is configured to the lower signal |  |  | V |  |  | REAL_MEASURE_TYPE |  |  |  |  | NON_DEPENDENT_P_DET | [5 empty] | 0112/2///61987#ABC683 - Voltage signal on alarm | 0112/2///61987#ABA000 | 0112/2///62720#UAA296 - volt |  | 0112/2///61987#ABT506 - Voltage | Standard |  |  |  | SC65E – IEC 61987 | - | C00004 |  | 0112-2---61987#ABA407 | https://cdd.iec.ch/cdd/iec61987/iec61987.nsf/PropertiesAllVersions/0112-2---61987%23ABA407
0112/2///61987#ABU687 | 001 | 01 | 0112/2///61987#ABU687#001 | reference to Absolute performance for other variable |  |  |  |  | reference to block ABC063 | [5 empty] | CLASS_REFERENCE_TYPE(0112/2///61987#ABC063) 0112/2///61987#ABC063 - Absolute performance for other variable |  |  |  |  | DEPENDENT_P_DET | [5 empty] | 0112/2///61987#ABG285 - Type of performance variable [19] | 0112/2///61987#ABA000 |  |  |  | Standard |  | IEC 61987 | IEC | SC65E | 0112/2///61987#ABU655 - performance variable type [19] | C00017 | 001-01 (2018-03-28 07:27:21 by BATCH 00000762) standard | 0112-2---61987#ABU687 | https://cdd.iec.ch/cdd/iec61987/iec61987.nsf/PropertiesAllVersions/0112-2---61987%23ABU687
0112/2///61987#ABB569 | 001 | 04 | 0112/2///61987#ABB569#001 | calibrated span for density |  |  |  |  | difference between the upper and lower range value of density to which a density measurement instrument is adjusted and calibrated |  |  | kg/m³ |  |  | REAL_MEASURE_TYPE |  |  |  |  | NON_DEPENDENT_P_DET | [5 empty] | 0112/2///61987#ABC107 - Assigned density range | 0112/2///61987#ABA000 | 0112/2///62720#UAA619 - kilogram per metre cubed |  | 0112/2///61987#ABT573 - Density | Standard |  |  |  | SC65E – IEC 61987 | - | C00004 |  | 0112-2---61987#ABB569 | https://cdd.iec.ch/cdd/iec61987/iec61987.nsf/PropertiesAllVersions/0112-2---61987%23ABB569
0112/2///61987#ABU444 | 001 | 03 | 0112/2///61987#ABU444#001 | reference to Assigned normalized volume flow range |  |  |  |  | reference to block ABC111 |  | Id specified in IEC61987-12/-13: ABC741 |  |  |  | CLASS_REFERENCE_TYPE(0112/2///61987#ABC111) 0112/2///61987#ABC111 - Assigned normalized volume flow range |  |  |  |  | DEPENDENT_P_DET | [5 empty] | 0112/2///61987#ABC120 - Assigned variable [3] | 0112/2///61987#ABA000 |  |  |  | Standard |  |  |  | SC65E – IEC 61987 | 0112/2///61987#ABU429 - assigned variable type [3] | C00004 |  | 0112-2---61987#ABU444 | https://cdd.iec.ch/cdd/iec61987/iec61987.nsf/PropertiesAllVersions/0112-2---61987%23ABU444
0112/2///61987#ABB331 | 003 | 01 | 0112/2///61987#ABB331#003 | maximum normalized volume flow rate |  |  |  |  | highest normalized flow rate for which a device is or should be designed to operate within its specified limits |  |  | m³/h |  |  | REAL_MEASURE_TYPE |  |  |  |  | NON_DEPENDENT_P_DET | [5 empty] | 0112/2///61987#ABC455 - Normal process design conditions [2]0112/2///61987#ABD948 - Normal process design conditions [3]0112/2///61987#ABG476 - Normal process design conditions [5] | 0112/2///61987#ABA000 | 0112/2///62720#UAA763 - metre cubed per hour |  | 0112/2///61987#ABT504 - Volume flow rate | Standard |  |  |  | SC65E – IEC 61987 | - | C00004 |  | 0112-2---61987#ABB331 | https://cdd.iec.ch/cdd/iec61987/iec61987.nsf/PropertiesAllVersions/0112-2---61987%23ABB331
0112/2///61987#ABU279 | 001 | 03 | 0112/2///61987#ABU279#001 | reference to Binary output IEC 60947-5-6 (NAMUR) |  |  |  |  | reference to block ABC145 |  | Id specified in IEC61987-12/-13: ABC775 |  |  |  | CLASS_REFERENCE_TYPE(0112/2///61987#ABC145) 0112/2///61987#ABC145 - Binary output IEC 60947-5-6 (NAMUR) |  |  |  |  | DEPENDENT_P_DET | [5 empty] | 0112/2///61987#ABC666 - Type of output [3] | 0112/2///61987#ABA000 |  |  |  | Standard |  |  |  | SC65E – IEC 61987 | 0112/2///61987#ABU273 - output type [3] | C00004 |  | 0112-2---61987#ABU279 | https://cdd.iec.ch/cdd/iec61987/iec61987.nsf/PropertiesAllVersions/0112-2---61987%23ABU279
0112/2///61987#ABN641 | 001 | 02 | 0112/2///61987#ABN641#001 | line supply pressure |  |  |  |  | parameter indicating the value of the line supply pressure of the actuating medium |  |  | bar |  |  | REAL_MEASURE_TYPE |  |  |  |  | NON_DEPENDENT_P_DET | [5 empty] | 0112/2///61987#ABN695 - Specific final control elements diagnostic variables | 0112/2///61987#ABA000 | 0112/2///62720#UAA323 - bar |  | 0112/2///61987#ABT524 - Pressure | Standard |  | IEC 61987 | IEC | IEC SC65E | - | C00112 |  | 0112-2---61987#ABN641 | https://cdd.iec.ch/cdd/iec61987/iec61987.nsf/PropertiesAllVersions/0112-2---61987%23ABN641
0112/2///61987#ABH541 | 001 | 01 | 0112/2///61987#ABH541#001 | designation of trip point |  |  |  |  | alphanumeric designation of the trip point | [5 empty] | STRING_TYPE |  |  |  |  | NON_DEPENDENT_P_DET | [5 empty] | 0112/2///61987#ABH705 - Trip point | 0112/2///61987#ABA000 |  |  |  | Standard |  | IEC 61987 |  | SC65E – IEC 61987 | - | C00018 | 001-01 (2019-03-08 15:35:29 by BATCH 00000766) standard | 0112-2---61987#ABH541 | https://cdd.iec.ch/cdd/iec61987/iec61987.nsf/PropertiesAllVersions/0112-2---61987%23ABH541
0112/2///61987#ABC853 | 004 | 01 | 0112/2///61987#ABC853#004 | reference to Electromechanical contact parameters |  |  |  |  | reference to block ABC223 | [5 empty] | CLASS_REFERENCE_TYPE(0112/2///61987#ABC223) 0112/2///61987#ABC223 - Electromechanical contact parameters |  |  |  |  | NON_DEPENDENT_P_DET | [5 empty] | 0112/2///61987#ABC144 - Binary relay output0112/2///61987#ABC555 - Pulse/frequency input/output parameters0112/2///61987#ABP031 - Frequency input parameters [I/O module] | 0112/2///61987#ABA000 |  |  |  | Standard |  |  |  | SC65E – IEC 61987 | - | C00004 |  | 0112-2---61987#ABC853 | https://cdd.iec.ch/cdd/iec61987/iec61987.nsf/PropertiesAllVersions/0112-2---61987%23ABC853
0112/2///61987#ABC800 | 001 | 05 | 0112/2///61987#ABC800#001 | reference to Connecting cable |  |  |  |  | reference to block ABC170 | [5 empty] | CLASS_REFERENCE_TYPE(0112/2///61987#ABC170) 0112/2///61987#ABC170 - Connecting cable |  |  |  |  | DEPENDENT_P_DET | [5 empty] | 0112/2///61987#ABC172 - Connection facility [1]0112/2///61987#ABC173 - Connection facility [2]0112/2///61987#ABF168 - Sonic probe0112/2///61987#ABF520 - Ultrasonic probe | 0112/2///61987#ABA000 |  |  |  | Standard |  | IEC 61987 | IEC | IEC SC65E | 0112/2///61987#ABC011 - number of connecting cables | C00112 |  | 0112-2---61987#ABC800 | https://cdd.iec.ch/cdd/iec61987/iec61987.nsf/PropertiesAllVersions/0112-2---61987%23ABC800
0112/2///61987#ABU304 | 001 | 03 | 0112/2///61987#ABU304#001 | reference to Binary current output |  |  |  |  | reference to block ABC140 |  | Id specified in IEC61987-12/-13: ABC770 |  |  |  | CLASS_REFERENCE_TYPE(0112/2///61987#ABC140) 0112/2///61987#ABC140 - Binary current output |  |  |  |  | DEPENDENT_P_DET | [5 empty] | 0112/2///61987#ABC667 - Type of output [4] | 0112/2///61987#ABA000 |  |  |  | Standard |  |  |  | SC65E – IEC 61987 | 0112/2///61987#ABU292 - output type [4] | C00004 |  | 0112-2---61987#ABU304 | https://cdd.iec.ch/cdd/iec61987/iec61987.nsf/PropertiesAllVersions/0112-2---61987%23ABU304
0112/2///61987#ABG968 | 001 | 01 | 0112/2///61987#ABG968#001 | reference to Structural design [displacer level transmitter/switch] |  |  |  |  | reference to block ABG408 | [5 empty] | CLASS_REFERENCE_TYPE(0112/2///61987#ABG408) 0112/2///61987#ABG408 - Structural design [displacer level transmitter/switch] |  |  |  |  | NON_DEPENDENT_P_DET | [5 empty] | 0112/2///61987#ABG363 - Mechanical and electrical construction [displacer level transmitter/switch] | 0112/2///61987#ABA000 |  |  |  | Standard |  | IEC 61987 | IEC | SC65E | - | C00018 | 001-01 (2018-03-28 07:27:12 by BATCH 00000762) standard | 0112-2---61987#ABG968 | https://cdd.iec.ch/cdd/iec61987/iec61987.nsf/PropertiesAllVersions/0112-2---61987%23ABG968
0112/2///61987#ABP085 | 001 | 01 | 0112/2///61987#ABP085#001 | number of performance variables [output module] |  |  |  |  | cardinality property for performance variable of an output module | [5 empty] | INT_TYPE |  |  |  |  | CONDITION_DET | [5 empty] | 0112/2///61987#ABP056 - Performance of outputs [I/O module] | 0112/2///61987#ABA000 |  |  |  | Standard |  | IEC 61987 | IEC | IEC/SC 65E | - | C00128 | 001-01 (2023-01-23 14:53:51 by BATCH 00000807) standard | 0112-2---61987#ABP085 | https://cdd.iec.ch/cdd/iec61987/iec61987.nsf/PropertiesAllVersions/0112-2---61987%23ABP085
0112/2///61987#ABF900 | 001 | 01 | 0112/2///61987#ABF900#001 | reference to Device LOP for insert/element |  |  |  |  | reference to block ABE763 | [5 empty] | CLASS_REFERENCE_TYPE(0112/2///61987#ABE763) 0112/2///61987#ABE763 - Device LOP for insert/element |  |  |  |  | NON_DEPENDENT_P_DET | [5 empty] | 0112/2///61987#ABE362 - Insert/element | 0112/2///61987#ABA000 |  |  |  | Standard |  | IEC 61987 | IEC | SC65E | - | C00019 | 001-01 (2018-03-28 07:27:10 by BATCH 00000762) standard | 0112-2---61987#ABF900 | https://cdd.iec.ch/cdd/iec61987/iec61987.nsf/PropertiesAllVersions/0112-2---61987%23ABF900
0112/2///61987#ABN637 | 001 | 02 | 0112/2///61987#ABN637#001 | discrete multistate value of simulation |  |  |  | Simulation value | parameter indicating the simulated discrete value of a variable, which can have multiple states |  | also used by Process Automation - Device Information Model (PA-DIM) |  |  |  | ENUM_CODE_TYPE(0112/2///61987#ABN773) |  | 0112/2///61987#ABN773 |  |  | DEPENDENT_P_DET |  |  | 0112/2///61987#ABN773 | 0112/2///61987#ABL215 - open0112/2///61987#ABL216 - closed0112/2///61987#ABN836 - in-between0112/2///61987#ABM627 - high0112/2///61987#ABM625 - low0112/2///61987#ABN839 - moving0112/2///61987#ABN840 - true0112/2///61987#ABN841 - false0112/2///61987#ABL213 - on0112/2///61987#ABL214 - off0112/2///61987#ABI407 - others |  | 0112/2///61987#ABN610 - Simulation | 0112/2///61987#ABA000 |  |  |  | Standard |  | IEC 61987 | IEC | IEC SC65E | 0112/2///61987#ABI406 - empty_property | C00112 |  | 0112-2---61987#ABN637 | https://cdd.iec.ch/cdd/iec61987/iec61987.nsf/PropertiesAllVersions/0112-2---61987%23ABN637
0112/2///61987#ABA977 | 001 | 04 | 0112/2///61987#ABA977#001 | maximum conductor cross-section for external equipotential bonding |  |  |  |  | largest cross-sectional area or gauge of a conductor that can be connected to the equipotential bonding terminal on the outside the device |  |  | mm² |  |  | REAL_MEASURE_TYPE |  |  |  |  | NON_DEPENDENT_P_DET | [5 empty] | 0112/2///61987#ABC231 - Equipotential bonding connection0112/2///61987#ABU555 - Manual override | 0112/2///61987#ABA000 | 0112/2///62720#UAA871 - millimetre squared |  | 0112/2///61987#ABT578 - Area small | Standard |  |  |  | SC65E – IEC 61987 | - | C00004 |  | 0112-2---61987#ABA977 | https://cdd.iec.ch/cdd/iec61987/iec61987.nsf/PropertiesAllVersions/0112-2---61987%23ABA977
0112/2///61987#ABB489 | 001 | 04 | 0112/2///61987#ABB489#001 | height of sensor holder |  |  |  |  | vertical distance between the top and bottom of the device when standing in its normal position of use |  |  | mm |  |  | REAL_MEASURE_TYPE |  |  |  |  | NON_DEPENDENT_P_DET | [5 empty] | 0112/2///61987#ABC302 - Insertion ultrasonic flowmeter0112/2///61987#ABF642 - Insertion ultrasonic density transmitter | 0112/2///61987#ABA000 | 0112/2///62720#UAA862 - millimetre |  | 0112/2///61987#ABT548 - Length short | Standard |  |  |  | SC65E – IEC 61987 | - | C00004 |  | 0112-2---61987#ABB489 | https://cdd.iec.ch/cdd/iec61987/iec61987.nsf/PropertiesAllVersions/0112-2---61987%23ABB489
0112/2///61987#ABB482 | 001 | 04 | 0112/2///61987#ABB482#001 | maximum insertion probe length |  |  |  |  | longest insertion probe that can be used with a hot tap |  |  | mm |  |  | REAL_MEASURE_TYPE |  |  |  |  | NON_DEPENDENT_P_DET | [5 empty] | 0112/2///61987#ABC582 - Retractable electromagnetic insertion flow transmitter0112/2///61987#ABC583 - Retractable thermal mass flow transmitter | 0112/2///61987#ABA000 | 0112/2///62720#UAA862 - millimetre |  | 0112/2///61987#ABT548 - Length short | Standard |  |  |  | SC65E – IEC 61987 | - | C00004 |  | 0112-2---61987#ABB482 | https://cdd.iec.ch/cdd/iec61987/iec61987.nsf/PropertiesAllVersions/0112-2---61987%23ABB482
0112/2///61987#ABD465 | 004 | 01 | 0112/2///61987#ABD465#004 | style of mounting |  |  |  |  | classification of mounting of a device according to place it is mounted | [5 empty] | ENUM_CODE_TYPE(0112/2///61987#ABN763) |  |  |  |  | DEPENDENT_P_DET |  |  | 0112/2///61987#ABN763 | 0112/2///61987#ABL147 - direct0112/2///61987#ABN789 - panel0112/2///61987#ABN790 - surface0112/2///61987#ABI407 - others |  | 0112/2///61987#ABC629 - Structural design of a pressure or differential pressure gauge0112/2///61987#ABF341 - Structural design of a hydrostatic pressure level transmitter0112/2///61987#ABF465 - Container of nuclear source0112/2///61987#ABF513 - Structural design of temperature gauge | 0112/2///61987#ABA000 |  |  |  | Standard |  |  |  | SC65E – IEC 61987 | 0112/2///61987#ABI406 - empty_property | C00092 |  | 0112-2---61987#ABD465 | https://cdd.iec.ch/cdd/iec61987/iec61987.nsf/PropertiesAllVersions/0112-2---61987%23ABD465
0112/2///61987#ABD150 | 002 | 01 | 0112/2///61987#ABD150#002 | reference to Pneumatic/hydraulic supply [2] |  |  |  |  | reference to block ABC520 | [5 empty] | CLASS_REFERENCE_TYPE(0112/2///61987#ABC520) 0112/2///61987#ABC520 - Pneumatic/hydraulic supply [2] |  |  |  |  | NON_DEPENDENT_P_DET | [5 empty] | 0112/2///61987#ABD522 - Power supply [3]0112/2///61987#ABD983 - Power supply [4]0112/2///61987#ABP059 - Power supply [I/O module] | 0112/2///61987#ABA000 |  |  |  | Standard |  |  |  | SC65E – IEC 61987 | - | C00004 |  | 0112-2---61987#ABD150 | https://cdd.iec.ch/cdd/iec61987/iec61987.nsf/PropertiesAllVersions/0112-2---61987%23ABD150
0112/2///61987#ABU901 | 001 | 01 | 0112/2///61987#ABU901#001 | measured variable type [9] |  |  |  |  | type of quantity subject to measurement |  | Polymorphic control property |  |  |  | ENUM_STRING_TYPE(0112/2///61987#ABU823(Level measurement,Ullage measurement,Volume measurement,Mass measurement,Degree of filling measurement,Pressure measurement,Temperature measurement,Other variable)) |  |  |  |  | CONDITION_DET |  |  | 0112/2///61987#ABU823 | 0112/2///61987#ABU753 - IEC61987-11 Name of Level measurement0112/2///61987#ABU754 - IEC61987-11 Name of Ullage measurement0112/2///61987#ABU755 - IEC61987-11 Name of Volume measurement0112/2///61987#ABU756 - IEC61987-11 Name of Mass measurement0112/2///61987#ABU757 - IEC61987-11 Name of Degree of filling measurement0112/2///61987#ABU758 - IEC61987-11 Name of Pressure measurement0112/2///61987#ABU800 - IEC61987-11 Name of Temperature measurement0112/2///61987#ABU801 - IEC61987-11 Name of Other variable |  | 0112/2///61987#ABF981 - Type of measured variable [9] | 0112/2///61987#ABA000 |  |  |  | Standard |  | IEC 61987 | IEC | SC65E | - | C00018 | 001-01 (2018-03-28 07:27:22 by BATCH 00000762) standard | 0112-2---61987#ABU901 | https://cdd.iec.ch/cdd/iec61987/iec61987.nsf/PropertiesAllVersions/0112-2---61987%23ABU901
0112/2///61987#ABU991 | 001 | 01 | 0112/2///61987#ABU991#001 | reference to Assigned volume range |  |  |  |  | reference to block ABE877 | [5 empty] | CLASS_REFERENCE_TYPE(0112/2///61987#ABE877) 0112/2///61987#ABE877 - Assigned volume range |  |  |  |  | DEPENDENT_P_DET | [5 empty] | 0112/2///61987#ABG089 - Assigned variable [9]0112/2///61987#ABG091 - Assigned variable [11]0112/2///61987#ABG097 - Assigned variable [17]0112/2///61987#ABH044 - Assigned variable [22]0112/2///61987#ABV037 - Assigned variable [18]0112/2///61987#ABV039 - Assigned variable [8] | 0112/2///61987#ABA000 |  |  |  | Standard |  | IEC 61987 | IEC | SC65E | 0112/2///61987#ABU948 - assigned variable type [8] | C00018 | 001-01 (2018-03-28 07:27:23 by BATCH 00000762) standard | 0112-2---61987#ABU991 | https://cdd.iec.ch/cdd/iec61987/iec61987.nsf/PropertiesAllVersions/0112-2---61987%23ABU991
0112/2///61987#ABH354 | 001 | 01 | 0112/2///61987#ABH354#001 | reference to Installation design conditions [5] |  |  |  |  | reference to block ABH353 | [5 empty] | CLASS_REFERENCE_TYPE(0112/2///61987#ABH353) 0112/2///61987#ABH353 - Installation design conditions [5] |  |  |  |  | NON_DEPENDENT_P_DET | [5 empty] | 0112/2///61987#ABG467 - Operating conditions for device design [level] | 0112/2///61987#ABA000 |  |  |  | Standard |  | IEC 61987 | IEC | SC65E | - | C00018 | 001-01 (2018-03-28 07:27:15 by BATCH 00000762) standard | 0112-2---61987#ABH354 | https://cdd.iec.ch/cdd/iec61987/iec61987.nsf/PropertiesAllVersions/0112-2---61987%23ABH354
0112/2///61987#ABJ395 | 001 | 01 | 0112/2///61987#ABJ395#001 | reference to MEASUREMENT |  |  |  |  | reference to block ABI757 | [5 empty] | CLASS_REFERENCE_TYPE(0112/2///61987#ABI757) 0112/2///61987#ABI757 - MEASUREMENT |  |  |  |  | NON_DEPENDENT_P_DET | [5 empty] | 0112/2///61987#ABH876 - Analog input function block | 0112/2///61987#ABA000 |  |  |  | Standard |  |  |  | SC65E – IEC 61987 | - | C00018 | 001-01 (2019-03-08 15:35:33 by BATCH 00000766) standard | 0112-2---61987#ABJ395 | https://cdd.iec.ch/cdd/iec61987/iec61987.nsf/PropertiesAllVersions/0112-2---61987%23ABJ395
0112/2///61987#ABI401 | 001 | 02 | 0112/2///61987#ABI401#001 | reference to Monitored events |  |  |  |  | reference to block ABH921 | [5 empty] | CLASS_REFERENCE_TYPE(0112/2///61987#ABH921) 0112/2///61987#ABH921 - Monitored events |  |  |  |  | DEPENDENT_P_DET | [5 empty] | 0112/2///61987#ABH920 - HART event notification parameters | 0112/2///61987#ABA000 |  |  |  | Standard |  | IEC 61987 | IEC | IEC SC65E | 0112/2///61987#ABI068 - number of monitored events | C00112 |  | 0112-2---61987#ABI401 | https://cdd.iec.ch/cdd/iec61987/iec61987.nsf/PropertiesAllVersions/0112-2---61987%23ABI401
0112/2///61987#ABE289 | 001 | 02 | 0112/2///61987#ABE289#001 | reference to Structural design of a pneumatic rotary actuator |  |  |  |  | reference to block ABE033 | [5 empty] | CLASS_REFERENCE_TYPE(0112/2///61987#ABE033) 0112/2///61987#ABE033 - Structural design of a pneumatic rotary actuator |  |  |  |  | NON_DEPENDENT_P_DET | [5 empty] | 0112/2///61987#ABE024 - Structural design [pneumatic rotary actuator] | 0112/2///61987#ABA000 |  |  |  | Standard |  |  |  |  | - | C00004 |  | 0112-2---61987#ABE289 | https://cdd.iec.ch/cdd/iec61987/iec61987.nsf/PropertiesAllVersions/0112-2---61987%23ABE289
0112/2///61987#ABF091 | 001 | 02 | 0112/2///61987#ABF091#001 | set lower range end-value of interval of voltage |  |  |  |  | value defining the start of a subrange for voltage |  |  | mV |  |  | REAL_MEASURE_TYPE |  |  |  |  | NON_DEPENDENT_P_DET | [5 empty] | 0112/2///61987#ABF089 - Accuracy for a subrange of voltage | 0112/2///61987#ABA000 | 0112/2///62720#UAA804 - millivolt |  | 0112/2///61987#ABT506 - Voltage | Standard |  | IEC 61987 | IEC | IEC/SC 65E | - | C00128 |  | 0112-2---61987#ABF091 | https://cdd.iec.ch/cdd/iec61987/iec61987.nsf/PropertiesAllVersions/0112-2---61987%23ABF091
0112/2///61987#ABN661 | 001 | 02 | 0112/2///61987#ABN661#001 | bearing index per g |  |  |  |  | amplitude of the oscillation envelope after high pass filtering, expressed as acceleration in units of the acceleration of gravity g | The parameter for the high pass filtering and oscillation envelope are regularly defined by the user. |  |  |  |  | REAL_TYPE |  |  |  |  | NON_DEPENDENT_P_DET | [5 empty] | 0112/2///61987#ABN694 - Specific machine vibration measurement variables | 0112/2///61987#ABA000 |  |  |  | Standard |  | IEC 61987 | IEC | IEC SC65E | - | C00112 |  | 0112-2---61987#ABN661 | https://cdd.iec.ch/cdd/iec61987/iec61987.nsf/PropertiesAllVersions/0112-2---61987%23ABN661
0112/2///61987#ABE648 | 002 | 01 | 0112/2///61987#ABE648#002 | fail-safe position |  |  |  |  | position of a valve in de-energized state | [5 empty] | ENUM_CODE_TYPE(0112/2///61987#ABJ792) |  |  |  |  | DEPENDENT_P_DET |  |  | 0112/2///61987#ABJ792 | 0112/2///61987#ABL215 - open0112/2///61987#ABL216 - closed0112/2///61987#ABL217 - hold0112/2///61987#ABI407 - others |  | 0112/2///61987#ABE606 - Structural design of a solenoid valve0112/2///61987#ABP303 - Functional design of a solenoid valve [I/O module] | 0112/2///61987#ABA000 |  |  |  | Standard |  | IEC 61987 | IEC | SC65E | 0112/2///61987#ABI406 - empty_property | C00091 |  | 0112-2---61987#ABE648 | https://cdd.iec.ch/cdd/iec61987/iec61987.nsf/PropertiesAllVersions/0112-2---61987%23ABE648
0112/2///61987#ABH381 | 001 | 01 | 0112/2///61987#ABH381#001 | material of insert/element fitting |  |  |  |  | material of which an insert/element fitting is made | [5 empty] | STRING_TYPE |  |  |  |  | NON_DEPENDENT_P_DET | [5 empty] | 0112/2///61987#ABF405 - Structural design of an insert/element | 0112/2///61987#ABA000 |  |  |  | Standard |  |  |  | SC65E – IEC 61987 | - | C0018 | 001-01 (2018-03-28 07:27:15 by BATCH 00000762) standard | 0112-2---61987#ABH381 | https://cdd.iec.ch/cdd/iec61987/iec61987.nsf/PropertiesAllVersions/0112-2---61987%23ABH381
0112/2///61987#ABH814 | 001 | 01 | 0112/2///61987#ABH814#001 | designation of hazardous part |  |  |  |  | plain text characterizing a hazardous part of a device | [5 empty] | STRING_TYPE |  |  |  |  | NON_DEPENDENT_P_DET | [5 empty] | 0112/2///61987#ABH813 - Hazardous goods | 0112/2///61987#ABA000 |  |  |  | Standard |  |  |  | SC65E – IEC 61987 | - | C0018 | 001-01 (2019-03-08 15:35:30 by BATCH 00000766) standard | 0112-2---61987#ABH814 | https://cdd.iec.ch/cdd/iec61987/iec61987.nsf/PropertiesAllVersions/0112-2---61987%23ABH814
0112/2///61987#ABA155 | 004 | 01 | 0112/2///61987#ABA155#004 | special mounting methods and conditions |  |  |  |  | special mounting methods and conditions that apply to the device or component | [5 empty] | STRING_TYPE |  |  |  |  | NON_DEPENDENT_P_DET | [5 empty] | 0112/2///61987#ABC044 - Transmitter body [1]0112/2///61987#ABC045 - Transmitter body [2]0112/2///61987#ABC046 - Transmitter body [3]0112/2///61987#ABC047 - Transmitter body [4]0112/2///61987#ABC195 - Dial indicator0112/2///61987#ABC202 - Digital indicator0112/2///61987#ABC205 - Display0112/2///61987#ABD848 - Dial indicator [3]0112/2///61987#ABD850 - Digital indicator [2]0112/2///61987#ABE618 - Structural design of an I/P converter0112/2///61987#ABC048 - Transmitter housing [1]0112/2///61987#ABC049 - Transmitter housing [2]0112/2///61987#ABE040 - Transmitter housing [3]0112/2///61987#ABE607 - Solenoid valve housing0112/2///61987#ABF375 - Transmitter/switch housing0112/2///61987#ABD812 - Body of valve [2]0112/2///61987#ABD813 - Body of valve [3]0112/2///61987#ABD814 - Body of valve [1]0112/2///61987#ABE605 - Body of solenoid valve0112/2///61987#ABP025 - Device housing | 0112/2///61987#ABA000 |  |  |  | Standard |  |  |  | SC65E – IEC 61987 | - | C00004 |  | 0112-2---61987#ABA155 | https://cdd.iec.ch/cdd/iec61987/iec61987.nsf/PropertiesAllVersions/0112-2---61987%23ABA155
0112/2///61987#ABD669 | 002 | 01 | 0112/2///61987#ABD669#002 | number of gaskets of body |  |  |  |  | @number of gaskets of body |  | cardinality property |  |  |  | INT_TYPE |  |  |  |  | CONDITION_DET | [5 empty] | 0112/2///61987#ABD812 - Body of valve [2]0112/2///61987#ABD813 - Body of valve [3]0112/2///61987#ABD814 - Body of valve [1]0112/2///61987#ABE605 - Body of solenoid valve0112/2///61987#ABE610 - Body of filter regulator | 0112/2///61987#ABA000 |  |  |  | Standard |  |  |  |  | - | C00004 |  | 0112-2---61987#ABD669 | https://cdd.iec.ch/cdd/iec61987/iec61987.nsf/PropertiesAllVersions/0112-2---61987%23ABD669
0112/2///61987#ABD623 | 002 | 01 | 0112/2///61987#ABD623#002 | maximum allowable opening travel time |  |  |  |  | longest time duration that is permissible for the control valve together with its given set of components to travel from the close position to the open position |  |  | s |  |  | REAL_MEASURE_TYPE |  |  |  |  | NON_DEPENDENT_P_DET | [5 empty] | 0112/2///61987#ABD844 - Design conditions for valve body assembly | 0112/2///61987#ABA000 | 0112/2///62720#UAA972 - second |  | 0112/2///61987#ABT510 - Time/time duration short | Standard |  |  |  |  | - | C00004 |  | 0112-2---61987#ABD623 | https://cdd.iec.ch/cdd/iec61987/iec61987.nsf/PropertiesAllVersions/0112-2---61987%23ABD623
0112/2///61987#ABH124 | 001 | 01 | 0112/2///61987#ABH124#001 | angle of taper of cone |  |  |  |  | inclination of the sides of a cone with respect to the vertical |  |  | ° |  |  | REAL_MEASURE_TYPE |  |  |  |  | NON_DEPENDENT_P_DET | [5 empty] | 0112/2///61987#ABH113 - Head | 0112/2///61987#ABA000 | 0112/2///62720#UAA024 - degree |  | 0112/2///61987#ABT580 - Angle | Standard |  | IEC 61987 | IEC | SC65E | - | C00018 | 001-01 (2018-03-28 07:27:13 by BATCH 00000762) standard | 0112-2---61987#ABH124 | https://cdd.iec.ch/cdd/iec61987/iec61987.nsf/PropertiesAllVersions/0112-2---61987%23ABH124
0112/2///61987#ABF911 | 001 | 01 | 0112/2///61987#ABF911#001 | reference to Device LOP for buoyancy density transmitter |  |  |  |  | reference to block ABF858 | [5 empty] | CLASS_REFERENCE_TYPE(0112/2///61987#ABF858) 0112/2///61987#ABF858 - Device LOP for buoyancy density transmitter |  |  |  |  | NON_DEPENDENT_P_DET | [5 empty] | 0112/2///61987#ABA755 - Buoyancy density transmitter | 0112/2///61987#ABA000 |  |  |  | Standard |  | IEC 61987 | IEC | SC65E | - | C00017 | 001-01 (2018-03-28 07:27:10 by BATCH 00000762) standard | 0112-2---61987#ABF911 | https://cdd.iec.ch/cdd/iec61987/iec61987.nsf/PropertiesAllVersions/0112-2---61987%23ABF911
0112/2///61987#ABU464 | 001 | 03 | 0112/2///61987#ABU464#001 | reference to Assigned flow velocity range |  |  |  |  | reference to block ABD493 | [5 empty] | CLASS_REFERENCE_TYPE(0112/2///61987#ABD493) 0112/2///61987#ABD493 - Assigned flow velocity range |  |  |  |  | DEPENDENT_P_DET | [5 empty] | 0112/2///61987#ABC120 - Assigned variable [3] | 0112/2///61987#ABA000 |  |  |  | Standard |  |  |  | SC65E – IEC 61987 | 0112/2///61987#ABU429 - assigned variable type [3] | C00004 |  | 0112-2---61987#ABU464 | https://cdd.iec.ch/cdd/iec61987/iec61987.nsf/PropertiesAllVersions/0112-2---61987%23ABU464
0112/2///61987#ABJ041 | 001 | 01 | 0112/2///61987#ABJ041#001 | TIME_STAMP |  |  |  |  | parameter indicating the time at which a parameter was changed or sampled | [5 empty] | DATE_TIME_TYPE |  |  |  |  | NON_DEPENDENT_P_DET | [5 empty] | 0112/2///61987#ABI796 - UPDATE_EVENT0112/2///61987#ABI797 - BLOCK_ALARM | 0112/2///61987#ABA000 |  |  |  | Standard |  |  |  | SC65E – IEC 61987 | - | C00018 | 001-01 (2019-03-08 15:35:33 by BATCH 00000766) standard | 0112-2---61987#ABJ041 | https://cdd.iec.ch/cdd/iec61987/iec61987.nsf/PropertiesAllVersions/0112-2---61987%23ABJ041
0112/2///61987#ABN752 | 002 | 01 | 0112/2///61987#ABN752#002 | reference to Specific machine vibration measurement variables |  |  |  |  | reference to block ABN694 | [5 empty] | CLASS_REFERENCE_TYPE(0112/2///61987#ABN694) 0112/2///61987#ABN694 - Specific machine vibration measurement variables |  |  |  |  | NON_DEPENDENT_P_DET | [5 empty] | 0112/2///61987#ABN682 - Continuous measurement variables | 0112/2///61987#ABA000 |  |  |  | Standard |  | IEC 61987 | IEC | IEC/SC 65E | - | C00112 |  | 0112-2---61987#ABN752 | https://cdd.iec.ch/cdd/iec61987/iec61987.nsf/PropertiesAllVersions/0112-2---61987%23ABN752
0112/2///61987#ABN599 | 001 | 02 | 0112/2///61987#ABN599#001 | no error detected |  |  |  |  | parameter, the value of which indicates that no error could be detected for a device | [5 empty] | BOOLEAN_TYPE |  |  |  |  | NON_DEPENDENT_P_DET | [5 empty] | 0112/2///61987#ABN972 - Device diagnostic status | 0112/2///61987#ABA000 |  |  |  | Standard |  | IEC 61987 | IEC | IEC SC65E | - | C00112 |  | 0112-2---61987#ABN599 | https://cdd.iec.ch/cdd/iec61987/iec61987.nsf/PropertiesAllVersions/0112-2---61987%23ABN599
0112/2///61987#ABU196 | 001 | 03 | 0112/2///61987#ABU196#001 | reference to Absolute performance for actual volume flow |  |  |  |  | reference to block ABC057 |  | Id specified in IEC61987-12/-13: ABC687 |  |  |  | CLASS_REFERENCE_TYPE(0112/2///61987#ABC057) 0112/2///61987#ABC057 - Absolute performance for actual volume flow |  |  |  |  | DEPENDENT_P_DET | [5 empty] | 0112/2///61987#ABC672 - Type of performance variable [2] | 0112/2///61987#ABA000 |  |  |  | Standard |  |  |  | SC65E – IEC 61987 | 0112/2///61987#ABU168 - performance variable type [2] | C00004 |  | 0112-2---61987#ABU196 | https://cdd.iec.ch/cdd/iec61987/iec61987.nsf/PropertiesAllVersions/0112-2---61987%23ABU196
0112/2///61987#ABF445 | 001 | 01 | 0112/2///61987#ABF445#001 | maximum nozzle height |  |  |  |  | largest inside height a nozzle which still allows a device or a device component to be mounted or to operate within specifications |  |  | mm |  |  | REAL_MEASURE_TYPE |  |  |  |  | NON_DEPENDENT_P_DET | [5 empty] | 0112/2///61987#ABF431 - Structural design of a plumb bob level transmitter | 0112/2///61987#ABA000 | 0112/2///62720#UAA862 - millimetre |  | 0112/2///61987#ABT548 - Length short | Standard |  | IEC 61987 | IEC | SC65E | - | C00018 | 001-01 (2018-03-28 07:27:06 by BATCH 00000762) standard | 0112-2---61987#ABF445 | https://cdd.iec.ch/cdd/iec61987/iec61987.nsf/PropertiesAllVersions/0112-2---61987%23ABF445
0112/2///61987#ABF503 | 001 | 01 | 0112/2///61987#ABF503#001 | parameter 4 |  |  |  |  | fourth parameter in a fixed set of parameters | [5 empty] | REAL_TYPE |  |  |  |  | NON_DEPENDENT_P_DET | [5 empty] | 0112/2///61987#ABF497 - Resistance parameter setting/sensor matching parameters | 0112/2///61987#ABA000 |  |  |  | Standard |  | IEC 61987 | IEC | SC65E | - | C00019 | 001-01 (2018-03-28 07:27:07 by BATCH 00000762) standard | 0112-2---61987#ABF503 | https://cdd.iec.ch/cdd/iec61987/iec61987.nsf/PropertiesAllVersions/0112-2---61987%23ABF503
0112/2///61987#ABI016 | 001 | 01 | 0112/2///61987#ABI016#001 | number of Calculation function block |  |  |  |  | cardinality property for a Calculation function block | [5 empty] | INT_TYPE |  |  |  |  | CONDITION_DET | [5 empty] | 0112/2///61987#ABH840 - User application parameters | 0112/2///61987#ABA000 |  |  |  | Standard |  |  |  | SC65E – IEC 61987 | - | C00018 | 001-01 (2019-03-08 15:35:31 by BATCH 00000766) standard | 0112-2---61987#ABI016 | https://cdd.iec.ch/cdd/iec61987/iec61987.nsf/PropertiesAllVersions/0112-2---61987%23ABI016
0112/2///61987#ABA403 | 001 | 05 | 0112/2///61987#ABA403#001 | set lower range end-value of voltage input |  |  |  |  | voltage value to which the lower range end-value of a voltage input signal has been adjusted |  |  | V |  |  | REAL_MEASURE_TYPE |  |  |  |  | NON_DEPENDENT_P_DET | [5 empty] | 0112/2///61987#ABC094 - Analog voltage input parameters0112/2///61987#ABP019 - Analog voltage input parameters [I/O module]0112/2///61987#ABP073 - Selectable RMS voltage shunt input range | 0112/2///61987#ABA000 | 0112/2///62720#UAA296 - volt |  | 0112/2///61987#ABT506 - Voltage | Standard |  | IEC 61987 | IEC | IEC/SC 65E | - | C00128 |  | 0112-2---61987#ABA403 | https://cdd.iec.ch/cdd/iec61987/iec61987.nsf/PropertiesAllVersions/0112-2---61987%23ABA403
0112/2///61987#ABU195 | 001 | 03 | 0112/2///61987#ABU195#001 | reference to Absolute performance for flow velocity |  |  |  |  | reference to block ABC060 |  | Id specified in IEC61987-12/-13: ABC690 |  |  |  | CLASS_REFERENCE_TYPE(0112/2///61987#ABC060) 0112/2///61987#ABC060 - Absolute performance for flow velocity |  |  |  |  | DEPENDENT_P_DET | [5 empty] | 0112/2///61987#ABC672 - Type of performance variable [2] | 0112/2///61987#ABA000 |  |  |  | Standard |  |  |  | SC65E – IEC 61987 | 0112/2///61987#ABU168 - performance variable type [2] | C00004 |  | 0112-2---61987#ABU195 | https://cdd.iec.ch/cdd/iec61987/iec61987.nsf/PropertiesAllVersions/0112-2---61987%23ABU195
0112/2///61987#ABF612 | 001 | 01 | 0112/2///61987#ABF612#001 | average influence of process temperature on concentration |  |  |  |  | change in output of a concentration measuring device caused by a change in process temperature with respect to reference conditions, expressed as the average error within the specified process temperature range |  |  | "(mg/m³)/K" |  |  | REAL_MEASURE_TYPE |  |  |  |  | NON_DEPENDENT_P_DET | [5 empty] | 0112/2///61987#ABF609 - Influence of external quantities expressed for concentration | 0112/2///61987#ABA000 | 0112/2///62720#UAA831 - milligram per metre cubed kelvin |  | 0112/2///61987#ABT589 - Density per temperature | Standard |  | IEC 61987 | IEC | SC65E | - | C00018 | 001-01 (2018-03-28 07:27:08 by BATCH 00000762) standard | 0112-2---61987#ABF612 | https://cdd.iec.ch/cdd/iec61987/iec61987.nsf/PropertiesAllVersions/0112-2---61987%23ABF612
0112/2///61987#ABH359 | 002 | 01 | 0112/2///61987#ABH359#002 | type of vibrating fork/rod density probe |  |  |  |  | classification of a vibrating fork/rod density transmitter probe according to its mechanical construction | [5 empty] | ENUM_CODE_TYPE(0112/2///61987#ABJ799) |  |  |  |  | DEPENDENT_P_DET |  |  | 0112/2///61987#ABJ799 | 0112/2///61987#ABL235 - rod type0112/2///61987#ABL236 - double rod type0112/2///61987#ABL237 - fork type0112/2///61987#ABI407 - others |  | 0112/2///61987#ABF635 - Structural design of a vibrating fork/rod density transmitter | 0112/2///61987#ABA000 |  |  |  | Standard |  |  |  | SC65E – IEC 61987 | 0112/2///61987#ABI406 - empty_property | C00091 |  | 0112-2---61987#ABH359 | https://cdd.iec.ch/cdd/iec61987/iec61987.nsf/PropertiesAllVersions/0112-2---61987%23ABH359
0112/2///61987#ABU664 | 001 | 01 | 0112/2///61987#ABU664#001 | reference to Manufacturer-specific output [16] |  |  |  |  | reference to block ABG209 | [5 empty] | CLASS_REFERENCE_TYPE(0112/2///61987#ABG209) 0112/2///61987#ABG209 - Manufacturer-specific output [16] |  |  |  |  | DEPENDENT_P_DET | [5 empty] | 0112/2///61987#ABG153 - Type of output [23] | 0112/2///61987#ABA000 |  |  |  | Standard |  | IEC 61987 | IEC | SC65E | 0112/2///61987#ABU652 - output type [23] | C00017 | 001-01 (2018-03-28 07:27:21 by BATCH 00000762) standard | 0112-2---61987#ABU664 | https://cdd.iec.ch/cdd/iec61987/iec61987.nsf/PropertiesAllVersions/0112-2---61987%23ABU664
0112/2///61987#ABG801 | 001 | 01 | 0112/2///61987#ABG801#001 | reference to Reference device conditions [2] |  |  |  |  | reference to block ABG241 | [5 empty] | CLASS_REFERENCE_TYPE(0112/2///61987#ABG241) 0112/2///61987#ABG241 - Reference device conditions [2] |  |  |  |  | NON_DEPENDENT_P_DET | [5 empty] | 0112/2///61987#ABG234 - Reference conditions of the device [5]0112/2///61987#ABG235 - Reference conditions of the device [6]0112/2///61987#ABG266 - Reference conditions for the performance variable [5]0112/2///61987#ABG267 - Reference conditions for the performance variable [6] | 0112/2///61987#ABA000 |  |  |  | Standard |  | IEC 61987 | IEC | SC65E | - | C00018 | 001-01 (2018-03-28 07:27:11 by BATCH 00000762) standard | 0112-2---61987#ABG801 | https://cdd.iec.ch/cdd/iec61987/iec61987.nsf/PropertiesAllVersions/0112-2---61987%23ABG801
0112/2///61987#ABH331 | 001 | 01 | 0112/2///61987#ABH331#001 | rate of level change |  |  |  |  | change in height per unit time of a process material in a vessel |  |  | cm/s |  |  | REAL_MEASURE_TYPE |  |  |  |  | NON_DEPENDENT_P_DET | [5 empty] | 0112/2///61987#ABH326 - Total process material0112/2///61987#ABN686 - Specific level measurement variables | 0112/2///61987#ABA000 | 0112/2///62720#UAA379 - centimetre per second |  | 0112/2///61987#ABT509 - Velocity | Standard |  | IEC 61987 | IEC | SC65E | - | C00018 | 001-01 (2018-03-28 07:27:14 by BATCH 00000762) standard | 0112-2---61987#ABH331 | https://cdd.iec.ch/cdd/iec61987/iec61987.nsf/PropertiesAllVersions/0112-2---61987%23ABH331
0112/2///61987#ABG936 | 001 | 01 | 0112/2///61987#ABG936#001 | reference to Mechanical and electrical construction [optical level switch] |  |  |  |  | reference to block ABG376 | [5 empty] | CLASS_REFERENCE_TYPE(0112/2///61987#ABG376) 0112/2///61987#ABG376 - Mechanical and electrical construction [optical level switch] |  |  |  |  | NON_DEPENDENT_P_DET | [5 empty] | 0112/2///61987#ABE733 - Device LOP for optical level switch | 0112/2///61987#ABA000 |  |  |  | Standard |  | IEC 61987 | IEC | SC65E | - | C00018 | 001-01 (2018-03-28 07:27:12 by BATCH 00000762) standard | 0112-2---61987#ABG936 | https://cdd.iec.ch/cdd/iec61987/iec61987.nsf/PropertiesAllVersions/0112-2---61987%23ABG936
0112/2///61987#ABB190 | 002 | 01 | 0112/2///61987#ABB190#002 | minimum downstream gauge pressure |  |  |  |  | lowest gauge pressure downstream of a flowmeter that allows the device to operate within specifications or which is available |  |  | bar |  |  | REAL_MEASURE_TYPE |  |  |  |  | NON_DEPENDENT_P_DET | [5 empty] | 0112/2///61987#ABC182 - Deployment conditions [1]0112/2///61987#ABG334 - Deployment conditions [9]0112/2///61987#ABC185 - Deployment design conditions [2] | 0112/2///61987#ABA000 | 0112/2///62720#UAA323 - bar |  | 0112/2///61987#ABT524 - Pressure | Standard |  |  |  | SC65E – IEC 61987 | - | C00004 |  | 0112-2---61987#ABB190 | https://cdd.iec.ch/cdd/iec61987/iec61987.nsf/PropertiesAllVersions/0112-2---61987%23ABB190
0112/2///61987#ABB033 | 001 | 04 | 0112/2///61987#ABB033#001 | thickness of diaphragm |  |  |  |  | thickness of the material used to make a diaphragm |  |  | mm |  |  | REAL_MEASURE_TYPE |  |  |  |  | NON_DEPENDENT_P_DET | [5 empty] | 0112/2///61987#ABC196 - Diaphragm | 0112/2///61987#ABA000 | 0112/2///62720#UAA862 - millimetre |  | 0112/2///61987#ABT548 - Length short | Standard |  |  |  | SC65E – IEC 61987 | - | C00004 |  | 0112-2---61987#ABB033 | https://cdd.iec.ch/cdd/iec61987/iec61987.nsf/PropertiesAllVersions/0112-2---61987%23ABB033
0112/2///61987#ABD050 | 001 | 02 | 0112/2///61987#ABD050#001 | reference to Measuring range for pressure |  |  |  |  | reference to block ABC420 | [5 empty] | CLASS_REFERENCE_TYPE(0112/2///61987#ABC420) 0112/2///61987#ABC420 - Measuring range for pressure |  |  |  |  | NON_DEPENDENT_P_DET | [5 empty] | 0112/2///61987#ABC528 - Pressure measurement | 0112/2///61987#ABA000 |  |  |  | Standard |  |  |  | SC65E – IEC 61987 | - | C00004 |  | 0112-2---61987#ABD050 | https://cdd.iec.ch/cdd/iec61987/iec61987.nsf/PropertiesAllVersions/0112-2---61987%23ABD050
0112/2///61987#ABN701 | 001 | 02 | 0112/2///61987#ABN701#001 | molar concentration (per volume) |  |  |  |  | quotient from the constituent mol number of the particles of a mixture and the total volume of that mixture |  |  | 1/m³ |  |  | REAL_MEASURE_TYPE |  |  |  |  | NON_DEPENDENT_P_DET | [5 empty] | 0112/2///61987#ABN688 - Concentration measurement variables | 0112/2///61987#ABA000 | 0112/2///62720#UAA740 - reciprocal metre cubed |  | 0112/2///61987#ABN587 - Molar concentration (mole per volume) | Standard |  | IEC 61987 | IEC | IEC SC65E | - | C00112 |  | 0112-2---61987#ABN701 | https://cdd.iec.ch/cdd/iec61987/iec61987.nsf/PropertiesAllVersions/0112-2---61987%23ABN701
0112/2///61987#ABB802 | 001 | 04 | 0112/2///61987#ABB802#001 | non-linearity (zero-based) |  |  |  |  | non-linearity determined by drawing a straight line so that it coincides with, the average calibration curve at the lower range value (zero), and minimizes the maximum, deviation |  |  | % |  |  | REAL_MEASURE_TYPE |  |  | IEC 61298-2 |  | NON_DEPENDENT_P_DET | [5 empty] | 0112/2///61987#ABC067 - Accuracy expressed as a percentage [1]0112/2///61987#ABC068 - Accuracy expressed as a percentage [2]0112/2///61987#ABE365 - Accuracy expressed as a percentage [3]0112/2///61987#ABE702 - Accuracy expressed as a percentage [4]0112/2///61987#ABG353 - Accuracy expressed as a percentage [5]0112/2///61987#ABJ595 - Accuracy expressed as a percentage [6]0112/2///61987#ABG352 - Accuracy expressed as a percentage [7]0112/2///61987#ABP013 - Accuracy expressed as a percentage [I/O module] | 0112/2///61987#ABA000 | 0112/2///62720#UAA000 - percent |  | 0112/2///61987#ABT533 - Percentage | Standard |  |  |  | SC65E – IEC 61987 | - | C00004 |  | 0112-2---61987#ABB802 | https://cdd.iec.ch/cdd/iec61987/iec61987.nsf/PropertiesAllVersions/0112-2---61987%23ABB802
0112/2///61987#ABU323 | 001 | 03 | 0112/2///61987#ABU323#001 | reference to Percentage performance |  |  |  |  | reference to block ABC489 |  | Id specified in IEC61987-12/-13: ABD119 |  |  |  | CLASS_REFERENCE_TYPE(0112/2///61987#ABC489) 0112/2///61987#ABC489 - Percentage performance |  |  |  |  | DEPENDENT_P_DET | [5 empty] | 0112/2///61987#ABC673 - Type of performance variable [3] | 0112/2///61987#ABA000 |  |  |  | Standard |  |  |  | SC65E – IEC 61987 | 0112/2///61987#ABU295 - performance variable type [3] | C00004 |  | 0112-2---61987#ABU323 | https://cdd.iec.ch/cdd/iec61987/iec61987.nsf/PropertiesAllVersions/0112-2---61987%23ABU323
0112/2///61987#ABF508 | 001 | 02 | 0112/2///61987#ABF508#001 | thickness of sheath |  |  |  |  | mean thickness of a sheath |  |  | mm |  |  | REAL_MEASURE_TYPE |  |  |  |  | NON_DEPENDENT_P_DET | [5 empty] | 0112/2///61987#ABF319 - Structural design of a thermowell0112/2///61987#ABF405 - Structural design of an insert/element0112/2///61987#ABF515 - Insert/element | 0112/2///61987#ABA000 | 0112/2///62720#UAA862 - millimetre |  | 0112/2///61987#ABT548 - Length short | Standard |  | IEC 61987 | IEC | SC65E | - | C00019 |  | 0112-2---61987#ABF508 | https://cdd.iec.ch/cdd/iec61987/iec61987.nsf/PropertiesAllVersions/0112-2---61987%23ABF508
0112/2///61987#ABV027 | 001 | 01 | 0112/2///61987#ABV027#001 | reference to Absolute performance for temperature |  |  |  |  | reference to block ABC065 | [5 empty] | CLASS_REFERENCE_TYPE(0112/2///61987#ABC065) 0112/2///61987#ABC065 - Absolute performance for temperature |  |  |  |  | DEPENDENT_P_DET | [5 empty] | 0112/2///61987#ABG275 - Type of performance variable [9]0112/2///61987#ABG276 - Type of performance variable [10]0112/2///61987#ABG277 - Type of performance variable [11]0112/2///61987#ABG278 - Type of performance variable [12]0112/2///61987#ABG289 - Type of performance variable [23] | 0112/2///61987#ABA000 |  |  |  | Standard |  | IEC 61987 | IEC | SC65E | 0112/2///61987#ABV006 - performance variable type [23] | C00018 | 001-01 (2018-03-28 07:27:23 by BATCH 00000762) standard | 0112-2---61987#ABV027 | https://cdd.iec.ch/cdd/iec61987/iec61987.nsf/PropertiesAllVersions/0112-2---61987%23ABV027
0112/2///61987#ABD328 | 004 | 02 | 0112/2///61987#ABD328#004 | reference to Wired communication interface |  |  |  |  | reference to block ABC685 | [5 empty] | CLASS_REFERENCE_TYPE(0112/2///61987#ABC685) 0112/2///61987#ABC685 - Wired communication interface |  |  |  |  | DEPENDENT_P_DET | [5 empty] | 0112/2///61987#ABC511 - Physical layer | 0112/2///61987#ABA000 |  |  |  | Standard |  | IEC 61987 | IEC | IEC SC65E | 0112/2///61987#ABA061 - number of wired communication interfaces | C00112 |  | 0112-2---61987#ABD328 | https://cdd.iec.ch/cdd/iec61987/iec61987.nsf/PropertiesAllVersions/0112-2---61987%23ABD328
0112/2///61987#ABD671 | 001 | 03 | 0112/2///61987#ABD671#001 | number of o-rings |  |  |  |  | @number of o-rings |  | cardinality property |  |  |  | INT_TYPE |  |  |  |  | CONDITION_DET | [5 empty] | 0112/2///61987#ABE026 - Structural design of a ball valve0112/2///61987#ABE027 - Structural design of a butterfly valve0112/2///61987#ABE036 - Structural design of an eccentric plug valve | 0112/2///61987#ABA000 |  |  |  | Standard |  |  |  |  | - | C00004 |  | 0112-2---61987#ABD671 | https://cdd.iec.ch/cdd/iec61987/iec61987.nsf/PropertiesAllVersions/0112-2---61987%23ABD671
0112/2///61987#ABB239 | 004 | 01 | 0112/2///61987#ABB239#004 | assigned baud rate |  |  |  |  | for a device, the baud rate that is selected and set |  |  | kBd |  |  | REAL_MEASURE_TYPE |  |  |  |  | NON_DEPENDENT_P_DET | [5 empty] | 0112/2///61987#ABC511 - Physical layer | 0112/2///61987#ABA000 | 0112/2///62720#UAA560 - kilobaud |  | 0112/2///61987#ABT515 - Symbol rate | Standard |  |  |  | SC65E – IEC 61987 | - | C00004 |  | 0112-2---61987#ABB239 | https://cdd.iec.ch/cdd/iec61987/iec61987.nsf/PropertiesAllVersions/0112-2---61987%23ABB239
0112/2///61987#ABI093 | 001 | 01 | 0112/2///61987#ABI093#001 | CALIBRATION_POINT_LOW |  |  |  |  | parameter setting the lower calibration point of a device | [5 empty] | LIST(1,2) OF REAL_TYPE |  |  |  |  | NON_DEPENDENT_P_DET | [5 empty] | 0112/2///61987#ABJ609 - SENSOR_CALIBRATION | 0112/2///61987#ABA000 |  |  |  | Standard |  |  |  | SC65E – IEC 61987 | - | C00019 | 001-01 (2019-03-08 15:35:31 by BATCH 00000766) standard | 0112-2---61987#ABI093 | https://cdd.iec.ch/cdd/iec61987/iec61987.nsf/PropertiesAllVersions/0112-2---61987%23ABI093
0112/2///61987#ABH155 | 001 | 01 | 0112/2///61987#ABH155#001 | overall width |  |  |  |  | horizontal distance between the left-hand and right-hand sides of an object standing in its normal position of use |  |  | mm |  |  | REAL_MEASURE_TYPE |  |  |  |  | NON_DEPENDENT_P_DET | [5 empty] | 0112/2///61987#ABH091 - Overall construction0112/2///61987#ABH126 - Support frame | 0112/2///61987#ABA000 | 0112/2///62720#UAA862 - millimetre |  | 0112/2///61987#ABT548 - Length short | Standard |  | IEC 61987 | IEC | SC65E | - | C00018 | 001-01 (2018-03-28 07:27:13 by BATCH 00000762) standard | 0112-2---61987#ABH155 | https://cdd.iec.ch/cdd/iec61987/iec61987.nsf/PropertiesAllVersions/0112-2---61987%23ABH155
0112/2///61987#ABU265 | 001 | 03 | 0112/2///61987#ABU265#001 | reference to Manufacturer-specific input [2] |  |  |  |  | reference to block ABC332 |  | Id specified in IEC61987-12/-13: ABC962 |  |  |  | CLASS_REFERENCE_TYPE(0112/2///61987#ABC332) 0112/2///61987#ABC332 - Manufacturer-specific input [2] |  |  |  |  | DEPENDENT_P_DET | [5 empty] | 0112/2///61987#ABC054 - Type of auxiliary input [3] | 0112/2///61987#ABA000 |  |  |  | Standard |  |  |  | SC65E – IEC 61987 | 0112/2///61987#ABU256 - auxiliary input type [3] | C00004 |  | 0112-2---61987#ABU265 | https://cdd.iec.ch/cdd/iec61987/iec61987.nsf/PropertiesAllVersions/0112-2---61987%23ABU265
0112/2///61987#ABB181 | 005 | 01 | 0112/2///61987#ABB181#005 | absolute pressure |  |  |  | Absolute pressure | pressure using absolute vacuum as the datum point |  |  | bar |  |  | REAL_MEASURE_TYPE |  |  |  |  | NON_DEPENDENT_P_DET | [5 empty] | 0112/2///61987#ABC187 - Design conditions for internal cleaning in place0112/2///61987#ABC653 - Total fluid [pressure]0112/2///61987#ABC654 - Total fluid [flow]0112/2///61987#ABD988 - Process conditions at the inlet0112/2///61987#ABD989 - Process conditions at the outlet0112/2///61987#ABG455 - Total fluid [temperature]0112/2///61987#ABG456 - Total fluid [density]0112/2///61987#ABH326 - Total process material0112/2///61987#ABN683 - Specific pressure measurement variables | 0112/2///61987#ABA000 | 0112/2///62720#UAA323 - bar |  | 0112/2///61987#ABT524 - Pressure | Standard |  |  |  | SC65E – IEC 61987 | - | C00091 |  | 0112-2---61987#ABB181 | https://cdd.iec.ch/cdd/iec61987/iec61987.nsf/PropertiesAllVersions/0112-2---61987%23ABB181
0112/2///61987#ABB122 | 002 | 01 | 0112/2///61987#ABB122#002 | style of scale |  |  |  |  | classification of the scale of a mechanical indicator according to the shape | [5 empty] | ENUM_CODE_TYPE(0112/2///61987#ABL647) |  |  |  |  | DEPENDENT_P_DET |  |  | 0112/2///61987#ABL647 | 0112/2///61987#ABN194 - straight0112/2///61987#ABN205 - curved0112/2///61987#ABI407 - others |  | 0112/2///61987#ABC638 - Structural design of a variable area flow transmitter or gauge | 0112/2///61987#ABA000 |  |  |  | Standard |  |  |  | SC65E – IEC 61987 | 0112/2///61987#ABI406 - empty_property | C00091 |  | 0112-2---61987#ABB122 | https://cdd.iec.ch/cdd/iec61987/iec61987.nsf/PropertiesAllVersions/0112-2---61987%23ABB122
0112/2///61987#ABD142 | 003 | 02 | 0112/2///61987#ABD142#003 | reference to Physical location |  |  |  |  | reference to block ABC512 | [5 empty] | CLASS_REFERENCE_TYPE(0112/2///61987#ABC512) 0112/2///61987#ABC512 - Physical location |  |  |  |  | DEPENDENT_P_DET | [5 empty] | 0112/2///61987#ABA003 - Operating LOP for flow measuring equipment0112/2///61987#ABA026 - Operating LOP for pressure measuring equipment0112/2///61987#ABE644 - Generic operating LOP for system components0112/2///61987#ABE727 - Operating LOP for level measuring equipment0112/2///61987#ABF868 - Operating LOP for density measuring equipment | 0112/2///61987#ABA000 |  |  |  | Standard |  | IEC 61987 | IEC | IEC SC65E | 0112/2///61987#ABB348 - number of physical locations | C00112 |  | 0112-2---61987#ABD142 | https://cdd.iec.ch/cdd/iec61987/iec61987.nsf/PropertiesAllVersions/0112-2---61987%23ABD142
0112/2///61987#ABA176 | 001 | 02 | 0112/2///61987#ABA176#001 | material of jacket |  |  |  |  | material of the cable jacket | [5 empty] | STRING_TYPE |  |  |  |  | NON_DEPENDENT_P_DET | [5 empty] | 0112/2///61987#ABC170 - Connecting cable | 0112/2///61987#ABA000 |  |  |  | Standard |  |  |  | SC65E – IEC 61987 | - | C00004 |  | 0112-2---61987#ABA176 | https://cdd.iec.ch/cdd/iec61987/iec61987.nsf/PropertiesAllVersions/0112-2---61987%23ABA176
0112/2///61987#ABD152 | 004 | 01 | 0112/2///61987#ABD152#004 | reference to Potential matching |  |  |  |  | reference to block ABC522 | [5 empty] | CLASS_REFERENCE_TYPE(0112/2///61987#ABC522) 0112/2///61987#ABC522 - Potential matching |  |  |  |  | NON_DEPENDENT_P_DET | [5 empty] | 0112/2///61987#ABC218 - Electrical power input circuit | 0112/2///61987#ABA000 |  |  |  | Standard |  |  |  | SC65E – IEC 61987 | - | C00004 |  | 0112-2---61987#ABD152 | https://cdd.iec.ch/cdd/iec61987/iec61987.nsf/PropertiesAllVersions/0112-2---61987%23ABD152
0112/2///61987#ABU280 | 001 | 03 | 0112/2///61987#ABU280#001 | reference to Binary current output |  |  |  |  | reference to block ABC140 |  | Id specified in IEC61987-12/-13: ABC770 |  |  |  | CLASS_REFERENCE_TYPE(0112/2///61987#ABC140) 0112/2///61987#ABC140 - Binary current output |  |  |  |  | DEPENDENT_P_DET | [5 empty] | 0112/2///61987#ABC666 - Type of output [3] | 0112/2///61987#ABA000 |  |  |  | Standard |  |  |  | SC65E – IEC 61987 | 0112/2///61987#ABU273 - output type [3] | C00004 |  | 0112-2---61987#ABU280 | https://cdd.iec.ch/cdd/iec61987/iec61987.nsf/PropertiesAllVersions/0112-2---61987%23ABU280
0112/2///61987#ABF844 | 001 | 01 | 0112/2///61987#ABF844#001 | reference to Influence of external quantities expressed for volume fraction |  |  |  |  | reference to block ABF616 | [5 empty] | CLASS_REFERENCE_TYPE(0112/2///61987#ABF616) 0112/2///61987#ABF616 - Influence of external quantities expressed for volume fraction |  |  |  |  | NON_DEPENDENT_P_DET | [5 empty] | 0112/2///61987#ABE793 - Absolute performance for volume fraction | 0112/2///61987#ABA000 |  |  |  | Standard |  | IEC 61987 | IEC | SC65E | - | C00018 | 001-01 (2018-03-28 07:27:09 by BATCH 00000762) standard | 0112-2---61987#ABF844 | https://cdd.iec.ch/cdd/iec61987/iec61987.nsf/PropertiesAllVersions/0112-2---61987%23ABF844
0112/2///61987#ABU669 | 001 | 01 | 0112/2///61987#ABU669#001 | reference to Mass fraction measurement |  |  |  |  | reference to block ABF570 | [5 empty] | CLASS_REFERENCE_TYPE(0112/2///61987#ABF570) 0112/2///61987#ABF570 - Mass fraction measurement |  |  |  |  | DEPENDENT_P_DET | [5 empty] | 0112/2///61987#ABG011 - Type of measured variable [39] | 0112/2///61987#ABA000 |  |  |  | Standard |  | IEC 61987 | IEC | SC65E | 0112/2///61987#ABU653 - measured variable type [39] | C00017 | 001-01 (2018-03-28 07:27:21 by BATCH 00000762) standard | 0112-2---61987#ABU669 | https://cdd.iec.ch/cdd/iec61987/iec61987.nsf/PropertiesAllVersions/0112-2---61987%23ABU669
0112/2///61987#ABD425 | 002 | 01 | 0112/2///61987#ABD425#002 | maximum depth pressure for submersible application |  |  |  |  | highest pressure that a pressure instrument can withstand in the case of submersible usage, operating within its specifications |  |  | bar |  |  | REAL_MEASURE_TYPE |  |  |  |  | NON_DEPENDENT_P_DET | [5 empty] | 0112/2///61987#ABC451 - Normal process conditions [1]0112/2///61987#ABC471 - Other operating pressure instrument design conditions0112/2///61987#ABH462 - Normal process conditions [11]0112/2///61987#ABG347 - Normal process conditions [9] | 0112/2///61987#ABA000 | 0112/2///62720#UAA323 - bar |  | 0112/2///61987#ABT524 - Pressure | Standard |  |  |  | SC65E – IEC 61987 | - | C00004 |  | 0112-2---61987#ABD425 | https://cdd.iec.ch/cdd/iec61987/iec61987.nsf/PropertiesAllVersions/0112-2---61987%23ABD425
0112/2///61987#ABD606 | 001 | 02 | 0112/2///61987#ABD606#001 | location of o-ring |  |  |  |  | plain text indicating where the o-ring is mounted | [5 empty] | STRING_TYPE |  |  |  |  | NON_DEPENDENT_P_DET | [5 empty] | 0112/2///61987#ABD953 - O-ring | 0112/2///61987#ABA000 |  |  |  | Standard |  |  |  |  | - | C00004 |  | 0112-2---61987#ABD606 | https://cdd.iec.ch/cdd/iec61987/iec61987.nsf/PropertiesAllVersions/0112-2---61987%23ABD606
0112/2///61987#ABF821 | 001 | 01 | 0112/2///61987#ABF821#001 | reference to Performance of temperature measuring devices |  |  |  |  | reference to block ABF492 | [5 empty] | CLASS_REFERENCE_TYPE(0112/2///61987#ABF492) 0112/2///61987#ABF492 - Performance of temperature measuring devices |  |  |  |  | NON_DEPENDENT_P_DET | [5 empty] | 0112/2///61987#ABG227 - Performance [24]0112/2///61987#ABG228 - Performance [25]0112/2///61987#ABG229 - Performance [26]0112/2///61987#ABH346 - Performance [31] | 0112/2///61987#ABA000 |  |  |  | Standard |  | IEC 61987 | IEC | SC65E | - | C00019 | 001-01 (2018-03-28 07:27:09 by BATCH 00000762) standard | 0112-2---61987#ABF821 | https://cdd.iec.ch/cdd/iec61987/iec61987.nsf/PropertiesAllVersions/0112-2---61987%23ABF821
0112/2///61987#ABF699 | 001 | 01 | 0112/2///61987#ABF699#001 | reference to Structural design of a stilling well |  |  |  |  | reference to block ABF024 | [5 empty] | CLASS_REFERENCE_TYPE(0112/2///61987#ABF024) 0112/2///61987#ABF024 - Structural design of a stilling well |  |  |  |  | NON_DEPENDENT_P_DET | [5 empty] | 0112/2///61987#ABG419 - Structural design [servo level transmitter ]0112/2///61987#ABG429 - Structural design [stilling well] | 0112/2///61987#ABA000 |  |  |  | Standard |  | IEC 61987 | IEC | SC65E | - | C00018 | 001-01 (2018-03-28 07:27:08 by BATCH 00000762) standard | 0112-2---61987#ABF699 | https://cdd.iec.ch/cdd/iec61987/iec61987.nsf/PropertiesAllVersions/0112-2---61987%23ABF699
0112/2///61987#ABB094 | 001 | 04 | 0112/2///61987#ABB094#001 | thermal conductivity |  |  |  |  | rate of heat flow per unit temperature and unit length |  |  | W/(m·K) |  |  | REAL_MEASURE_TYPE |  |  |  |  | NON_DEPENDENT_P_DET | [5 empty] | 0112/2///61987#ABC103 - Aqueous phase0112/2///61987#ABC447 - Non-aqueous liquid phase0112/2///61987#ABG459 - Aqueous phase [level]0112/2///61987#ABG460 - Aqueous phase [density]0112/2///61987#ABG461 - Non-aqueous liquid phase [level]0112/2///61987#ABG462 - Non-aqueous liquid phase [density]0112/2///61987#ABG463 - Gas/vapor phase [level]0112/2///61987#ABH067 - Intermediate phase [level]0112/2///61987#ABN682 - Continuous measurement variables | 0112/2///61987#ABA000 | 0112/2///62720#UAA309 - watt per metre kelvin |  | 0112/2///61987#ABT513 - Thermal conductivity | Standard |  |  |  | SC65E – IEC 61987 | - | C00004 |  | 0112-2---61987#ABB094 | https://cdd.iec.ch/cdd/iec61987/iec61987.nsf/PropertiesAllVersions/0112-2---61987%23ABB094
0112/2///61987#ABU334 | 001 | 03 | 0112/2///61987#ABU334#001 | reference to Assigned normalized volume flow range |  |  |  |  | reference to block ABC111 |  | Id specified in IEC61987-12/-13: ABC741 |  |  |  | CLASS_REFERENCE_TYPE(0112/2///61987#ABC111) 0112/2///61987#ABC111 - Assigned normalized volume flow range |  |  |  |  | DEPENDENT_P_DET | [5 empty] | 0112/2///61987#ABC124 - Assigned variable [7] | 0112/2///61987#ABA000 |  |  |  | Standard |  |  |  | SC65E – IEC 61987 | 0112/2///61987#ABU296 - assigned variable type [7] | C00004 |  | 0112-2---61987#ABU334 | https://cdd.iec.ch/cdd/iec61987/iec61987.nsf/PropertiesAllVersions/0112-2---61987%23ABU334
0112/2///61987#ABB200 | 001 | 05 | 0112/2///61987#ABB200#001 | set lower range end-value of interval of dynamic viscosity |  |  |  |  | value defining the start of a subrange for dynamic viscosity |  |  | mPa·s |  |  | REAL_MEASURE_TYPE |  |  | IEC 61298-2 |  | NON_DEPENDENT_P_DET | [5 empty] | 0112/2///61987#ABC071 - Accuracy for a subrange of dynamic viscosity | 0112/2///61987#ABA000 | 0112/2///62720#UAA797 - millipascal second |  | 0112/2///61987#ABT571 - Dynamic viscosity | Standard |  | IEC 61987 | IEC | IEC/SC 65E | - | C00128 |  | 0112-2---61987#ABB200 | https://cdd.iec.ch/cdd/iec61987/iec61987.nsf/PropertiesAllVersions/0112-2---61987%23ABB200
0112/2///61987#ABU324 | 001 | 03 | 0112/2///61987#ABU324#001 | reference to Percentage performance for pressure |  |  |  |  | reference to block ABC490 |  | Id specified in IEC61987-12/-13: ABD120 |  |  |  | CLASS_REFERENCE_TYPE(0112/2///61987#ABC490) 0112/2///61987#ABC490 - Percentage performance for pressure |  |  |  |  | DEPENDENT_P_DET | [5 empty] | 0112/2///61987#ABC673 - Type of performance variable [3] | 0112/2///61987#ABA000 |  |  |  | Standard |  |  |  | SC65E – IEC 61987 | 0112/2///61987#ABU295 - performance variable type [3] | C00004 |  | 0112-2---61987#ABU324 | https://cdd.iec.ch/cdd/iec61987/iec61987.nsf/PropertiesAllVersions/0112-2---61987%23ABU324
0112/2///61987#ABP221 | 001 | 01 | 0112/2///61987#ABP221#001 | reference to Analog to digital conversion |  |  |  |  | reference to block ABP017 | [5 empty] | CLASS_REFERENCE_TYPE(0112/2///61987#ABP017) 0112/2///61987#ABP017 - Analog to digital conversion |  |  |  |  | NON_DEPENDENT_P_DET | [5 empty] | 0112/2///61987#ABP015 - Analog current input parameters [I/O module]0112/2///61987#ABP019 - Analog voltage input parameters [I/O module]0112/2///61987#ABP050 - mV input [I/O module]0112/2///61987#ABP068 - Resistor input [I/O module]0112/2///61987#ABP069 - RMS input0112/2///61987#ABP070 - RTD input [I/O module]0112/2///61987#ABP075 - Thermocouple input [I/O module] | 0112/2///61987#ABA000 |  |  |  | Standard |  | IEC 61987 | IEC | IEC/SC 65E | - | C00128 | 001-01 (2023-01-23 14:53:53 by BATCH 00000807) standard | 0112-2---61987#ABP221 | https://cdd.iec.ch/cdd/iec61987/iec61987.nsf/PropertiesAllVersions/0112-2---61987%23ABP221
0112/2///61987#ABU240 | 001 | 02 | 0112/2///61987#ABU240#001 | reference to Device LOP for electromagnetic flow transmitter |  |  |  |  | reference to block ABA008 | [5 empty] | CLASS_REFERENCE_TYPE(0112/2///61987#ABA008) 0112/2///61987#ABA008 - Device LOP for electromagnetic flow transmitter |  |  |  |  | NON_DEPENDENT_P_DET | [5 empty] | 0112/2///61987#ABA792 - Electromagnetic flow transmitter | 0112/2///61987#ABA000 |  |  |  | Standard |  |  |  | SC65E – IEC 61987 | - | C00004 |  | 0112-2---61987#ABU240 | https://cdd.iec.ch/cdd/iec61987/iec61987.nsf/PropertiesAllVersions/0112-2---61987%23ABU240
0112/2///61987#ABU190 | 001 | 02 | 0112/2///61987#ABU190#001 | reference to Assigned variable [3] |  |  |  |  | reference to block ABC120 |  | Id specified in IEC61987-12/-13: ABC750 |  |  |  | CLASS_REFERENCE_TYPE(0112/2///61987#ABC120) 0112/2///61987#ABC120 - Assigned variable [3] |  |  |  |  | NON_DEPENDENT_P_DET | [5 empty] | 0112/2///61987#ABC083 - Analog current input [1]0112/2///61987#ABC087 - Analog current output [2]0112/2///61987#ABC092 - Analog voltage input [1]0112/2///61987#ABC095 - Analog voltage output [1]0112/2///61987#ABC247 - Frequency input [1]0112/2///61987#ABC250 - Frequency output [1]0112/2///61987#ABC331 - Manufacturer-specific input [1]0112/2///61987#ABC517 - Pneumatic/hydraulic output [2]0112/2///61987#ABC333 - Manufacturer-specific output [1] | 0112/2///61987#ABA000 |  |  |  | Standard |  |  |  | SC65E – IEC 61987 | - | C00004 |  | 0112-2---61987#ABU190 | https://cdd.iec.ch/cdd/iec61987/iec61987.nsf/PropertiesAllVersions/0112-2---61987%23ABU190
0112/2///61987#ABB903 | 002 | 01 | 0112/2///61987#ABB903#002 | reference base for influence of alternating unilateral overpressure |  |  |  |  | basis for stating the pressure deviation of alternating overpressure on one side of a differential pressure transmitter | [5 empty] | ENUM_CODE_TYPE(0112/2///61987#ABJ764) |  |  |  |  | DEPENDENT_P_DET |  |  | 0112/2///61987#ABJ764 | 0112/2///61987#ABL009 - relative to calibrated span0112/2///61987#ABL010 - relative to full scale0112/2///61987#ABL011 - relative to measured value0112/2///61987#ABL012 - relative to measuring upper range-limit0112/2///61987#ABL013 - relative to span0112/2///61987#ABI407 - others |  | 0112/2///61987#ABC500 - Performance of differential pressure transmitter | 0112/2///61987#ABA000 |  |  |  | Standard |  |  |  | SC65E – IEC 61987 | 0112/2///61987#ABI406 - empty_property | C00091 |  | 0112-2---61987#ABB903 | https://cdd.iec.ch/cdd/iec61987/iec61987.nsf/PropertiesAllVersions/0112-2---61987%23ABB903
0112/2///61987#ABB771 | 001 | 04 | 0112/2///61987#ABB771#001 | non-repeatability of pressure |  |  |  |  | for a device, absolute degree of deviation between the results of successive measurements of pressure, carried out under the same conditions of measurement |  |  | bar |  |  | REAL_MEASURE_TYPE |  |  | IEV 311-06-06 (Repeatability), MOD |  | NON_DEPENDENT_P_DET | [5 empty] | 0112/2///61987#ABC064 - Absolute performance for pressure | 0112/2///61987#ABA000 | 0112/2///62720#UAA323 - bar |  | 0112/2///61987#ABT524 - Pressure | Standard |  |  |  | SC65E – IEC 61987 | - | C00004 |  | 0112-2---61987#ABB771 | https://cdd.iec.ch/cdd/iec61987/iec61987.nsf/PropertiesAllVersions/0112-2---61987%23ABB771
0112/2///61987#ABB599 | 005 | 01 | 0112/2///61987#ABB599#005 | default setting of configurable device diagnostic |  |  |  |  | setting of a configurable device diagnostic as delivered from a factory | [5 empty] | ENUM_CODE_TYPE(0112/2///61987#ABJ771) |  |  |  |  | DEPENDENT_P_DET |  |  | 0112/2///61987#ABJ771 | 0112/2///61987#ABL116 - activated0112/2///61987#ABL117 - idle0112/2///61987#ABI407 - others |  | 0112/2///61987#ABC189 - Device diagnostic | 0112/2///61987#ABA000 |  |  |  | Standard |  |  |  | SC65E – IEC 61987 | 0112/2///61987#ABI406 - empty_property | C00091 |  | 0112-2---61987#ABB599 | https://cdd.iec.ch/cdd/iec61987/iec61987.nsf/PropertiesAllVersions/0112-2---61987%23ABB599
0112/2///61987#ABC839 | 001 | 05 | 0112/2///61987#ABC839#001 | reference to Displayed variable of an indicator |  |  |  |  | reference to block ABC209 | [5 empty] | CLASS_REFERENCE_TYPE(0112/2///61987#ABC209) 0112/2///61987#ABC209 - Displayed variable of an indicator |  |  |  |  | DEPENDENT_P_DET | [5 empty] | 0112/2///61987#ABC206 - Display element | 0112/2///61987#ABA000 |  |  |  | Standard |  | IEC 61987 | IEC | IEC SC65E | 0112/2///61987#ABB584 - number of displayed variables | C00112 |  | 0112-2---61987#ABC839 | https://cdd.iec.ch/cdd/iec61987/iec61987.nsf/PropertiesAllVersions/0112-2---61987%23ABC839
0112/2///61987#ABE909 | 002 | 02 | 0112/2///61987#ABE909#002 | set span for ullage |  |  |  |  | difference between the upper and lower range value of ullage to which an ullage measurement instrument is adjusted |  |  | m |  |  | REAL_MEASURE_TYPE |  |  |  |  | NON_DEPENDENT_P_DET | [5 empty] | 0112/2///61987#ABE900 - Assigned ullage range | 0112/2///61987#ABA000 | 0112/2///62720#UAA726 - metre |  | 0112/2///61987#ABT548 - Length short | Standard |  | IEC 61987 | IEC | IEC SC65E | - | C00112 |  | 0112-2---61987#ABE909 | https://cdd.iec.ch/cdd/iec61987/iec61987.nsf/PropertiesAllVersions/0112-2---61987%23ABE909
0112/2///61987#ABH081 | 001 | 01 | 0112/2///61987#ABH081#001 | minimum refractive index |  |  |  |  | lowest refractive for which a device is or must be designed to operate within its specified limits |  |  | 1 |  |  | REAL_MEASURE_TYPE |  |  |  |  | NON_DEPENDENT_P_DET | [5 empty] | 0112/2///61987#ABH071 - Fluid phase design conditions0112/2///61987#ABG346 - Normal process conditions [8]0112/2///61987#ABG343 - Normal process conditions [5] | 0112/2///61987#ABA000 | 0112/2///62720#UAA915 - quantity of dimension one |  |  | Standard |  | IEC 61987 | IEC | SC65E | - | C00018 | 001-01 (2018-03-28 07:27:13 by BATCH 00000762) standard | 0112-2---61987#ABH081 | https://cdd.iec.ch/cdd/iec61987/iec61987.nsf/PropertiesAllVersions/0112-2---61987%23ABH081
0112/2///61987#ABD124 | 001 | 02 | 0112/2///61987#ABD124#001 | reference to Performance [4] |  |  |  |  | reference to block ABC494 | [5 empty] | CLASS_REFERENCE_TYPE(0112/2///61987#ABC494) 0112/2///61987#ABC494 - Performance [4] |  |  |  |  | NON_DEPENDENT_P_DET | [5 empty] | 0112/2///61987#ABA013 - Device LOP for (oval) gear flow transmitter/gauge0112/2///61987#ABA014 - Device LOP for piston flow transmitter/gauge0112/2///61987#ABA018 - Device LOP for turbine/propeller/Woltmann flow transmitter/gauge0112/2///61987#ABA020 - Device LOP for variable area flow transmitter/gauge0112/2///61987#ABA023 - Device LOP for positive displacement flow transmitter/gauge0112/2///61987#ABA024 - Device LOP for helix flow transmitter/gauge | 0112/2///61987#ABA000 |  |  |  | Standard |  |  |  | SC65E – IEC 61987 | - | C00004 |  | 0112-2---61987#ABD124 | https://cdd.iec.ch/cdd/iec61987/iec61987.nsf/PropertiesAllVersions/0112-2---61987%23ABD124
0112/2///61987#ABD420 | 002 | 02 | 0112/2///61987#ABD420#002 | reference to Material of construction |  |  |  |  | reference to block ABC353 | [5 empty] | CLASS_REFERENCE_TYPE(0112/2///61987#ABC353) 0112/2///61987#ABC353 - Material of construction |  |  |  |  | DEPENDENT_P_DET | [5 empty] | 0112/2///61987#ABD831 - Line or nozzle [2]0112/2///61987#ABD863 - End connection0112/2///61987#ABU455 - End connection | 0112/2///61987#ABA000 |  |  |  | Standard |  | IEC 61987 | IEC | IEC SC65E | 0112/2///61987#ABD405 - number of materials of construction | C00112 |  | 0112-2---61987#ABD420 | https://cdd.iec.ch/cdd/iec61987/iec61987.nsf/PropertiesAllVersions/0112-2---61987%23ABD420
0112/2///61987#ABE670 | 002 | 01 | 0112/2///61987#ABE670#002 | type of coil mechanical connection |  |  |  |  | classification of the connection of an electrical coil according to its mechanical construction | [5 empty] | ENUM_CODE_TYPE(0112/2///61987#ABJ779) |  |  |  |  | DEPENDENT_P_DET |  |  | 0112/2///61987#ABJ779 | 0112/2///61987#ABL153 - fixed0112/2///61987#ABL154 - exchangeable0112/2///61987#ABL155 - retractable0112/2///61987#ABI407 - others |  | 0112/2///61987#ABE606 - Structural design of a solenoid valve0112/2///61987#ABP303 - Functional design of a solenoid valve [I/O module] | 0112/2///61987#ABA000 |  |  |  | Standard |  |  |  |  | 0112/2///61987#ABI406 - empty_property | C00091 |  | 0112-2---61987#ABE670 | https://cdd.iec.ch/cdd/iec61987/iec61987.nsf/PropertiesAllVersions/0112-2---61987%23ABE670
0112/2///61987#ABF302 | 001 | 01 | 0112/2///61987#ABF302#001 | resistance of lead |  |  |  |  | resistance of the electrical conductor of a lead |  |  | Ω |  |  | REAL_MEASURE_TYPE |  |  |  |  | NON_DEPENDENT_P_DET | [5 empty] | 0112/2///61987#ABF294 - Flying lead | 0112/2///61987#ABA000 | 0112/2///62720#UAA017 - ohm |  | 0112/2///61987#ABT564 - Electrical resistance | Standard |  | IEC 61987 | IEC | SC65E | - | C00019 | 001-01 (2018-03-28 07:27:05 by BATCH 00000762) standard | 0112-2---61987#ABF302 | https://cdd.iec.ch/cdd/iec61987/iec61987.nsf/PropertiesAllVersions/0112-2---61987%23ABF302
0112/2///61987#ABP169 | 001 | 01 | 0112/2///61987#ABP169#001 | resolution of digital/analog conversion |  |  |  |  | number of bits with which a digital signal is converted to an analog signal |  |  | bit |  |  | REAL_MEASURE_TYPE |  |  |  |  | NON_DEPENDENT_P_DET | [5 empty] | 0112/2///61987#ABP027 - Digital to analog conversion | 0112/2///61987#ABA000 | 0112/2///62720#UAA339 - bit |  |  | Standard |  | IEC 61987 | IEC | IEC/SC 65E | - | C00128 | 001-01 (2023-01-23 14:53:52 by BATCH 00000807) standard | 0112-2---61987#ABP169 | https://cdd.iec.ch/cdd/iec61987/iec61987.nsf/PropertiesAllVersions/0112-2---61987%23ABP169
0112/2///61987#ABG886 | 001 | 01 | 0112/2///61987#ABG886#001 | reference to Rated operating conditions [21] |  |  |  |  | reference to block ABG326 | [5 empty] | CLASS_REFERENCE_TYPE(0112/2///61987#ABG326) 0112/2///61987#ABG326 - Rated operating conditions [21] |  |  |  |  | NON_DEPENDENT_P_DET | [5 empty] | 0112/2///61987#ABE731 - Device LOP for thermal level switch | 0112/2///61987#ABA000 |  |  |  | Standard |  | IEC 61987 | IEC | SC65E | - | C00018 | 001-01 (2018-03-28 07:27:11 by BATCH 00000762) standard | 0112-2---61987#ABG886 | https://cdd.iec.ch/cdd/iec61987/iec61987.nsf/PropertiesAllVersions/0112-2---61987%23ABG886
0112/2///61987#ABB326 | 002 | 02 | 0112/2///61987#ABB326#002 | minimum mass flow rate |  |  |  |  | lowest mass flow rate for which a device is or should be designed to operate within its specified limits |  |  | kg/h |  |  | REAL_MEASURE_TYPE |  |  |  |  | NON_DEPENDENT_P_DET | [5 empty] | 0112/2///61987#ABC455 - Normal process design conditions [2]0112/2///61987#ABD948 - Normal process design conditions [3] | 0112/2///61987#ABA000 | 0112/2///62720#UAA607 - kilogram per hour |  | 0112/2///61987#ABT545 - Mass flow rate | Standard |  |  |  | SC65E – IEC 61987 | - | C00004 |  | 0112-2---61987#ABB326 | https://cdd.iec.ch/cdd/iec61987/iec61987.nsf/PropertiesAllVersions/0112-2---61987%23ABB326
0112/2///61987#ABD216 | 001 | 02 | 0112/2///61987#ABD216#001 | reference to Sensor of a thermal mass flow transmitter |  |  |  |  | reference to block ABC590 | [5 empty] | CLASS_REFERENCE_TYPE(0112/2///61987#ABC590) 0112/2///61987#ABC590 - Sensor of a thermal mass flow transmitter |  |  |  |  | NON_DEPENDENT_P_DET | [5 empty] | 0112/2///61987#ABC635 - Structural design of a thermal mass flow transmitter | 0112/2///61987#ABA000 |  |  |  | Standard |  |  |  | SC65E – IEC 61987 | - | C00004 |  | 0112-2---61987#ABD216 | https://cdd.iec.ch/cdd/iec61987/iec61987.nsf/PropertiesAllVersions/0112-2---61987%23ABD216
0112/2///61987#ABB929 | 005 | 01 | 0112/2///61987#ABB929#005 | maximum fluid supply |  |  |  |  | highest flow of fluid provided by a pneumatic/hydraulic power supply or pneumatic/hydraulic output |  |  | kg/h |  |  | REAL_MEASURE_TYPE |  |  |  |  | NON_DEPENDENT_P_DET | [5 empty] | 0112/2///61987#ABC146 - Binary pneumatic/hydraulic output0112/2///61987#ABC515 - Pneumatic/hydraulic input/output parameters0112/2///61987#ABC519 - Pneumatic/hydraulic supply [1] | 0112/2///61987#ABA000 | 0112/2///62720#UAA607 - kilogram per hour |  | 0112/2///61987#ABT545 - Mass flow rate | Standard |  | IEC 61987 | IEC | IEC/SC 65E | - | C00112 |  | 0112-2---61987#ABB929 | https://cdd.iec.ch/cdd/iec61987/iec61987.nsf/PropertiesAllVersions/0112-2---61987%23ABB929
0112/2///61987#ABC801 | 001 | 05 | 0112/2///61987#ABC801#001 | reference to Connection compartment |  |  |  |  | reference to block ABC171 | [5 empty] | CLASS_REFERENCE_TYPE(0112/2///61987#ABC171) 0112/2///61987#ABC171 - Connection compartment |  |  |  |  | DEPENDENT_P_DET | [5 empty] | 0112/2///61987#ABC172 - Connection facility [1]0112/2///61987#ABC173 - Connection facility [2] | 0112/2///61987#ABA000 |  |  |  | Standard |  | IEC 61987 | IEC | IEC SC65E | 0112/2///61987#ABA162 - number of connection compartments | C00112 |  | 0112-2---61987#ABC801 | https://cdd.iec.ch/cdd/iec61987/iec61987.nsf/PropertiesAllVersions/0112-2---61987%23ABC801
0112/2///61987#ABA513 | 001 | 02 | 0112/2///61987#ABA513#001 | connection point of handheld |  |  |  |  | point at which a handheld is to be connected to the device | [5 empty] | STRING_TYPE |  |  |  |  | NON_DEPENDENT_P_DET | [5 empty] | 0112/2///61987#ABC263 - Handheld | 0112/2///61987#ABA000 |  |  |  | Standard |  |  |  | SC65E – IEC 61987 | - | C00004 |  | 0112-2---61987#ABA513 | https://cdd.iec.ch/cdd/iec61987/iec61987.nsf/PropertiesAllVersions/0112-2---61987%23ABA513
0112/2///61987#ABB697 | 002 | 01 | 0112/2///61987#ABB697#002 | reference base for maximum influence of shock on span |  |  |  |  | basis for stating a maximum influence of shock | [5 empty] | ENUM_CODE_TYPE(0112/2///61987#ABJ764) |  |  |  |  | DEPENDENT_P_DET |  |  | 0112/2///61987#ABJ764 | 0112/2///61987#ABL009 - relative to calibrated span0112/2///61987#ABL010 - relative to full scale0112/2///61987#ABL011 - relative to measured value0112/2///61987#ABL012 - relative to measuring upper range-limit0112/2///61987#ABL013 - relative to span0112/2///61987#ABI407 - others |  | 0112/2///61987#ABC277 - Influence of external quantities expressed as a percentage for pressure0112/2///61987#ABJ593 - Influence of external quantities expressed as a percentage [5]0112/2///61987#ABC276 - Influence of external quantities expressed as a percentage0112/2///61987#ABD890 - Influence of external quantities expressed as a percentage [2]0112/2///61987#ABG313 - Influence of external quantities expressed as a percentage [3]0112/2///61987#ABG314 - Influence of external quantities expressed as a percentage [4] | 0112/2///61987#ABA000 |  |  |  | Standard |  |  |  | SC65E – IEC 61987 | 0112/2///61987#ABI406 - empty_property | C00091 |  | 0112-2---61987#ABB697 | https://cdd.iec.ch/cdd/iec61987/iec61987.nsf/PropertiesAllVersions/0112-2---61987%23ABB697
0112/2///61987#ABN740 | 001 | 01 | 0112/2///61987#ABN740#001 | reference to Continuous measurement variables |  |  |  |  | reference to block ABN682 | [5 empty] | CLASS_REFERENCE_TYPE(0112/2///61987#ABN682) 0112/2///61987#ABN682 - Continuous measurement variables |  |  |  |  | NON_DEPENDENT_P_DET | [5 empty] | 0112/2///61987#ABJ726 - LOPD for measurement variables | 0112/2///61987#ABA000 |  |  |  | Standard |  |  |  | SC65E – IEC 61987 | - | C00092 | 001-01 (2020-02-24 12:37:21 by BATCH 00000778) standard | 0112-2---61987#ABN740 | https://cdd.iec.ch/cdd/iec61987/iec61987.nsf/PropertiesAllVersions/0112-2---61987%23ABN740
0112/2///61987#ABU902 | 001 | 01 | 0112/2///61987#ABU902#001 | reference to Input [18] |  |  |  |  | reference to block ABV036 | [5 empty] | CLASS_REFERENCE_TYPE(0112/2///61987#ABV036) 0112/2///61987#ABV036 - Input [18] |  |  |  |  | NON_DEPENDENT_P_DET | [5 empty] | 0112/2///61987#ABE742 - Device LOP for free-space radar level transmitter0112/2///61987#ABE744 - Device LOP for ultrasonic level transmitter | 0112/2///61987#ABA000 |  |  |  | Standard |  | IEC 61987 | IEC | SC65E | - | C00018 | 001-01 (2018-03-28 07:27:22 by BATCH 00000762) standard | 0112-2---61987#ABU902 | https://cdd.iec.ch/cdd/iec61987/iec61987.nsf/PropertiesAllVersions/0112-2---61987%23ABU902
0112/2///61987#ABA251 | 002 | 01 | 0112/2///61987#ABA251#002 | designation of device |  |  |  |  | name given to a device | [5 empty] | STRING_TYPE |  |  |  |  | NON_DEPENDENT_P_DET | [5 empty] | 0112/2///61987#ABA441 - Device | 0112/2///61987#ABA000 |  |  |  | Standard |  | IEC 61987 |  | SC65E – IEC 61987 | - | C00018 |  | 0112-2---61987#ABA251 | https://cdd.iec.ch/cdd/iec61987/iec61987.nsf/PropertiesAllVersions/0112-2---61987%23ABA251
0112/2///61987#ABF837 | 001 | 01 | 0112/2///61987#ABF837#001 | reference to Measuring range for mass fraction |  |  |  |  | reference to block ABF569 | [5 empty] | CLASS_REFERENCE_TYPE(0112/2///61987#ABF569) 0112/2///61987#ABF569 - Measuring range for mass fraction |  |  |  |  | NON_DEPENDENT_P_DET | [5 empty] | 0112/2///61987#ABF570 - Mass fraction measurement | 0112/2///61987#ABA000 |  |  |  | Standard |  | IEC 61987 | IEC | SC65E | - | C00017 | 001-01 (2018-03-28 07:27:09 by BATCH 00000762) standard | 0112-2---61987#ABF837 | https://cdd.iec.ch/cdd/iec61987/iec61987.nsf/PropertiesAllVersions/0112-2---61987%23ABF837
0112/2///61987#ABV164 | 001 | 01 | 0112/2///61987#ABV164#001 | measured variable type [13] |  |  |  |  | type of quantity subject to measurement |  | Polymorphic control property |  |  |  | ENUM_STRING_TYPE(0112/2///61987#ABV143(Temperature measurement,Other variable)) |  |  |  |  | CONDITION_DET |  |  | 0112/2///61987#ABV143 | 0112/2///61987#ABV101 - IEC61987-11 Name of Temperature measurement0112/2///61987#ABV108 - IEC61987-11 Name of Other variable |  | 0112/2///61987#ABF985 - Type of measured variable [13] | 0112/2///61987#ABA000 |  |  |  | Standard |  | IEC 61987 | IEC | SC65E | - | C00019 | 001-01 (2018-03-28 07:27:23 by BATCH 00000762) standard | 0112-2---61987#ABV164 | https://cdd.iec.ch/cdd/iec61987/iec61987.nsf/PropertiesAllVersions/0112-2---61987%23ABV164
0112/2///61987#ABV192 | 001 | 01 | 0112/2///61987#ABV192#001 | measured variable type [15] |  |  |  |  | type of quantity subject to measurement |  | Polymorphic control property |  |  |  | ENUM_STRING_TYPE(0112/2///61987#ABV151(Temperature measurement,Voltage measurement,Resistance measurement)) |  |  |  |  | CONDITION_DET |  |  | 0112/2///61987#ABV151 | 0112/2///61987#ABU800 - IEC61987-11 Name of Temperature measurement0112/2///61987#ABV121 - IEC61987-11 Name of Voltage measurement0112/2///61987#ABV122 - IEC61987-11 Name of Resistance measurement |  | 0112/2///61987#ABF987 - Type of measured variable [15] | 0112/2///61987#ABA000 |  |  |  | Standard |  | IEC 61987 | IEC | SC65E | - | C00019 | 001-01 (2018-03-28 07:27:24 by BATCH 00000762) standard | 0112-2---61987#ABV192 | https://cdd.iec.ch/cdd/iec61987/iec61987.nsf/PropertiesAllVersions/0112-2---61987%23ABV192
0112/2///61987#ABE794 | 001 | 01 | 0112/2///61987#ABE794#001 | accuracy of concentration measuring instrument |  |  |  |  | quality which characterizes the ability of a concentration measuring instrument to provide an indicated value close to a true value of the measurand under reference conditions | the accuracy is based on a statistical sample of test devices |  | mg/m³ |  |  | REAL_MEASURE_TYPE |  |  | IEV 311-06-08 (modified |  | NON_DEPENDENT_P_DET | [5 empty] | 0112/2///61987#ABE792 - Absolute performance for concentration0112/2///61987#ABE800 - Accuracy for a subrange of concentration | 0112/2///61987#ABA000 | 0112/2///62720#UAA830 - milligram per metre cubed |  | 0112/2///61987#ABT575 - Mass concentration (mass per volume) | Standard |  | IEC 61987 | IEC | SC65E | - | C00018 | 001-01 (2018-03-28 07:27:02 by BATCH 00000762) standard | 0112-2---61987#ABE794 | https://cdd.iec.ch/cdd/iec61987/iec61987.nsf/PropertiesAllVersions/0112-2---61987%23ABE794
0112/2///61987#ABB633 | 001 | 05 | 0112/2///61987#ABB633#001 | set upper range end-value of pneumatic/hydraulic output |  |  |  |  | pressure value to which the upper range end-value of a pneumatic/hydraulic output signal has been adjusted |  |  | bar |  |  | REAL_MEASURE_TYPE |  |  |  |  | NON_DEPENDENT_P_DET | [5 empty] | 0112/2///61987#ABC515 - Pneumatic/hydraulic input/output parameters | 0112/2///61987#ABA000 | 0112/2///62720#UAA323 - bar |  | 0112/2///61987#ABT524 - Pressure | Standard |  | IEC 61987 | IEC | IEC/SC 65E | - | C00128 |  | 0112-2---61987#ABB633 | https://cdd.iec.ch/cdd/iec61987/iec61987.nsf/PropertiesAllVersions/0112-2---61987%23ABB633
0112/2///61987#ABD784 | 002 | 01 | 0112/2///61987#ABD784#002 | indicated variable of pressure gauge |  |  |  |  | classification of a pressure gauge according to the variable it indicates | [5 empty] | ENUM_CODE_TYPE(0112/2///61987#ABL651) |  |  |  |  | DEPENDENT_P_DET |  |  | 0112/2///61987#ABL651 | 0112/2///61987#ABN217 - supply pressure0112/2///61987#ABN218 - output pressure0112/2///61987#ABI407 - others |  | 0112/2///61987#ABE034 - Structural design of a positioner0112/2///61987#ABE618 - Structural design of an I/P converter | 0112/2///61987#ABA000 |  |  |  | Standard |  |  |  |  | 0112/2///61987#ABI406 - empty_property | C00091 |  | 0112-2---61987#ABD784 | https://cdd.iec.ch/cdd/iec61987/iec61987.nsf/PropertiesAllVersions/0112-2---61987%23ABD784
0112/2///61987#ABF540 | 001 | 01 | 0112/2///61987#ABF540#001 | style of leakage protection |  |  |  |  | classification of a leakage protection according to its constructional design | [5 empty] | STRING_TYPE |  |  |  |  | NON_DEPENDENT_P_DET | [5 empty] | 0112/2///61987#ABF535 - Sight glass | 0112/2///61987#ABA000 |  |  |  | Standard |  | IEC 61987 | IEC | SC65E | - | C00018 | 001-01 (2018-03-28 07:27:07 by BATCH 00000762) standard | 0112-2---61987#ABF540 | https://cdd.iec.ch/cdd/iec61987/iec61987.nsf/PropertiesAllVersions/0112-2---61987%23ABF540
0112/2///61987#ABH511 | 001 | 02 | 0112/2///61987#ABH511#001 | reference to Manual |  |  |  |  | reference to block ABH501 | [5 empty] | CLASS_REFERENCE_TYPE(0112/2///61987#ABH501) 0112/2///61987#ABH501 - Manual |  |  |  |  | DEPENDENT_P_DET | [5 empty] | 0112/2///61987#ABH517 - Device documents supplied | 0112/2///61987#ABA000 |  |  |  | Standard |  | IEC 61987 | IEC | IEC SC65E | 0112/2///61987#ABH505 - number of manuals | C00112 |  | 0112-2---61987#ABH511 | https://cdd.iec.ch/cdd/iec61987/iec61987.nsf/PropertiesAllVersions/0112-2---61987%23ABH511
0112/2///61987#ABA466 | 005 | 01 | 0112/2///61987#ABA466#005 | equipment/device group |  |  |  |  | classification of dangerous substances based on their ability to cause an explosion | [5 empty] | ENUM_CODE_TYPE(0112/2///61987#ABJ744) |  |  |  |  | DEPENDENT_P_DET |  |  | 0112/2///61987#ABJ744 | 0112/2///61987#ABK574 - I0112/2///61987#ABK575 - II0112/2///61987#ABK576 - III0112/2///61987#ABI407 - others |  | 0112/2///61987#ABC190 - Device group and category | 0112/2///61987#ABA000 |  |  |  | Standard |  |  |  | SC65E – IEC 61987 | 0112/2///61987#ABI406 - empty_property | C00091 |  | 0112-2---61987#ABA466 | https://cdd.iec.ch/cdd/iec61987/iec61987.nsf/PropertiesAllVersions/0112-2---61987%23ABA466
0112/2///61987#ABP247 | 001 | 01 | 0112/2///61987#ABP247#001 | reference to Influence of external quantities expressed for voltage [I/O module] |  |  |  |  | reference to block ABP043 | [5 empty] | CLASS_REFERENCE_TYPE(0112/2///61987#ABP043) 0112/2///61987#ABP043 - Influence of external quantities expressed for voltage [I/O module] |  |  |  |  | NON_DEPENDENT_P_DET | [5 empty] | 0112/2///61987#ABP012 - Absolute performance for voltage [I/O module] | 0112/2///61987#ABA000 |  |  |  | Standard |  | IEC 61987 | IEC | IEC/SC 65E | - | C00128 | 001-01 (2023-01-23 14:53:53 by BATCH 00000807) standard | 0112-2---61987#ABP247 | https://cdd.iec.ch/cdd/iec61987/iec61987.nsf/PropertiesAllVersions/0112-2---61987%23ABP247
0112/2///61987#ABF449 | 001 | 01 | 0112/2///61987#ABF449#001 | minimum move distance |  |  |  |  | smallest distance a probe must travel in order to enable the device function |  |  | mm |  |  | REAL_MEASURE_TYPE |  |  |  |  | NON_DEPENDENT_P_DET | [5 empty] | 0112/2///61987#ABF431 - Structural design of a plumb bob level transmitter | 0112/2///61987#ABA000 | 0112/2///62720#UAA862 - millimetre |  | 0112/2///61987#ABT548 - Length short | Standard |  | IEC 61987 | IEC | SC65E | - | C00018 | 001-01 (2018-03-28 07:27:06 by BATCH 00000762) standard | 0112-2---61987#ABF449 | https://cdd.iec.ch/cdd/iec61987/iec61987.nsf/PropertiesAllVersions/0112-2---61987%23ABF449
0112/2///61987#ABU858 | 001 | 01 | 0112/2///61987#ABU858#001 | reference to Type of output [12] |  |  |  |  | reference to block ABG142 | [5 empty] | CLASS_REFERENCE_TYPE(0112/2///61987#ABG142) 0112/2///61987#ABG142 - Type of output [12] |  |  |  |  | NON_DEPENDENT_P_DET | [5 empty] | 0112/2///61987#ABG127 - Output [12] | 0112/2///61987#ABA000 |  |  |  | Standard |  | IEC 61987 | IEC | SC65E | - | C00018 | 001-01 (2018-03-28 07:27:21 by BATCH 00000762) standard | 0112-2---61987#ABU858 | https://cdd.iec.ch/cdd/iec61987/iec61987.nsf/PropertiesAllVersions/0112-2---61987%23ABU858
0112/2///61987#ABB537 | 001 | 04 | 0112/2///61987#ABB537#001 | radius of curvature of nozzle |  |  |  |  | minimum radius of curvature of a nozzle throat |  |  | mm |  |  | REAL_MEASURE_TYPE |  |  |  |  | NON_DEPENDENT_P_DET | [5 empty] | 0112/2///61987#ABC244 - Flow nozzle | 0112/2///61987#ABA000 | 0112/2///62720#UAA862 - millimetre |  | 0112/2///61987#ABT548 - Length short | Standard |  |  |  | SC65E – IEC 61987 | - | C00004 |  | 0112-2---61987#ABB537 | https://cdd.iec.ch/cdd/iec61987/iec61987.nsf/PropertiesAllVersions/0112-2---61987%23ABB537
0112/2///61987#ABB555 | 001 | 02 | 0112/2///61987#ABB555#001 | comment on long-term stability |  |  |  |  | qualification of long-term stability | [5 empty] | STRING_TYPE |  |  |  |  | NON_DEPENDENT_P_DET | [5 empty] | 0112/2///61987#ABC324 - Long-term behaviour0112/2///61987#ABF308 - Long-term behaviour [2] | 0112/2///61987#ABA000 |  |  |  | Standard |  |  |  | SC65E – IEC 61987 | - | C00004 |  | 0112-2---61987#ABB555 | https://cdd.iec.ch/cdd/iec61987/iec61987.nsf/PropertiesAllVersions/0112-2---61987%23ABB555
0112/2///61987#ABB944 | 004 | 01 | 0112/2///61987#ABB944#004 | leak pressure limit |  |  |  |  | maximum gauge pressure applied to a device at which the device is not damaged but the process fluid leaks |  |  | bar |  |  | REAL_MEASURE_TYPE |  |  |  |  | NON_DEPENDENT_P_DET | [5 empty] | 0112/2///61987#ABC533 - Pressure-temperature design ratings0112/2///61987#ABC588 - Secondary containment | 0112/2///61987#ABA000 | 0112/2///62720#UAA323 - bar |  | 0112/2///61987#ABT524 - Pressure | Standard |  |  |  | SC65E – IEC 61987 | - | C00004 |  | 0112-2---61987#ABB944 | https://cdd.iec.ch/cdd/iec61987/iec61987.nsf/PropertiesAllVersions/0112-2---61987%23ABB944
0112/2///61987#ABF685 | 001 | 01 | 0112/2///61987#ABF685#001 | reference to Influence of external quantities expressed for ullage |  |  |  |  | reference to block ABE956 | [5 empty] | CLASS_REFERENCE_TYPE(0112/2///61987#ABE956) 0112/2///61987#ABE956 - Influence of external quantities expressed for ullage |  |  |  |  | NON_DEPENDENT_P_DET | [5 empty] | 0112/2///61987#ABE939 - Absolute performance for ullage | 0112/2///61987#ABA000 |  |  |  | Standard |  | IEC 61987 | IEC | SC65E | - | C00018 | 001-01 (2018-03-28 07:27:08 by BATCH 00000762) standard | 0112-2---61987#ABF685 | https://cdd.iec.ch/cdd/iec61987/iec61987.nsf/PropertiesAllVersions/0112-2---61987%23ABF685
0112/2///61987#ABF082 | 001 | 01 | 0112/2///61987#ABF082#001 | inaccuracy of resistance |  |  |  |  | for a resistance measurement, maximum positive and negative deviation from the specified characteristic curve observed in testing a device under specified conditions and by a specified procedure |  |  | Ω |  |  | REAL_MEASURE_TYPE |  |  | IEC 61298-1, Ed. 2.0, 3.5 |  | NON_DEPENDENT_P_DET | [5 empty] | 0112/2///61987#ABF076 - Absolute performance for resistance0112/2///61987#ABF090 - Accuracy for a subrange of resistance0112/2///61987#ABP010 - Absolute performance for resistance [I/O module] | 0112/2///61987#ABA000 | 0112/2///62720#UAA017 - ohm |  | 0112/2///61987#ABT564 - Electrical resistance | Standard |  | IEC 61987 | IEC | SC65E | - | C00019 | 001-01 (2018-03-28 07:27:04 by BATCH 00000762) standard | 0112-2---61987#ABF082 | https://cdd.iec.ch/cdd/iec61987/iec61987.nsf/PropertiesAllVersions/0112-2---61987%23ABF082
0112/2///61987#ABF172 | 002 | 01 | 0112/2///61987#ABF172#002 | mounting style of sonic probe |  |  |  |  | classification of a sonic probe according to the design of its mechanical fixation | [5 empty] | ENUM_CODE_TYPE(0112/2///61987#ABL649) |  |  |  |  | DEPENDENT_P_DET |  |  | 0112/2///61987#ABL649 | 0112/2///61987#ABM086 - strapped0112/2///61987#ABM090 - welded0112/2///61987#ABN211 - glued0112/2///61987#ABN212 - bolted0112/2///61987#ABI407 - others |  | 0112/2///61987#ABF168 - Sonic probe | 0112/2///61987#ABA000 |  |  |  | Standard |  | IEC 61987 | IEC | SC65E | 0112/2///61987#ABI406 - empty_property | C00091 |  | 0112-2---61987#ABF172 | https://cdd.iec.ch/cdd/iec61987/iec61987.nsf/PropertiesAllVersions/0112-2---61987%23ABF172
0112/2///61987#ABU891 | 001 | 01 | 0112/2///61987#ABU891#001 | reference to Type of measured variable [8] |  |  |  |  | reference to block ABF980 | [5 empty] | CLASS_REFERENCE_TYPE(0112/2///61987#ABF980) 0112/2///61987#ABF980 - Type of measured variable [8] |  |  |  |  | NON_DEPENDENT_P_DET | [5 empty] | 0112/2///61987#ABF944 - Measured variable [8] | 0112/2///61987#ABA000 |  |  |  | Standard |  | IEC 61987 | IEC | SC65E | - | C00018 | 001-01 (2018-03-28 07:27:22 by BATCH 00000762) standard | 0112-2---61987#ABU891 | https://cdd.iec.ch/cdd/iec61987/iec61987.nsf/PropertiesAllVersions/0112-2---61987%23ABU891
0112/2///61987#ABU852 | 001 | 01 | 0112/2///61987#ABU852#001 | reference to Intermediate phase [level] |  |  |  |  | reference to block ABH067 | [5 empty] | CLASS_REFERENCE_TYPE(0112/2///61987#ABH067) 0112/2///61987#ABH067 - Intermediate phase [level] |  |  |  |  | DEPENDENT_P_DET | [5 empty] | 0112/2///61987#ABG457 - Phase [level] | 0112/2///61987#ABA000 |  |  |  | Standard |  | IEC 61987 | IEC | SC65E | 0112/2///61987#ABU848 - phase type | C00018 | 001-01 (2018-03-28 07:27:21 by BATCH 00000762) standard | 0112-2---61987#ABU852 | https://cdd.iec.ch/cdd/iec61987/iec61987.nsf/PropertiesAllVersions/0112-2---61987%23ABU852
0112/2///61987#ABD742 | 002 | 02 | 0112/2///61987#ABD742#002 | type of actuator compatibility |  |  |  | Actuator type | classification of a positioner according to the actuator for which it can be used |  | also used by Process Automation - Device Information Model (PA-DIM) |  |  |  | ENUM_CODE_TYPE(0112/2///61987#ABL634) |  | 0112/2///61987#ABL634 |  |  | DEPENDENT_P_DET |  |  | 0112/2///61987#ABL634 | 0112/2///61987#ABN145 - sliding‐stem linear0112/2///61987#ABN146 - quarter‐turn rotary0112/2///61987#ABI407 - others |  | 0112/2///61987#ABE034 - Structural design of a positioner | 0112/2///61987#ABA000 |  |  |  | Standard |  | IEC 61987 | IEC | IEC SC65E | 0112/2///61987#ABI406 - empty_property | C00112 |  | 0112-2---61987#ABD742 | https://cdd.iec.ch/cdd/iec61987/iec61987.nsf/PropertiesAllVersions/0112-2---61987%23ABD742
0112/2///61987#ABH101 | 001 | 01 | 0112/2///61987#ABH101#001 | strapping point mass |  |  |  |  | amount of material in the process equipment at the associated strapping point |  |  | t |  |  | REAL_MEASURE_TYPE |  |  |  |  | NON_DEPENDENT_P_DET | [5 empty] | 0112/2///61987#ABH099 - Strapping table point | 0112/2///61987#ABA000 | 0112/2///62720#UAA988 - tonne (metric ton) |  | 0112/2///61987#ABT546 - Mass | Standard |  | IEC 61987 | IEC | SC65E | - | C00018 | 001-01 (2018-03-28 07:27:13 by BATCH 00000762) standard | 0112-2---61987#ABH101 | https://cdd.iec.ch/cdd/iec61987/iec61987.nsf/PropertiesAllVersions/0112-2---61987%23ABH101
0112/2///61987#ABH119 | 001 | 01 | 0112/2///61987#ABH119#001 | inside depth of dish |  |  |  |  | inside height of an equipment head without the straight length |  |  | mm |  |  | REAL_MEASURE_TYPE |  |  |  |  | NON_DEPENDENT_P_DET | [5 empty] | 0112/2///61987#ABH113 - Head | 0112/2///61987#ABA000 | 0112/2///62720#UAA862 - millimetre |  | 0112/2///61987#ABT548 - Length short | Standard |  | IEC 61987 | IEC | SC65E | - | C00018 | 001-01 (2018-03-28 07:27:13 by BATCH 00000762) standard | 0112-2---61987#ABH119 | https://cdd.iec.ch/cdd/iec61987/iec61987.nsf/PropertiesAllVersions/0112-2---61987%23ABH119
0112/2///61987#ABG689 | 001 | 02 | 0112/2///61987#ABG689#001 | reference to Output [14] |  |  |  |  | reference to block ABG129 | [5 empty] | CLASS_REFERENCE_TYPE(0112/2///61987#ABG129) 0112/2///61987#ABG129 - Output [14] |  |  |  |  | DEPENDENT_P_DET | [5 empty] | 0112/2///61987#ABE731 - Device LOP for thermal level switch | 0112/2///61987#ABA000 |  |  |  | Standard |  | IEC 61987 | IEC | IEC SC65E | 0112/2///61987#ABB206 - number of outputs | C00112 |  | 0112-2---61987#ABG689 | https://cdd.iec.ch/cdd/iec61987/iec61987.nsf/PropertiesAllVersions/0112-2---61987%23ABG689
0112/2///61987#ABA120 | 005 | 01 | 0112/2///61987#ABA120#005 | upper limiting value of flow velocity |  |  |  |  | highest fluid velocity to which the wetted parts of the device can be subjected without permanent impairment of its operating characteristics |  |  | m/s |  |  | REAL_MEASURE_TYPE |  |  |  |  | NON_DEPENDENT_P_DET | [5 empty] | 0112/2///61987#ABC318 - Limiting process conditions [1]0112/2///61987#ABD829 - Limiting process conditions [4]0112/2///61987#ABG350 - Limiting process conditions [8] | 0112/2///61987#ABA000 | 0112/2///62720#UAA733 - metre per second |  | 0112/2///61987#ABT509 - Velocity | Standard |  | IEC 61987 | IEC | IEC/SC 65E | - | C00112 |  | 0112-2---61987#ABA120 | https://cdd.iec.ch/cdd/iec61987/iec61987.nsf/PropertiesAllVersions/0112-2---61987%23ABA120
0112/2///61987#ABD537 | 003 | 01 | 0112/2///61987#ABD537#003 | reference upstream straight length |  |  |  |  | upstream straight length at which the performance of a device was tested, expressed in units of pipe diameter |  |  | 1 |  |  | LEVEL(MIN,NOM,MAX) OF REAL_MEASURE_TYPE |  |  |  |  | NON_DEPENDENT_P_DET | [5 empty] | 0112/2///61987#ABC574 - Reference process conditions | 0112/2///61987#ABA000 | 0112/2///62720#UAA915 - quantity of dimension one |  |  | Standard |  | IEC 61987 | IEC | IEC SC65E | - | C00112 |  | 0112-2---61987#ABD537 | https://cdd.iec.ch/cdd/iec61987/iec61987.nsf/PropertiesAllVersions/0112-2---61987%23ABD537
0112/2///61987#ABU172 | 001 | 03 | 0112/2///61987#ABU172#001 | reference to Analog current output [2] |  |  |  |  | reference to block ABC087 |  | Id specified in IEC61987-12/-13: ABC717 |  |  |  | CLASS_REFERENCE_TYPE(0112/2///61987#ABC087) 0112/2///61987#ABC087 - Analog current output [2] |  |  |  |  | DEPENDENT_P_DET | [5 empty] | 0112/2///61987#ABC665 - Type of output [2] | 0112/2///61987#ABA000 |  |  |  | Standard |  |  |  | SC65E – IEC 61987 | 0112/2///61987#ABU166 - output type [2] | C00004 |  | 0112-2---61987#ABU172 | https://cdd.iec.ch/cdd/iec61987/iec61987.nsf/PropertiesAllVersions/0112-2---61987%23ABU172
0112/2///61987#ABD398 | 005 | 02 | 0112/2///61987#ABD398#005 | reference to Vibration test condition |  |  |  |  | reference to block ABD397 | [5 empty] | CLASS_REFERENCE_TYPE(0112/2///61987#ABD397) 0112/2///61987#ABD397 - Vibration test condition |  |  |  |  | DEPENDENT_P_DET | [5 empty] | 0112/2///61987#ABC450 - Normal environmental design conditions0112/2///61987#ABD509 - Normal environmental conditions [1]0112/2///61987#ABD944 - Normal environmental conditions [2]0112/2///61987#ABD945 - Normal environmental design conditions [3]0112/2///61987#ABD946 - Normal environmental design conditions [2]0112/2///61987#ABE367 - Normal environmental conditions [4]0112/2///61987#ABE371 - Normal environmental conditions [3]0112/2///61987#ABE588 - Normal environmental conditions [5]0112/2///61987#ABC315 - Limiting environmental conditions0112/2///61987#ABD827 - Limiting environmental conditions [2]0112/2///61987#ABE589 - Limiting environmental conditions [3]0112/2///61987#ABC316 - Limiting environmental design conditions0112/2///61987#ABC449 - Normal environmental conditions | 0112/2///61987#ABA000 |  |  |  | Standard |  | IEC 61987 | IEC | IEC SC65E | 0112/2///61987#ABD396 - number of vibration test conditions | C00112 |  | 0112-2---61987#ABD398 | https://cdd.iec.ch/cdd/iec61987/iec61987.nsf/PropertiesAllVersions/0112-2---61987%23ABD398
0112/2///61987#ABA267 | 006 | 01 | 0112/2///61987#ABA267#006 | type of pressure test approval |  |  |  |  | classification of a pressure test approval according to a regulatory authority | [5 empty] | ENUM_CODE_TYPE(0112/2///61987#ABL430) |  |  |  |  | DEPENDENT_P_DET |  |  | 0112/2///61987#ABL430 | 0112/2///61987#ABM411 - general pressure test0112/2///61987#ABM412 - CRN approval0112/2///61987#ABM413 - PED approval0112/2///61987#ABM414 - KHK approval0112/2///61987#ABI407 - others |  | 0112/2///61987#ABC531 - Pressure test approval | 0112/2///61987#ABA000 |  |  |  | Standard |  |  |  | SC65E – IEC 61987 | 0112/2///61987#ABI406 - empty_property | C00091 |  | 0112-2---61987#ABA267 | https://cdd.iec.ch/cdd/iec61987/iec61987.nsf/PropertiesAllVersions/0112-2---61987%23ABA267
0112/2///61987#ABD099 | 002 | 01 | 0112/2///61987#ABD099#002 | reference to Other material properties |  |  |  |  | reference to block ABC469 | [5 empty] | CLASS_REFERENCE_TYPE(0112/2///61987#ABC469) 0112/2///61987#ABC469 - Other material properties |  |  |  |  | NON_DEPENDENT_P_DET | [5 empty] | 0112/2///61987#ABC103 - Aqueous phase0112/2///61987#ABC323 - Liquid phase0112/2///61987#ABC447 - Non-aqueous liquid phase0112/2///61987#ABC597 - Solid/particle phase [pressure]0112/2///61987#ABC598 - Solid/particle phase [flow]0112/2///61987#ABC679 - Gas/vapor phase [pressure]0112/2///61987#ABC680 - Gas/vapor phase [flow]0112/2///61987#ABG455 - Total fluid [temperature]0112/2///61987#ABG459 - Aqueous phase [level]0112/2///61987#ABG460 - Aqueous phase [density]0112/2///61987#ABG461 - Non-aqueous liquid phase [level]0112/2///61987#ABG462 - Non-aqueous liquid phase [density]0112/2///61987#ABG463 - Gas/vapor phase [level]0112/2///61987#ABG464 - Gas/vapor phase [density]0112/2///61987#ABG465 - Solid/particle phase [level]0112/2///61987#ABG466 - Solid/particle phase [density]0112/2///61987#ABH067 - Intermediate phase [level]0112/2///61987#ABH190 - Foam phase [level] | 0112/2///61987#ABA000 |  |  |  | Standard |  |  |  | SC65E – IEC 61987 | - | C00004 |  | 0112-2---61987#ABD099 | https://cdd.iec.ch/cdd/iec61987/iec61987.nsf/PropertiesAllVersions/0112-2---61987%23ABD099
0112/2///61987#ABC992 | 001 | 02 | 0112/2///61987#ABC992#001 | reference to Material of float element |  |  |  |  | reference to block ABC362 | [5 empty] | CLASS_REFERENCE_TYPE(0112/2///61987#ABC362) 0112/2///61987#ABC362 - Material of float element |  |  |  |  | NON_DEPENDENT_P_DET | [5 empty] | 0112/2///61987#ABC638 - Structural design of a variable area flow transmitter or gauge | 0112/2///61987#ABA000 |  |  |  | Standard |  |  |  | SC65E – IEC 61987 | - | C00004 |  | 0112-2---61987#ABC992 | https://cdd.iec.ch/cdd/iec61987/iec61987.nsf/PropertiesAllVersions/0112-2---61987%23ABC992
0112/2///61987#ABU859 | 001 | 01 | 0112/2///61987#ABU859#001 | reference to Type of measured variable [11] |  |  |  |  | reference to block ABF983 | [5 empty] | CLASS_REFERENCE_TYPE(0112/2///61987#ABF983) 0112/2///61987#ABF983 - Type of measured variable [11] |  |  |  |  | NON_DEPENDENT_P_DET | [5 empty] | 0112/2///61987#ABF947 - Measured variable [11] | 0112/2///61987#ABA000 |  |  |  | Standard |  | IEC 61987 | IEC | SC65E | - | C00018 | 001-01 (2018-03-28 07:27:22 by BATCH 00000762) standard | 0112-2---61987#ABU859 | https://cdd.iec.ch/cdd/iec61987/iec61987.nsf/PropertiesAllVersions/0112-2---61987%23ABU859
0112/2///61987#ABU349 | 001 | 03 | 0112/2///61987#ABU349#001 | assigned variable type [1] |  |  |  |  | process variable assigned to an input or output |  | polymorphic control property; Id specified in IEC61987-12/-13: ABA344 |  |  |  | ENUM_STRING_TYPE(0112/2///61987#ABU114(Assigned mass pulse value,Assigned actual volume pulse value,Assigned normalized volume pulse value,Assigned other variable pulse value)) |  | 0112/2///61987#ABU114 |  |  | CONDITION_DET |  |  | 0112/2///61987#ABU114 | 0112/2///61987#ABU047 - IEC61987-11 Name of Assigned mass pulse value0112/2///61987#ABU048 - IEC61987-11 Name of Assigned actual volume pulse value0112/2///61987#ABU049 - IEC61987-11 Name of Assigned normalized volume pulse value0112/2///61987#ABU050 - IEC61987-11 Name of Assigned other variable pulse value |  | 0112/2///61987#ABC118 - Assigned variable [1] | 0112/2///61987#ABA000 |  |  |  | Standard |  | IEC 61987 | IEC | IEC/SC 65E | - | C00112 |  | 0112-2---61987#ABU349 | https://cdd.iec.ch/cdd/iec61987/iec61987.nsf/PropertiesAllVersions/0112-2---61987%23ABU349
0112/2///61987#ABA620 | 004 | 01 | 0112/2///61987#ABA620#004 | type of cable |  |  |  |  | classification of a cable according to its standardized designation or fabricated form | [5 empty] | STRING_TYPE |  |  |  |  | NON_DEPENDENT_P_DET | [5 empty] | 0112/2///61987#ABC148 - Cable specification0112/2///61987#ABC170 - Connecting cable0112/2///61987#ABF335 - Connected cable | 0112/2///61987#ABA000 |  |  |  | Standard |  |  |  | SC65E – IEC 61987 | - | C00004 |  | 0112-2---61987#ABA620 | https://cdd.iec.ch/cdd/iec61987/iec61987.nsf/PropertiesAllVersions/0112-2---61987%23ABA620
0112/2///61987#ABI461 | 001 | 01 | 0112/2///61987#ABI461#001 | brand name of end connection |  |  |  |  | designation of an end connection in common industrial use given by a manufacturer | [5 empty] | STRING_TYPE |  |  |  |  | NON_DEPENDENT_P_DET | [5 empty] | 0112/2///61987#ABD863 - End connection0112/2///61987#ABU455 - End connection | 0112/2///61987#ABA000 |  |  |  | Standard |  |  |  | SC65E – IEC 61987 | - | C00019 | 001-01 (2018-03-28 07:27:17 by BATCH 00000762) standard | 0112-2---61987#ABI461 | https://cdd.iec.ch/cdd/iec61987/iec61987.nsf/PropertiesAllVersions/0112-2---61987%23ABI461
0112/2///61987#ABH738 | 001 | 01 | 0112/2///61987#ABH738#001 | reference to Calibration of voltage |  |  |  |  | reference to block ABH626 | [5 empty] | CLASS_REFERENCE_TYPE(0112/2///61987#ABH626) 0112/2///61987#ABH626 - Calibration of voltage |  |  |  |  | DEPENDENT_P_DET | [5 empty] | 0112/2///61987#ABH561 - Calibration | 0112/2///61987#ABA000 |  |  |  | Standard |  | IEC 61987 |  | SC65E – IEC 61987 | 0112/2///61987#ABH562 - calibration variable type | C00018 | 001-01 (2019-03-08 15:35:30 by BATCH 00000766) standard | 0112-2---61987#ABH738 | https://cdd.iec.ch/cdd/iec61987/iec61987.nsf/PropertiesAllVersions/0112-2---61987%23ABH738
0112/2///61987#ABH771 | 001 | 01 | 0112/2///61987#ABH771#001 | reference to Output values of mass |  |  |  |  | reference to block ABH659 | [5 empty] | CLASS_REFERENCE_TYPE(0112/2///61987#ABH659) 0112/2///61987#ABH659 - Output values of mass |  |  |  |  | NON_DEPENDENT_P_DET | [5 empty] | 0112/2///61987#ABH641 - Calibration point of mass | 0112/2///61987#ABA000 |  |  |  | Standard |  | IEC 61987 |  | SC65E – IEC 61987 | - | C00018 | 001-01 (2019-03-08 15:35:30 by BATCH 00000766) standard | 0112-2---61987#ABH771 | https://cdd.iec.ch/cdd/iec61987/iec61987.nsf/PropertiesAllVersions/0112-2---61987%23ABH771
0112/2///61987#ABU914 | 001 | 01 | 0112/2///61987#ABU914#001 | reference to Input [36] |  |  |  |  | reference to block ABV038 | [5 empty] | CLASS_REFERENCE_TYPE(0112/2///61987#ABV038) 0112/2///61987#ABV038 - Input [18] |  |  |  |  | NON_DEPENDENT_P_DET | [5 empty] | 0112/2///61987#ABE747 - Device LOP for laser level transmitter | 0112/2///61987#ABA000 |  |  |  | Standard |  | IEC 61987 | IEC | SC65E | - | C00018 | 001-01 (2018-03-28 07:27:22 by BATCH 00000762) standard | 0112-2---61987#ABU914 | https://cdd.iec.ch/cdd/iec61987/iec61987.nsf/PropertiesAllVersions/0112-2---61987%23ABU914
0112/2///61987#ABA097 | 001 | 02 | 0112/2///61987#ABA097#001 | interference immunity |  |  |  |  | electromagnetic environment in which the device is or should be designed to operate within the specified accuracy limits | [5 empty] | STRING_TYPE |  |  |  |  | NON_DEPENDENT_P_DET | [5 empty] | 0112/2///61987#ABC222 - Electromagnetic compatibility | 0112/2///61987#ABA000 |  |  |  | Standard |  |  |  | SC65E – IEC 61987 | - | C00004 |  | 0112-2---61987#ABA097 | https://cdd.iec.ch/cdd/iec61987/iec61987.nsf/PropertiesAllVersions/0112-2---61987%23ABA097
0112/2///61987#ABC869 | 004 | 01 | 0112/2///61987#ABC869#004 | reference to External cleaning in place conditions |  |  |  |  | reference to block ABC239 | [5 empty] | CLASS_REFERENCE_TYPE(0112/2///61987#ABC239) 0112/2///61987#ABC239 - External cleaning in place conditions |  |  |  |  | NON_DEPENDENT_P_DET | [5 empty] | 0112/2///61987#ABC229 - Environmental design ratings0112/2///61987#ABD511 - Environmental design ratings [1]0112/2///61987#ABD867 - Environmental design ratings [2]0112/2///61987#ABE373 - Environmental design ratings [3]0112/2///61987#ABE369 - Environmental design ratings [4]0112/2///61987#ABE587 - Environmental design ratings [5] | 0112/2///61987#ABA000 |  |  |  | Standard |  |  |  | SC65E – IEC 61987 | - | C00004 |  | 0112-2---61987#ABC869 | https://cdd.iec.ch/cdd/iec61987/iec61987.nsf/PropertiesAllVersions/0112-2---61987%23ABC869
0112/2///61987#ABP197 | 001 | 01 | 0112/2///61987#ABP197#001 | setting of acceleration alarm function |  |  |  |  | meaning of an alarm function resulting from a change of frequency for a given value of frequency change | [5 empty] | ENUM_CODE_TYPE(0112/2///61987#ABP314) |  |  |  |  | DEPENDENT_P_DET |  |  | 0112/2///61987#ABP314 | 0112/2///61987#ABM627 - high0112/2///61987#ABM625 - low0112/2///61987#ABP356 - high and low0112/2///61987#ABI407 - others |  | 0112/2///61987#ABC254 - Frequency signal on alarm | 0112/2///61987#ABA000 |  |  |  | Standard |  | IEC 61987 | IEC | IEC/SC 65E | 0112/2///61987#ABI406 - empty_property | C00128 | 001-01 (2023-01-23 14:53:53 by BATCH 00000807) standard | 0112-2---61987#ABP197 | https://cdd.iec.ch/cdd/iec61987/iec61987.nsf/PropertiesAllVersions/0112-2---61987%23ABP197
0112/2///61987#ABA337 | 001 | 04 | 0112/2///61987#ABA337#001 | lower range-limit of normalized volume flow |  |  |  |  | lowest value of normalized volume flow that a device can be adjusted to measure within its specified accuracy limits |  |  | m³/h |  |  | REAL_MEASURE_TYPE |  |  |  |  | NON_DEPENDENT_P_DET | [5 empty] | 0112/2///61987#ABC418 - Measuring range for normalized volume flow | 0112/2///61987#ABA000 | 0112/2///62720#UAA763 - metre cubed per hour |  | 0112/2///61987#ABT504 - Volume flow rate | Standard |  |  |  | SC65E – IEC 61987 | - | C00004 |  | 0112-2---61987#ABA337 | https://cdd.iec.ch/cdd/iec61987/iec61987.nsf/PropertiesAllVersions/0112-2---61987%23ABA337
0112/2///61987#ABD665 | 001 | 03 | 0112/2///61987#ABD665#001 | nominal spring range | Bench range |  |  |  | range of gauge pressure applied to the actuator within which the nominal travel is performed |  |  | bar |  |  | LEVEL(MIN,MAX) OF REAL_MEASURE_TYPE |  |  |  |  | NON_DEPENDENT_P_DET | [5 empty] | 0112/2///61987#ABE032 - Structural design of a pneumatic linear actuator0112/2///61987#ABE033 - Structural design of a pneumatic rotary actuator | 0112/2///61987#ABA000 | 0112/2///62720#UAA323 - bar |  | 0112/2///61987#ABT524 - Pressure | Standard |  |  |  |  | - | C00004 |  | 0112-2---61987#ABD665 | https://cdd.iec.ch/cdd/iec61987/iec61987.nsf/PropertiesAllVersions/0112-2---61987%23ABD665
0112/2///61987#ABE177 | 001 | 02 | 0112/2///61987#ABE177#001 | reference to Material of stem/shaft |  |  |  |  | reference to block ABD921 | [5 empty] | CLASS_REFERENCE_TYPE(0112/2///61987#ABD921) 0112/2///61987#ABD921 - Material of stem/shaft |  |  |  |  | NON_DEPENDENT_P_DET | [5 empty] | 0112/2///61987#ABE409 - Stem/shaft | 0112/2///61987#ABA000 |  |  |  | Standard |  |  |  |  | - | C00004 |  | 0112-2---61987#ABE177 | https://cdd.iec.ch/cdd/iec61987/iec61987.nsf/PropertiesAllVersions/0112-2---61987%23ABE177
0112/2///61987#ABP082 | 001 | 01 | 0112/2///61987#ABP082#001 | number of inputs [I/O module] |  |  |  |  | cardinality property for an input | [5 empty] | INT_TYPE |  |  |  |  | CONDITION_DET | [5 empty] | 0112/2///61987#ABP026 - Device LOP for I/O modules | 0112/2///61987#ABA000 |  |  |  | Standard |  | IEC 61987 | IEC | IEC/SC 65E | - | C00128 | 001-01 (2023-01-23 14:53:51 by BATCH 00000807) standard | 0112-2---61987#ABP082 | https://cdd.iec.ch/cdd/iec61987/iec61987.nsf/PropertiesAllVersions/0112-2---61987%23ABP082
0112/2///61987#ABA378 | 002 | 01 | 0112/2///61987#ABA378#002 | minimum current |  |  |  |  | lowest current that may flow or can be supplied so that a device or a device component operates within it specification |  |  | mA |  |  | REAL_MEASURE_TYPE |  |  |  |  | NON_DEPENDENT_P_DET | [5 empty] | 0112/2///61987#ABC066 - AC rating for external power0112/2///61987#ABC179 - DC rating for external power0112/2///61987#ABC212 - Electrical data for active behaviour0112/2///61987#ABC213 - Electrical data for passive behaviour | 0112/2///61987#ABA000 | 0112/2///62720#UAA775 - milliampere |  | 0112/2///61987#ABT567 - Electrical current | Standard |  |  |  | SC65E – IEC 61987 | - | C00004 |  | 0112-2---61987#ABA378 | https://cdd.iec.ch/cdd/iec61987/iec61987.nsf/PropertiesAllVersions/0112-2---61987%23ABA378
0112/2///61987#ABA359 | 001 | 04 | 0112/2///61987#ABA359#001 | upper range-value of temperature | upper range-value |  |  |  | temperature value assigned to the upper range end-value of the input or output signal |  |  | °C |  |  | REAL_MEASURE_TYPE |  |  |  |  | NON_DEPENDENT_P_DET | [5 empty] | 0112/2///61987#ABC116 - Assigned temperature range | 0112/2///61987#ABA000 | 0112/2///62720#UAA033 - degree Celsius |  | 0112/2///61987#ABT514 - Temperature | Standard |  |  |  | SC65E – IEC 61987 | - | C00004 |  | 0112-2---61987#ABA359 | https://cdd.iec.ch/cdd/iec61987/iec61987.nsf/PropertiesAllVersions/0112-2---61987%23ABA359
0112/2///61987#ABB573 | 001 | 04 | 0112/2///61987#ABB573#001 | calibrated span for temperature |  |  |  |  | difference between the upper and lower range value of temperature to which a temperature measurement instrument is adjusted and calibrated |  |  | °C |  |  | REAL_MEASURE_TYPE |  |  |  |  | NON_DEPENDENT_P_DET | [5 empty] | 0112/2///61987#ABC116 - Assigned temperature range | 0112/2///61987#ABA000 | 0112/2///62720#UAA033 - degree Celsius |  | 0112/2///61987#ABT514 - Temperature | Standard |  |  |  | SC65E – IEC 61987 | - | C00004 |  | 0112-2---61987#ABB573 | https://cdd.iec.ch/cdd/iec61987/iec61987.nsf/PropertiesAllVersions/0112-2---61987%23ABB573
0112/2///61987#ABF021 | 001 | 01 | 0112/2///61987#ABF021#001 | internal length |  |  |  |  | length available within a device |  |  | mm |  |  | REAL_MEASURE_TYPE |  |  |  |  | NON_DEPENDENT_P_DET | [5 empty] | 0112/2///61987#ABF023 - Structural design of a bypass/measuring chamber0112/2///61987#ABH145 - Bypass | 0112/2///61987#ABA000 | 0112/2///62720#UAA862 - millimetre |  | 0112/2///61987#ABT548 - Length short | Standard |  | IEC 61987 | IEC | SC65E | - | C00018 | 001-01 (2018-03-28 07:27:03 by BATCH 00000762) standard | 0112-2---61987#ABF021 | https://cdd.iec.ch/cdd/iec61987/iec61987.nsf/PropertiesAllVersions/0112-2---61987%23ABF021
0112/2///61987#ABH729 | 001 | 01 | 0112/2///61987#ABH729#001 | reference to Calibration of mass fraction |  |  |  |  | reference to block ABH617 | [5 empty] | CLASS_REFERENCE_TYPE(0112/2///61987#ABH617) 0112/2///61987#ABH617 - Calibration of mass fraction |  |  |  |  | DEPENDENT_P_DET | [5 empty] | 0112/2///61987#ABH561 - Calibration | 0112/2///61987#ABA000 |  |  |  | Standard |  | IEC 61987 |  | SC65E – IEC 61987 | 0112/2///61987#ABH562 - calibration variable type | C00018 | 001-01 (2019-03-08 15:35:30 by BATCH 00000766) standard | 0112-2---61987#ABH729 | https://cdd.iec.ch/cdd/iec61987/iec61987.nsf/PropertiesAllVersions/0112-2---61987%23ABH729
0112/2///61987#ABU969 | 001 | 01 | 0112/2///61987#ABU969#001 | reference to Binary input IEC 60947-5-6 (NAMUR) |  |  |  |  | reference to block ABC143 | [5 empty] | CLASS_REFERENCE_TYPE(0112/2///61987#ABC143) 0112/2///61987#ABC143 - Binary input IEC 60947-5-6 (NAMUR) |  |  |  |  | DEPENDENT_P_DET | [5 empty] | 0112/2///61987#ABG061 - Type of auxiliary input [12]0112/2///61987#ABG062 - Type of auxiliary input [13]0112/2///61987#ABG063 - Type of auxiliary input [14]0112/2///61987#ABG064 - Type of auxiliary input [15]0112/2///61987#ABG071 - Type of auxiliary input [22] | 0112/2///61987#ABA000 |  |  |  | Standard |  | IEC 61987 | IEC | SC65E | 0112/2///61987#ABU942 - auxiliary input type [14] | C00018 | 001-01 (2018-03-28 07:27:23 by BATCH 00000762) standard | 0112-2---61987#ABU969 | https://cdd.iec.ch/cdd/iec61987/iec61987.nsf/PropertiesAllVersions/0112-2---61987%23ABU969
0112/2///61987#ABA482 | 001 | 02 | 0112/2///61987#ABA482#001 | function of DIP switch |  |  |  |  | purpose for which the DIP switch is provided | [5 empty] | STRING_TYPE |  |  |  |  | NON_DEPENDENT_P_DET | [5 empty] | 0112/2///61987#ABC203 - DIP switch | 0112/2///61987#ABA000 |  |  |  | Standard |  |  |  | SC65E – IEC 61987 | - | C00004 |  | 0112-2---61987#ABA482 | https://cdd.iec.ch/cdd/iec61987/iec61987.nsf/PropertiesAllVersions/0112-2---61987%23ABA482
0112/2///61987#ABB382 | 003 | 01 | 0112/2///61987#ABB382#003 | thickness of measuring tube |  |  |  |  | wall thickness of a measuring tube |  |  | mm |  |  | REAL_MEASURE_TYPE |  |  |  |  | NON_DEPENDENT_P_DET | [5 empty] | 0112/2///61987#ABC246 - Flowtube assembly | 0112/2///61987#ABA000 | 0112/2///62720#UAA862 - millimetre |  | 0112/2///61987#ABT548 - Length short | Standard |  |  |  | SC65E – IEC 61987 | - | C00004 |  | 0112-2---61987#ABB382 | https://cdd.iec.ch/cdd/iec61987/iec61987.nsf/PropertiesAllVersions/0112-2---61987%23ABB382
0112/2///61987#ABE246 | 001 | 02 | 0112/2///61987#ABE246#001 | reference to Process conditions for final control elements |  |  |  |  | reference to block ABD990 | [5 empty] | CLASS_REFERENCE_TYPE(0112/2///61987#ABD990) 0112/2///61987#ABD990 - Process conditions for final control elements |  |  |  |  | NON_DEPENDENT_P_DET | [5 empty] | 0112/2///61987#ABD987 - Process case [valves] | 0112/2///61987#ABA000 |  |  |  | Standard |  |  |  |  | - | C00004 |  | 0112-2---61987#ABE246 | https://cdd.iec.ch/cdd/iec61987/iec61987.nsf/PropertiesAllVersions/0112-2---61987%23ABE246
0112/2///61987#ABU129 | 001 | 03 | 0112/2///61987#ABU129#001 | reference to Aqueous phase |  |  |  |  | reference to block ABC103 |  | Id specified in IEC61987-12/-13: ABC733 |  |  |  | CLASS_REFERENCE_TYPE(0112/2///61987#ABC103) 0112/2///61987#ABC103 - Aqueous phase |  |  |  |  | DEPENDENT_P_DET | [5 empty] | 0112/2///61987#ABC510 - Phase [flow] | 0112/2///61987#ABA000 |  |  |  | Standard |  |  |  | SC65E – IEC 61987 | 0112/2///61987#ABU127 - phase type | C00004 |  | 0112-2---61987#ABU129 | https://cdd.iec.ch/cdd/iec61987/iec61987.nsf/PropertiesAllVersions/0112-2---61987%23ABU129
0112/2///61987#ABC949 | 003 | 01 | 0112/2///61987#ABC949#003 | reference to Limiting process conditions [2] |  |  |  |  | reference to block ABC319 | [5 empty] | CLASS_REFERENCE_TYPE(0112/2///61987#ABC319) 0112/2///61987#ABC319 - Limiting process conditions [2] |  |  |  |  | NON_DEPENDENT_P_DET | [5 empty] | 0112/2///61987#ABC542 - Process design ratings [2]0112/2///61987#ABC544 - Process design ratings [4]0112/2///61987#ABG335 - Process design ratings [7]0112/2///61987#ABG337 - Process design ratings [9]0112/2///61987#ABG340 - Process design ratings [12] | 0112/2///61987#ABA000 |  |  |  | Standard |  |  |  | SC65E – IEC 61987 | - | C00004 |  | 0112-2---61987#ABC949 | https://cdd.iec.ch/cdd/iec61987/iec61987.nsf/PropertiesAllVersions/0112-2---61987%23ABC949
0112/2///61987#ABE934 | 001 | 01 | 0112/2///61987#ABE934#001 | maximum assignable quantity of pulses per value of degree of filling |  |  |  |  | lowest number of pulses assignable to quantity of pulses per pulse value of volume of degree of filling |  |  | % |  |  | REAL_MEASURE_TYPE |  |  |  |  | NON_DEPENDENT_P_DET | [5 empty] | 0112/2///61987#ABE916 - Assigned degree of filling pulse value | 0112/2///61987#ABA000 | 0112/2///62720#UAA000 - percent |  | 0112/2///61987#ABT533 - Percentage | Standard |  | IEC 61987 | IEC | SC65E | - | C00018 | 001-01 (2018-03-28 07:27:03 by BATCH 00000762) standard | 0112-2---61987#ABE934 | https://cdd.iec.ch/cdd/iec61987/iec61987.nsf/PropertiesAllVersions/0112-2---61987%23ABE934
0112/2///61987#ABD664 | 001 | 02 | 0112/2///61987#ABD664#001 | need for clarification |  |  |  |  | requirement for additional exchange of information regarding a device or a device component | [5 empty] | STRING_TYPE |  |  |  |  | NON_DEPENDENT_P_DET | [5 empty] | 0112/2///61987#ABD955 - Other process material properties [2] | 0112/2///61987#ABA000 |  |  |  | Standard |  |  |  |  | - | C00004 |  | 0112-2---61987#ABD664 | https://cdd.iec.ch/cdd/iec61987/iec61987.nsf/PropertiesAllVersions/0112-2---61987%23ABD664
0112/2///61987#ABE821 | 001 | 01 | 0112/2///61987#ABE821#001 | lower range-limit of mass |  |  |  |  | lowest value of mass that a device can be adjusted to measure within its specified accuracy limits |  |  | kg |  |  | REAL_MEASURE_TYPE |  |  |  |  | NON_DEPENDENT_P_DET | [5 empty] | 0112/2///61987#ABF002 - Measuring range for mass | 0112/2///61987#ABA000 | 0112/2///62720#UAA594 - kilogram |  | 0112/2///61987#ABT546 - Mass | Standard |  | IEC 61987 | IEC | SC65E | - | C00018 | 001-01 (2018-03-28 07:27:02 by BATCH 00000762) standard | 0112-2---61987#ABE821 | https://cdd.iec.ch/cdd/iec61987/iec61987.nsf/PropertiesAllVersions/0112-2---61987%23ABE821
0112/2///61987#ABB532 | 002 | 01 | 0112/2///61987#ABB532#002 | type of flow nozzle |  |  |  |  | classification of a flow nozzle according to its method of mounting and provision of pressure taps | [5 empty] | ENUM_CODE_TYPE(0112/2///61987#ABL414) |  |  |  |  | DEPENDENT_P_DET |  |  | 0112/2///61987#ABL414 | 0112/2///61987#ABM339 - flanged0112/2///61987#ABM340 - flanged with integral low pressure tap0112/2///61987#ABM341 - weld-in0112/2///61987#ABM342 - weld-in with integral metering taps0112/2///61987#ABM343 - mounting ring0112/2///61987#ABM344 - throat tap0112/2///61987#ABI407 - others |  | 0112/2///61987#ABC244 - Flow nozzle | 0112/2///61987#ABA000 |  |  |  | Standard |  |  |  | SC65E – IEC 61987 | 0112/2///61987#ABI406 - empty_property | C00091 |  | 0112-2---61987#ABB532 | https://cdd.iec.ch/cdd/iec61987/iec61987.nsf/PropertiesAllVersions/0112-2---61987%23ABB532
0112/2///61987#ABB139 | 004 | 01 | 0112/2///61987#ABB139#004 | number of explosion protection design approvals |  |  |  |  | @number of explosion protection design approvals |  | cardinality property |  |  |  | INT_TYPE |  |  |  |  | CONDITION_DET | [5 empty] | 0112/2///61987#ABC422 - Mechanical and electrical construction [flow transmitter]0112/2///61987#ABC423 - Mechanical and electrical construction [coriolis mass flow transmitter]0112/2///61987#ABC424 - Mechanical and electrical construction [swirl flow transmitter]0112/2///61987#ABC425 - Mechanical and electrical construction [electromagnetic flow transmitter]0112/2///61987#ABC426 - Mechanical and electrical construction [electromagnetic insertion flow transmitter]0112/2///61987#ABC427 - Mechanical and electrical construction [orifice/differential pressure flow transmitter]0112/2///61987#ABC428 - Mechanical and electrical construction [(oval) gear flow transmitter/gauge]0112/2///61987#ABC429 - Mechanical and electrical construction [piston flow transmitter/gauge]0112/2///61987#ABC430 - Mechanical and electrical construction [thermal mass flow transmitter]0112/2///61987#ABC431 - Mechanical and electrical construction [rotating element flow transmitter/gauge]0112/2///61987#ABC432 - Mechanical and electrical construction [ultrasonic flow transmitter]0112/2///61987#ABC433 - Mechanical and electrical construction [variable area flow transmitter/gauge]0112/2///61987#ABC434 - Mechanical and electrical construction [vortex flow transmitter]0112/2///61987#ABC435 - Mechanical and electrical construction [positive displacement flow transmitter/gauge]0112/2///61987#ABC436 - Mechanical and electrical construction [helix flow transmitter/gauge]0112/2///61987#ABC437 - Mechanical and electrical construction [remote/separate transmitter]0112/2///61987#ABC438 - Mechanical and electrical construction [absolute/gauge pressure transmitter]0112/2///61987#ABC439 - Mechanical and electrical construction [differential pressure transmitter]0112/2///61987#ABC440 - Mechanical and electrical construction [absolute/gauge pressure gauge]0112/2///61987#ABC441 - Mechanical and electrical construction [differential pressure gauge]0112/2///61987#ABC442 - Mechanical and electrical construction [remote seal]0112/2///61987#ABC443 - Mechanical and electrical construction [manifold]0112/2///61987#ABD929 - Mechanical and electrical construction [globe valve]0112/2///61987#ABD930 - Mechanical and electrical construction [ball valve]0112/2///61987#ABD931 - Mechanical and electrical construction [pressure reducing regulator or back pressure/excess pressure regulator]0112/2///61987#ABD932 - Mechanical and electrical construction [positioner]0112/2///61987#ABD933 - Mechanical and electrical construction [butterfly valve]0112/2///61987#ABD934 - Mechanical and electrical construction [pneumatic rotary actuator]0112/2///61987#ABD935 - Mechanical and electrical construction [plug valve]0112/2///61987#ABD936 - Mechanical and electrical construction [diaphragm/pinch valve]0112/2///61987#ABD937 - Mechanical and electrical construction [eccentric plug valve]0112/2///61987#ABD938 - Mechanical and electrical construction [pneumatic linear actuator]0112/2///61987#ABD939 - Mechanical and electrical construction [gate valve]0112/2///61987#ABD940 - Mechanical and electrical construction [valve body assembly]0112/2///61987#ABE596 - Mechanical and electrical construction [position transmitter]0112/2///61987#ABE599 - Mechanical and electrical construction [limit switch]0112/2///61987#ABE603 - Mechanical and electrical construction [solenoid valve]0112/2///61987#ABE608 - Mechanical and electrical construction [filter regulator]0112/2///61987#ABE616 - Mechanical and electrical construction [I/P converter]0112/2///61987#ABG360 - Mechanical and electrical construction [level transmitter]0112/2///61987#ABG361 - Mechanical and electrical construction [level switch]0112/2///61987#ABG362 - Mechanical and electrical construction [hydrostatic pressure level transmitter]0112/2///61987#ABG363 - Mechanical and electrical construction [displacer level transmitter/switch]0112/2///61987#ABG364 - Mechanical and electrical construction [guided-wave radar level transmitter/switch]0112/2///61987#ABG365 - Mechanical and electrical construction [float level transmitter/switch]0112/2///61987#ABG366 - Mechanical and electrical construction [capacitance level transmitter/switch]0112/2///61987#ABG367 - Mechanical and electrical construction [conductance level transmitter/switch]0112/2///61987#ABG368 - Mechanical and electrical construction [magnetic level gauge]0112/2///61987#ABG369 - Mechanical and electrical construction [nuclear level transmitter/switch]0112/2///61987#ABG370 - Mechanical and electrical construction [free-space radar level transmitter]0112/2///61987#ABG371 - Mechanical and electrical construction [plumb bob level transmitter]0112/2///61987#ABG372 - Mechanical and electrical construction [ultrasonic level transmitter]0112/2///61987#ABG373 - Mechanical and electrical construction [laser level transmitter]0112/2///61987#ABG374 - Mechanical and electrical construction [servo level transmitter ]0112/2///61987#ABG375 - Mechanical and electrical construction [separate level transmitter/switching unit]0112/2///61987#ABG376 - Mechanical and electrical construction [optical level switch]0112/2///61987#ABG377 - Mechanical and electrical construction [rotary paddle switch]0112/2///61987#ABG378 - Mechanical and electrical construction [vibrating level switch]0112/2///61987#ABG379 - Mechanical and electrical construction [ultrasonic level switch]0112/2///61987#ABG380 - Mechanical and electrical construction [microwave level switch]0112/2///61987#ABG381 - Mechanical and electrical construction [thermal level switch]0112/2///61987#ABG382 - Mechanical and electrical construction [sight level indicator]0112/2///61987#ABG383 - Mechanical and electrical construction [sight level gauge]0112/2///61987#ABG387 - Mechanical and electrical construction [temperature transmitter]0112/2///61987#ABG388 - Mechanical and electrical construction [contact temperature transmitter]0112/2///61987#ABG389 - Mechanical and electrical construction [radiation thermometer]0112/2///61987#ABG390 - Mechanical and electrical construction [separate temperature transmitter]0112/2///61987#ABG395 - Mechanical and electrical construction [temperature gauge]0112/2///61987#ABG396 - Mechanical and electrical construction [density transmitter]0112/2///61987#ABG397 - Mechanical and electrical construction [buoyancy density transmitter]0112/2///61987#ABG398 - Mechanical and electrical construction [refractive index density transmitter]0112/2///61987#ABG399 - Mechanical and electrical construction [vibrating tube density transmitter]0112/2///61987#ABG400 - Mechanical and electrical construction [radiometric density transmitter]0112/2///61987#ABG401 - Mechanical and electrical construction [vibrating fork/rod density transmitter]0112/2///61987#ABG402 - Mechanical and electrical construction [ultrasonic density transmitter]0112/2///61987#ABG403 - Mechanical and electrical construction [microwave density transmitter]0112/2///61987#ABG404 - Mechanical and electrical construction [separate density transmitter]0112/2///61987#ABP049 - Mechanical and electrical construction [I/O module] | 0112/2///61987#ABA000 |  |  |  | Standard |  |  |  | SC65E – IEC 61987 | - | C00004 |  | 0112-2---61987#ABB139 | https://cdd.iec.ch/cdd/iec61987/iec61987.nsf/PropertiesAllVersions/0112-2---61987%23ABB139
0112/2///61987#ABB071 | 003 | 01 | 0112/2///61987#ABB071#003 | type of secondary containment pressure relief |  |  |  |  | classification of a pressure relief facility of a secondary containment according to its mechanical design | [5 empty] | ENUM_CODE_TYPE(0112/2///61987#ABL535) |  |  |  |  | DEPENDENT_P_DET |  |  | 0112/2///61987#ABL535 | 0112/2///61987#ABL966 - no relief0112/2///61987#ABM758 - rupture disk0112/2///61987#ABM759 - relief valve0112/2///61987#ABM760 - thread for relief0112/2///61987#ABI407 - others |  | 0112/2///61987#ABC588 - Secondary containment | 0112/2///61987#ABA000 |  |  |  | Standard |  |  |  | SC65E – IEC 61987 | 0112/2///61987#ABI406 - empty_property | C00091 |  | 0112-2---61987#ABB071 | https://cdd.iec.ch/cdd/iec61987/iec61987.nsf/PropertiesAllVersions/0112-2---61987%23ABB071
0112/2///61987#ABH080 | 001 | 01 | 0112/2///61987#ABH080#001 | maximum angle of repose |  |  |  |  | greatest angle of repose for which a device is or must be designed to operate within its specified limits |  |  | ° |  |  | REAL_MEASURE_TYPE |  |  |  |  | NON_DEPENDENT_P_DET | [5 empty] | 0112/2///61987#ABH071 - Fluid phase design conditions0112/2///61987#ABG343 - Normal process conditions [5] | 0112/2///61987#ABA000 | 0112/2///62720#UAA024 - degree |  | 0112/2///61987#ABT580 - Angle | Standard |  | IEC 61987 | IEC | SC65E | - | C00018 | 001-01 (2018-03-28 07:27:13 by BATCH 00000762) standard | 0112-2---61987#ABH080 | https://cdd.iec.ch/cdd/iec61987/iec61987.nsf/PropertiesAllVersions/0112-2---61987%23ABH080
0112/2///61987#ABD013 | 001 | 02 | 0112/2///61987#ABD013#001 | reference to Material of probe head |  |  |  |  | reference to block ABC383 | [5 empty] | CLASS_REFERENCE_TYPE(0112/2///61987#ABC383) 0112/2///61987#ABC383 - Material of probe head |  |  |  |  | NON_DEPENDENT_P_DET | [5 empty] | 0112/2///61987#ABC243 - Fixed electromagnetic insertion flow transmitter0112/2///61987#ABC301 - Insertion thermal mass flow transmitter0112/2///61987#ABC582 - Retractable electromagnetic insertion flow transmitter0112/2///61987#ABC583 - Retractable thermal mass flow transmitter | 0112/2///61987#ABA000 |  |  |  | Standard |  |  |  | SC65E – IEC 61987 | - | C00004 |  | 0112-2---61987#ABD013 | https://cdd.iec.ch/cdd/iec61987/iec61987.nsf/PropertiesAllVersions/0112-2---61987%23ABD013
0112/2///61987#ABE094 | 002 | 02 | 0112/2///61987#ABE094#002 | reference to Digital indicator [2] |  |  |  |  | reference to block ABD850 | [5 empty] | CLASS_REFERENCE_TYPE(0112/2///61987#ABD850) 0112/2///61987#ABD850 - Digital indicator [2] |  |  |  |  | DEPENDENT_P_DET | [5 empty] | 0112/2///61987#ABE023 - Structural design [positioner]0112/2///61987#ABE609 - Structural design [filter regulator]0112/2///61987#ABE617 - Structural design [I/P converter] | 0112/2///61987#ABA000 |  |  |  | Standard |  | IEC 61987 | IEC | IEC SC65E | 0112/2///61987#ABB970 - number of digital indicators | C00112 |  | 0112-2---61987#ABE094 | https://cdd.iec.ch/cdd/iec61987/iec61987.nsf/PropertiesAllVersions/0112-2---61987%23ABE094
0112/2///61987#ABU863 | 001 | 01 | 0112/2///61987#ABU863#001 | reference to Type of measured variable [6] |  |  |  |  | reference to block ABF978 | [5 empty] | CLASS_REFERENCE_TYPE(0112/2///61987#ABF978) 0112/2///61987#ABF978 - Type of measured variable [6] |  |  |  |  | NON_DEPENDENT_P_DET | [5 empty] | 0112/2///61987#ABF942 - Measured variable [6] | 0112/2///61987#ABA000 |  |  |  | Standard |  | IEC 61987 | IEC | SC65E | - | C00018 | 001-01 (2018-03-28 07:27:22 by BATCH 00000762) standard | 0112-2---61987#ABU863 | https://cdd.iec.ch/cdd/iec61987/iec61987.nsf/PropertiesAllVersions/0112-2---61987%23ABU863
0112/2///61987#ABD562 | 002 | 01 | 0112/2///61987#ABD562#002 | description of end connection |  |  |  |  | plain text describing the end connection | [5 empty] | STRING_TYPE |  |  |  |  | NON_DEPENDENT_P_DET | [5 empty] | 0112/2///61987#ABD863 - End connection0112/2///61987#ABU455 - End connection | 0112/2///61987#ABA000 |  |  |  | Standard |  |  |  |  | - | C00004 |  | 0112-2---61987#ABD562 | https://cdd.iec.ch/cdd/iec61987/iec61987.nsf/PropertiesAllVersions/0112-2---61987%23ABD562
0112/2///61987#ABH210 | 001 | 01 | 0112/2///61987#ABH210#001 | length of antenna |  |  |  |  | length of an antenna measured from the bottom of the process connection or if appropriate, the bottom of an antenna extension tube |  |  | mm |  |  | REAL_MEASURE_TYPE |  |  |  |  | NON_DEPENDENT_P_DET | [5 empty] | 0112/2///61987#ABH208 - Structural design of an antenna | 0112/2///61987#ABA000 | 0112/2///62720#UAA862 - millimetre |  | 0112/2///61987#ABT548 - Length short | Standard |  |  |  | SC65E – IEC 61987 | - | C0018 | 001-01 (2018-03-28 07:27:14 by BATCH 00000762) standard | 0112-2---61987#ABH210 | https://cdd.iec.ch/cdd/iec61987/iec61987.nsf/PropertiesAllVersions/0112-2---61987%23ABH210
0112/2///61987#ABI649 | 001 | 01 | 0112/2///61987#ABI649#001 | BLOCK_ERROR |  |  |  |  | parameter indicating the type of error that is present in a block | [5 empty] | BINARY_TYPE | B16 |  |  |  | NON_DEPENDENT_P_DET | [5 empty] | 0112/2///61987#ABI711 - Standard parameters | 0112/2///61987#ABA000 |  |  |  | Standard |  |  |  | SC65E – IEC 61987 | - | C00018 | 001-01 (2019-03-08 15:35:33 by BATCH 00000766) standard | 0112-2---61987#ABI649 | https://cdd.iec.ch/cdd/iec61987/iec61987.nsf/PropertiesAllVersions/0112-2---61987%23ABI649
0112/2///61987#ABB727 | 002 | 01 | 0112/2///61987#ABB727#002 | accuracy of actual volume flow measuring instrument |  |  |  |  | quality which characterizes the ability of an actual volume flow measuring instrument to provide an indicated value close to a true value of the measurand under reference conditions | the accuracy is based on a statistical sample of test devices |  | m³/h |  |  | REAL_MEASURE_TYPE |  |  | IEV 311-06-08 (modified) |  | NON_DEPENDENT_P_DET | [5 empty] | 0112/2///61987#ABC057 - Absolute performance for actual volume flow0112/2///61987#ABC069 - Accuracy for a subrange of actual volume flow | 0112/2///61987#ABA000 | 0112/2///62720#UAA763 - metre cubed per hour |  | 0112/2///61987#ABT504 - Volume flow rate | Standard |  | IEC 61987 | IEC | IEC/SC 65E | - | C00112 |  | 0112-2---61987#ABB727 | https://cdd.iec.ch/cdd/iec61987/iec61987.nsf/PropertiesAllVersions/0112-2---61987%23ABB727
0112/2///61987#ABD532 | 004 | 01 | 0112/2///61987#ABD532#004 | upstream straight length |  |  |  |  | length of straight pipe upstream of a flow measuring device or valve that is available or necessary to ensure that it performs within its specified limits, expressed in units of pipe diameter |  |  | 1 |  |  | REAL_MEASURE_TYPE |  |  |  |  | NON_DEPENDENT_P_DET | [5 empty] | 0112/2///61987#ABC182 - Deployment conditions [1]0112/2///61987#ABE456 - Deployment conditions [6]0112/2///61987#ABE592 - Deployment conditions [7]0112/2///61987#ABC185 - Deployment design conditions [2] | 0112/2///61987#ABA000 | 0112/2///62720#UAA915 - quantity of dimension one |  |  | Standard |  |  |  | SC65E – IEC 61987 | - | C00019 |  | 0112-2---61987#ABD532 | https://cdd.iec.ch/cdd/iec61987/iec61987.nsf/PropertiesAllVersions/0112-2---61987%23ABD532
0112/2///61987#ABB617 | 004 | 01 | 0112/2///61987#ABB617#004 | current limitation |  |  |  |  | provision of a current limitation circuit by a device or measuring assembly | [5 empty] | STRING_TYPE |  |  |  |  | NON_DEPENDENT_P_DET | [5 empty] | 0112/2///61987#ABC218 - Electrical power input circuit | 0112/2///61987#ABA000 |  |  |  | Standard |  |  |  | SC65E – IEC 61987 | - | C00004 |  | 0112-2---61987#ABB617 | https://cdd.iec.ch/cdd/iec61987/iec61987.nsf/PropertiesAllVersions/0112-2---61987%23ABB617
0112/2///61987#ABE687 | 001 | 01 | 0112/2///61987#ABE687#001 | reference to Type of auxiliary input [20] |  |  |  |  | reference to block ABE686 | [5 empty] | CLASS_REFERENCE_TYPE(0112/2///61987#ABE686) 0112/2///61987#ABE686 - Type of auxiliary input [20] |  |  |  |  | NON_DEPENDENT_P_DET | [5 empty] | 0112/2///61987#ABE684 - Auxiliary input [20] | 0112/2///61987#ABA000 |  |  |  | Standard |  |  |  |  | - | C00016 | 001-01 (2018-03-28 07:27:01 by BATCH 00000762) standard | 0112-2---61987#ABE687 | https://cdd.iec.ch/cdd/iec61987/iec61987.nsf/PropertiesAllVersions/0112-2---61987%23ABE687
0112/2///61987#ABJ401 | 001 | 01 | 0112/2///61987#ABJ401#001 | reference to SIMULATE |  |  |  |  | reference to block ABI763 | [5 empty] | CLASS_REFERENCE_TYPE(0112/2///61987#ABI763) 0112/2///61987#ABI763 - SIMULATE |  |  |  |  | NON_DEPENDENT_P_DET | [5 empty] | 0112/2///61987#ABH876 - Analog input function block0112/2///61987#ABH888 - Analog output function block0112/2///61987#ABJ624 - PULSE_INPUT | 0112/2///61987#ABA000 |  |  |  | Standard |  |  |  | SC65E – IEC 61987 | - | C00018 | 001-01 (2019-03-08 15:35:33 by BATCH 00000766) standard | 0112-2---61987#ABJ401 | https://cdd.iec.ch/cdd/iec61987/iec61987.nsf/PropertiesAllVersions/0112-2---61987%23ABJ401
0112/2///61987#ABP220 | 001 | 01 | 0112/2///61987#ABP220#001 | reference to Analog current output [I/O module] |  |  |  |  | reference to block ABP016 | [5 empty] | CLASS_REFERENCE_TYPE(0112/2///61987#ABP016) 0112/2///61987#ABP016 - Analog current output [I/O module] |  |  |  |  | NON_DEPENDENT_P_DET | [5 empty] | 0112/2///61987#ABP052 - Output [I/O module] | 0112/2///61987#ABA000 |  |  |  | Standard |  | IEC 61987 | IEC | IEC/SC 65E | - | C00128 | 001-01 (2023-01-23 14:53:53 by BATCH 00000807) standard | 0112-2---61987#ABP220 | https://cdd.iec.ch/cdd/iec61987/iec61987.nsf/PropertiesAllVersions/0112-2---61987%23ABP220
0112/2///61987#ABA159 | 001 | 02 | 0112/2///61987#ABA159#001 | description of connection facility |  |  |  |  | plain text describing the connections to an enclosure | [5 empty] | STRING_TYPE |  |  |  |  | NON_DEPENDENT_P_DET | [5 empty] | 0112/2///61987#ABC172 - Connection facility [1]0112/2///61987#ABC173 - Connection facility [2] | 0112/2///61987#ABA000 |  |  |  | Standard |  |  |  | SC65E – IEC 61987 | - | C00004 |  | 0112-2---61987#ABA159 | https://cdd.iec.ch/cdd/iec61987/iec61987.nsf/PropertiesAllVersions/0112-2---61987%23ABA159
0112/2///61987#ABA928 | 005 | 01 | 0112/2///61987#ABA928#005 | maximum temperature of cleaning |  |  |  |  | highest temperature during cleaning that could be or should be able to be applied to a device without damaging it | The intended function of the device is not necessarily required |  | °C |  |  | REAL_MEASURE_TYPE |  |  |  |  | NON_DEPENDENT_P_DET | [5 empty] | 0112/2///61987#ABC186 - Design conditions for external cleaning in place0112/2///61987#ABC239 - External cleaning in place conditions0112/2///61987#ABH046 - External cleaning in place conditions [1] | 0112/2///61987#ABA000 | 0112/2///62720#UAA033 - degree Celsius |  | 0112/2///61987#ABT514 - Temperature | Standard |  |  |  | SC65E – IEC 61987 | - | C00004 |  | 0112-2---61987#ABA928 | https://cdd.iec.ch/cdd/iec61987/iec61987.nsf/PropertiesAllVersions/0112-2---61987%23ABA928
0112/2///61987#ABB454 | 003 | 01 | 0112/2///61987#ABB454#003 | reference internal diameter of pipe |  |  |  |  | inside diameter of a pipe which the performance of a device was tested |  |  | mm |  |  | LEVEL(MIN,NOM,MAX) OF REAL_MEASURE_TYPE |  |  |  |  | NON_DEPENDENT_P_DET | [5 empty] | 0112/2///61987#ABC574 - Reference process conditions0112/2///61987#ABG246 - Reference process conditions [2] | 0112/2///61987#ABA000 | 0112/2///62720#UAA862 - millimetre |  | 0112/2///61987#ABT548 - Length short | Standard |  |  |  | SC65E – IEC 61987 | - | C00004 |  | 0112-2---61987#ABB454 | https://cdd.iec.ch/cdd/iec61987/iec61987.nsf/PropertiesAllVersions/0112-2---61987%23ABB454
0112/2///61987#ABF827 | 001 | 01 | 0112/2///61987#ABF827#001 | reference to Ultrasonic probe |  |  |  |  | reference to block ABF520 | [5 empty] | CLASS_REFERENCE_TYPE(0112/2///61987#ABF520) 0112/2///61987#ABF520 - Ultrasonic probe |  |  |  |  | NON_DEPENDENT_P_DET | [5 empty] | 0112/2///61987#ABF433 - Structural design of an ultrasonic level switch | 0112/2///61987#ABA000 |  |  |  | Standard |  | IEC 61987 | IEC | SC65E | - | C00018 | 001-01 (2018-03-28 07:27:09 by BATCH 00000762) standard | 0112-2---61987#ABF827 | https://cdd.iec.ch/cdd/iec61987/iec61987.nsf/PropertiesAllVersions/0112-2---61987%23ABF827
0112/2///61987#ABH934 | 001 | 01 | 0112/2///61987#ABH934#001 | number of configuration parameter sets |  |  |  |  | cardinality property for a configuration parameter block | [5 empty] | INT_TYPE |  |  |  |  | CONDITION_DET | [5 empty] | 0112/2///61987#ABH838 - Digital communication parameters | 0112/2///61987#ABA000 |  |  |  | Standard |  |  |  | SC65E – IEC 61987 | - | C00018 | 001-01 (2019-03-08 15:35:31 by BATCH 00000766) standard | 0112-2---61987#ABH934 | https://cdd.iec.ch/cdd/iec61987/iec61987.nsf/PropertiesAllVersions/0112-2---61987%23ABH934
0112/2///61987#ABE808 | 001 | 01 | 0112/2///61987#ABE808#001 | number of accuracies for a subrange of volume fraction |  |  |  |  | @number of accuracies for a subrange of volume fraction |  | Cardinality property |  |  |  | INT_TYPE |  |  |  |  | CONDITION_DET | [5 empty] | 0112/2///61987#ABE793 - Absolute performance for volume fraction | 0112/2///61987#ABA000 |  |  |  | Standard |  | IEC 61987 | IEC | SC65E | - | C00018 | 001-01 (2018-03-28 07:27:02 by BATCH 00000762) standard | 0112-2---61987#ABE808 | https://cdd.iec.ch/cdd/iec61987/iec61987.nsf/PropertiesAllVersions/0112-2---61987%23ABE808
0112/2///61987#ABF074 | 001 | 01 | 0112/2///61987#ABF074#001 | calibrated span for resistance |  |  |  |  | difference between the upper and lower range value of resistance to which a resistance measurement instrument is adjusted and calibrated |  |  | Ω |  |  | REAL_MEASURE_TYPE |  |  |  |  | NON_DEPENDENT_P_DET | [5 empty] | 0112/2///61987#ABF066 - Assigned resistance range | 0112/2///61987#ABA000 | 0112/2///62720#UAA017 - ohm |  | 0112/2///61987#ABT564 - Electrical resistance | Standard |  | IEC 61987 | IEC | SC65E | - | C00019 | 001-01 (2018-03-28 07:27:04 by BATCH 00000762) standard | 0112-2---61987#ABF074 | https://cdd.iec.ch/cdd/iec61987/iec61987.nsf/PropertiesAllVersions/0112-2---61987%23ABF074
0112/2///61987#ABF139 | 002 | 01 | 0112/2///61987#ABF139#002 | style of probe |  |  |  |  | classification of a probe according to its method of fixation | [5 empty] | ENUM_CODE_TYPE(0112/2///61987#ABL277) |  |  |  |  | DEPENDENT_P_DET |  |  | 0112/2///61987#ABL277 | 0112/2///61987#ABL849 - adjustable probe0112/2///61987#ABL850 - fixed probe0112/2///61987#ABI407 - others |  | 0112/2///61987#ABF136 - Structural design of a capacitance level transmitter/switch0112/2///61987#ABF155 - Single electrode probe | 0112/2///61987#ABA000 |  |  |  | Standard |  | IEC 61987 | IEC | SC65E | 0112/2///61987#ABI406 - empty_property | C00091 |  | 0112-2---61987#ABF139 | https://cdd.iec.ch/cdd/iec61987/iec61987.nsf/PropertiesAllVersions/0112-2---61987%23ABF139
0112/2///61987#ABB240 | 004 | 01 | 0112/2///61987#ABB240#004 | assigned address |  |  |  |  | for a device, the digital address that is selected and set | [5 empty] | STRING_TYPE |  |  |  |  | NON_DEPENDENT_P_DET | [5 empty] | 0112/2///61987#ABC511 - Physical layer | 0112/2///61987#ABA000 |  |  |  | Standard |  |  |  | SC65E – IEC 61987 | - | C00004 |  | 0112-2---61987#ABB240 | https://cdd.iec.ch/cdd/iec61987/iec61987.nsf/PropertiesAllVersions/0112-2---61987%23ABB240
0112/2///61987#ABE473 | 001 | 01 | 0112/2///61987#ABE473#001 | lower range-limit of angle |  |  |  |  | lowest value of the angle that the device can be adjusted to measure within the specified accuracy limits |  |  | ° |  |  | REAL_MEASURE_TYPE |  |  |  |  | NON_DEPENDENT_P_DET | [5 empty] | 0112/2///61987#ABE567 - Measuring range for travel | 0112/2///61987#ABA000 | 0112/2///62720#UAA024 - degree |  | 0112/2///61987#ABT580 - Angle | Standard |  | IEC 61987 | IEC | SC65E | - | C00016 | 001-01 (2018-03-28 07:27:00 by BATCH 00000762) standard | 0112-2---61987#ABE473 | https://cdd.iec.ch/cdd/iec61987/iec61987.nsf/PropertiesAllVersions/0112-2---61987%23ABE473
0112/2///61987#ABU528 | 001 | 02 | 0112/2///61987#ABU528#001 | reference to Device LOP for positioner |  |  |  |  | reference to block ABE321 | [5 empty] | CLASS_REFERENCE_TYPE(0112/2///61987#ABE321) 0112/2///61987#ABE321 - Device LOP for positioner |  |  |  |  | NON_DEPENDENT_P_DET | [5 empty] | 0112/2///61987#ABD367 - Positioner | 0112/2///61987#ABA000 |  |  |  | Standard |  |  |  |  | - | C00004 |  | 0112-2---61987#ABU528 | https://cdd.iec.ch/cdd/iec61987/iec61987.nsf/PropertiesAllVersions/0112-2---61987%23ABU528
0112/2///61987#ABG904 | 001 | 01 | 0112/2///61987#ABG904#001 | reference to Normal process conditions [6] |  |  |  |  | reference to block ABG344 | [5 empty] | CLASS_REFERENCE_TYPE(0112/2///61987#ABG344) 0112/2///61987#ABG344 - Normal process conditions [6] |  |  |  |  | NON_DEPENDENT_P_DET | [5 empty] | 0112/2///61987#ABG341 - Process design ratings [13] | 0112/2///61987#ABA000 |  |  |  | Standard |  | IEC 61987 | IEC | SC65E | - | C00018 | 001-01 (2018-03-28 07:27:11 by BATCH 00000762) standard | 0112-2---61987#ABG904 | https://cdd.iec.ch/cdd/iec61987/iec61987.nsf/PropertiesAllVersions/0112-2---61987%23ABG904
0112/2///61987#ABP281 | 001 | 01 | 0112/2///61987#ABP281#001 | reference to AC rating for external power |  |  |  |  | reference to block ABC066 | [5 empty] | CLASS_REFERENCE_TYPE(0112/2///61987#ABC066) 0112/2///61987#ABC066 - AC rating for external power |  |  |  |  | DEPENDENT_P_DET | [5 empty] | 0112/2///61987#ABC141 - Binary transistor/triac output0112/2///61987#ABC144 - Binary relay output0112/2///61987#ABC555 - Pulse/frequency input/output parameters0112/2///61987#ABP021 - Binary input [I/O module]0112/2///61987#ABP031 - Frequency input parameters [I/O module]0112/2///61987#ABP301 - Binary valve output | 0112/2///61987#ABA000 |  |  |  | Standard |  | IEC 61987 | IEC | IEC/SC 65E | 0112/2///61987#ABP079 - number of AC ratings for external power | C00128 | 001-01 (2023-01-23 14:53:53 by BATCH 00000807) standard | 0112-2---61987#ABP281 | https://cdd.iec.ch/cdd/iec61987/iec61987.nsf/PropertiesAllVersions/0112-2---61987%23ABP281
0112/2///61987#ABF137 | 002 | 01 | 0112/2///61987#ABF137#002 | type of probe |  |  |  |  | classification of a probe according to its mechanical construction | [5 empty] | ENUM_CODE_TYPE(0112/2///61987#ABL600) |  |  |  |  | DEPENDENT_P_DET |  |  | 0112/2///61987#ABL600 | 0112/2///61987#ABN020 - rod probe0112/2///61987#ABN021 - cable probe0112/2///61987#ABM235 - double rod probe0112/2///61987#ABM232 - double cable probe0112/2///61987#ABN024 - rod probe with grounding tube0112/2///61987#ABI407 - others |  | 0112/2///61987#ABF136 - Structural design of a capacitance level transmitter/switch0112/2///61987#ABF154 - Structural design of a conductance level transmitter/switch0112/2///61987#ABF157 - Measuring/grounding probe0112/2///61987#ABF283 - Structural design of an optical level switch0112/2///61987#ABF285 - Structural design of a thermal level switch0112/2///61987#ABF542 - Laser probe0112/2///61987#ABF632 - Structural design of a refractive index density transmitter | 0112/2///61987#ABA000 |  |  |  | Standard |  | IEC 61987 | IEC | SC65E | 0112/2///61987#ABI406 - empty_property | C00091 |  | 0112-2---61987#ABF137 | https://cdd.iec.ch/cdd/iec61987/iec61987.nsf/PropertiesAllVersions/0112-2---61987%23ABF137
0112/2///61987#ABB694 | 001 | 04 | 0112/2///61987#ABB694#001 | maximum influence of vibration on span |  |  |  |  | change in output caused by vibration, as the result of a vibration test | Testing is described in IEC 61298-3 |  | % |  |  | REAL_MEASURE_TYPE |  |  | IEC 61298-3, chapter 7 |  | NON_DEPENDENT_P_DET | [5 empty] | 0112/2///61987#ABC277 - Influence of external quantities expressed as a percentage for pressure0112/2///61987#ABJ593 - Influence of external quantities expressed as a percentage [5]0112/2///61987#ABC276 - Influence of external quantities expressed as a percentage0112/2///61987#ABD890 - Influence of external quantities expressed as a percentage [2]0112/2///61987#ABG313 - Influence of external quantities expressed as a percentage [3]0112/2///61987#ABG314 - Influence of external quantities expressed as a percentage [4] | 0112/2///61987#ABA000 | 0112/2///62720#UAA000 - percent |  | 0112/2///61987#ABT533 - Percentage | Standard |  |  |  | SC65E – IEC 61987 | - | C00004 |  | 0112-2---61987#ABB694 | https://cdd.iec.ch/cdd/iec61987/iec61987.nsf/PropertiesAllVersions/0112-2---61987%23ABB694
0112/2///61987#ABP217 | 001 | 01 | 0112/2///61987#ABP217#001 | reference to Accuracy expressed as a percentage [I/O module] |  |  |  |  | reference to block ABP013 | [5 empty] | CLASS_REFERENCE_TYPE(0112/2///61987#ABP013) 0112/2///61987#ABP013 - Accuracy expressed as a percentage [I/O module] |  |  |  |  | NON_DEPENDENT_P_DET | [5 empty] | 0112/2///61987#ABP053 - Percentage performance [I/O module] | 0112/2///61987#ABA000 |  |  |  | Standard |  | IEC 61987 | IEC | IEC/SC 65E | - | C00128 | 001-01 (2023-01-23 14:53:53 by BATCH 00000807) standard | 0112-2---61987#ABP217 | https://cdd.iec.ch/cdd/iec61987/iec61987.nsf/PropertiesAllVersions/0112-2---61987%23ABP217
0112/2///61987#ABC906 | 001 | 02 | 0112/2///61987#ABC906#001 | reference to Influence of external quantities expressed as a percentage |  |  |  |  | reference to block ABC276 | [5 empty] | CLASS_REFERENCE_TYPE(0112/2///61987#ABC276) 0112/2///61987#ABC276 - Influence of external quantities expressed as a percentage |  |  |  |  | NON_DEPENDENT_P_DET | [5 empty] | 0112/2///61987#ABC068 - Accuracy expressed as a percentage [2] | 0112/2///61987#ABA000 |  |  |  | Standard |  |  |  | SC65E – IEC 61987 | - | C00004 |  | 0112-2---61987#ABC906 | https://cdd.iec.ch/cdd/iec61987/iec61987.nsf/PropertiesAllVersions/0112-2---61987%23ABC906
0112/2///61987#ABH727 | 001 | 01 | 0112/2///61987#ABH727#001 | reference to Calibration of concentration |  |  |  |  | reference to block ABH615 | [5 empty] | CLASS_REFERENCE_TYPE(0112/2///61987#ABH615) 0112/2///61987#ABH615 - Calibration of concentration |  |  |  |  | DEPENDENT_P_DET | [5 empty] | 0112/2///61987#ABH561 - Calibration | 0112/2///61987#ABA000 |  |  |  | Standard |  | IEC 61987 |  | SC65E – IEC 61987 | 0112/2///61987#ABH562 - calibration variable type | C00018 | 001-01 (2019-03-08 15:35:30 by BATCH 00000766) standard | 0112-2---61987#ABH727 | https://cdd.iec.ch/cdd/iec61987/iec61987.nsf/PropertiesAllVersions/0112-2---61987%23ABH727
0112/2///61987#ABP254 | 001 | 01 | 0112/2///61987#ABP254#001 | reference to mV input [I/O module] |  |  |  |  | reference to block ABP050 | [5 empty] | CLASS_REFERENCE_TYPE(0112/2///61987#ABP050) 0112/2///61987#ABP050 - mV input [I/O module] |  |  |  |  | NON_DEPENDENT_P_DET | [5 empty] | 0112/2///61987#ABP044 - Input [I/O module] | 0112/2///61987#ABA000 |  |  |  | Standard |  | IEC 61987 | IEC | IEC/SC 65E | - | C00128 | 001-01 (2023-01-23 14:53:53 by BATCH 00000807) standard | 0112-2---61987#ABP254 | https://cdd.iec.ch/cdd/iec61987/iec61987.nsf/PropertiesAllVersions/0112-2---61987%23ABP254
0112/2///61987#ABB776 | 002 | 01 | 0112/2///61987#ABB776#002 | reference base for additional inaccuracy for analog output |  |  |  |  | basis for stating an additional error for analog output | [5 empty] | ENUM_CODE_TYPE(0112/2///61987#ABJ764) |  |  |  |  | DEPENDENT_P_DET |  |  | 0112/2///61987#ABJ764 | 0112/2///61987#ABL009 - relative to calibrated span0112/2///61987#ABL010 - relative to full scale0112/2///61987#ABL011 - relative to measured value0112/2///61987#ABL012 - relative to measuring upper range-limit0112/2///61987#ABL013 - relative to span0112/2///61987#ABI407 - others |  | 0112/2///61987#ABC057 - Absolute performance for actual volume flow0112/2///61987#ABC058 - Absolute performance for density0112/2///61987#ABC059 - Absolute performance for dynamic viscosity0112/2///61987#ABC060 - Absolute performance for flow velocity0112/2///61987#ABC061 - Absolute performance for mass flow0112/2///61987#ABC062 - Absolute performance for normalized volume flow0112/2///61987#ABC063 - Absolute performance for other variable0112/2///61987#ABC064 - Absolute performance for pressure0112/2///61987#ABC065 - Absolute performance for temperature0112/2///61987#ABE792 - Absolute performance for concentration0112/2///61987#ABE793 - Absolute performance for volume fraction0112/2///61987#ABE826 - Absolute performance for level0112/2///61987#ABE836 - Absolute performance for volume0112/2///61987#ABE846 - Absolute performance for mass0112/2///61987#ABE856 - Absolute performance for degree of filling0112/2///61987#ABE866 - Absolute performance for point level0112/2///61987#ABE939 - Absolute performance for ullage0112/2///61987#ABF075 - Absolute performance for voltage0112/2///61987#ABF076 - Absolute performance for resistance0112/2///61987#ABF109 - Absolute performance for temperature [2]0112/2///61987#ABF608 - Absolute performance for mass fraction0112/2///61987#ABG319 - Absolute performance for temperature [3]0112/2///61987#ABG318 - Absolute performance for density [2]0112/2///61987#ABC068 - Accuracy expressed as a percentage [2]0112/2///61987#ABP011 - Absolute performance for temperature [I/O module] | 0112/2///61987#ABA000 |  |  |  | Standard |  |  |  | SC65E – IEC 61987 | 0112/2///61987#ABI406 - empty_property | C00091 |  | 0112-2---61987#ABB776 | https://cdd.iec.ch/cdd/iec61987/iec61987.nsf/PropertiesAllVersions/0112-2---61987%23ABB776
0112/2///61987#ABD526 | 004 | 01 | 0112/2///61987#ABD526#004 | reference standard for quality of fluid |  |  |  |  | standard on which the statement of the fluid quality is based | [5 empty] | STRING_TYPE |  |  |  |  | NON_DEPENDENT_P_DET | [5 empty] | 0112/2///61987#ABC519 - Pneumatic/hydraulic supply [1]0112/2///61987#ABC520 - Pneumatic/hydraulic supply [2] | 0112/2///61987#ABA000 |  |  |  | Standard |  |  |  | SC65E – IEC 61987 | - | C00004 |  | 0112-2---61987#ABD526 | https://cdd.iec.ch/cdd/iec61987/iec61987.nsf/PropertiesAllVersions/0112-2---61987%23ABD526
0112/2///61987#ABH262 | 001 | 01 | 0112/2///61987#ABH262#001 | minimum temperature of fluid |  |  |  |  | lowest temperature that a pneumatic or hydraulic fluid of a pneumatic or hydraulic supply may have |  |  | °C |  |  | REAL_MEASURE_TYPE |  |  |  |  | NON_DEPENDENT_P_DET | [5 empty] | 0112/2///61987#ABC520 - Pneumatic/hydraulic supply [2] | 0112/2///61987#ABA000 | 0112/2///62720#UAA033 - degree Celsius |  | 0112/2///61987#ABT514 - Temperature | Standard |  | IEC 61987 | IEC | IEC/SC 65E | - | C00128 | 001-01 (2023-01-23 14:53:51 by BATCH 00000807) standard | 0112-2---61987#ABH262 | https://cdd.iec.ch/cdd/iec61987/iec61987.nsf/PropertiesAllVersions/0112-2---61987%23ABH262
0112/2///61987#ABD557 | 001 | 03 | 0112/2///61987#ABD557#001 | control input for valve closed |  |  |  |  | control signal expressed as percentage of the signal range for fully closing a valve |  |  | % |  |  | REAL_MEASURE_TYPE |  |  |  |  | NON_DEPENDENT_P_DET | [5 empty] | 0112/2///61987#ABD963 - Parameters of positioner | 0112/2///61987#ABA000 | 0112/2///62720#UAA000 - percent |  |  | Standard |  |  |  |  | - | C00004 |  | 0112-2---61987#ABD557 | https://cdd.iec.ch/cdd/iec61987/iec61987.nsf/PropertiesAllVersions/0112-2---61987%23ABD557
0112/2///61987#ABH111 | 001 | 01 | 0112/2///61987#ABH111#001 | length of minor axis |  |  |  |  | length of the shortest diameter of an ellipse |  |  | mm |  |  | REAL_MEASURE_TYPE |  |  |  |  | NON_DEPENDENT_P_DET | [5 empty] | 0112/2///61987#ABH108 - Shell0112/2///61987#ABH113 - Head | 0112/2///61987#ABA000 | 0112/2///62720#UAA862 - millimetre |  | 0112/2///61987#ABT548 - Length short | Standard |  | IEC 61987 | IEC | SC65E | - | C00018 | 001-01 (2018-03-28 07:27:13 by BATCH 00000762) standard | 0112-2---61987#ABH111 | https://cdd.iec.ch/cdd/iec61987/iec61987.nsf/PropertiesAllVersions/0112-2---61987%23ABH111
0112/2///61987#ABH317 | 001 | 01 | 0112/2///61987#ABH317#001 | reference to Window for radiation |  |  |  |  | reference to block ABH247 | [5 empty] | CLASS_REFERENCE_TYPE(0112/2///61987#ABH247) 0112/2///61987#ABH247 - Window for radiation |  |  |  |  | NON_DEPENDENT_P_DET | [5 empty] | 0112/2///61987#ABH258 - Radiation thermometer parameters | 0112/2///61987#ABA000 |  |  |  | Standard |  | IEC 61987 | IEC | SC65E | - | C00019 | 001-01 (2018-03-28 07:27:14 by BATCH 00000762) standard | 0112-2---61987#ABH317 | https://cdd.iec.ch/cdd/iec61987/iec61987.nsf/PropertiesAllVersions/0112-2---61987%23ABH317
0112/2///61987#ABA428 | 001 | 04 | 0112/2///61987#ABA428#001 | quantity of pulses per pulse value of actual volume |  |  |  |  | number of pulses assigned per unit of actual volume |  |  | 1/l |  |  | REAL_MEASURE_TYPE |  |  |  |  | NON_DEPENDENT_P_DET | [5 empty] | 0112/2///61987#ABC106 - Assigned actual volume pulse value | 0112/2///61987#ABA000 | 0112/2///62720#UAA667 - reciprocal litre |  | 0112/2///61987#ABT534 - Per volume | Standard |  |  |  | SC65E – IEC 61987 | - | C00004 |  | 0112-2---61987#ABA428 | https://cdd.iec.ch/cdd/iec61987/iec61987.nsf/PropertiesAllVersions/0112-2---61987%23ABA428
0112/2///61987#ABI119 | 001 | 01 | 0112/2///61987#ABI119#001 | ALARM_LOW_LIMIT |  |  |  |  | parameter setting the value for the lower warning limit for the primary input | [5 empty] | REAL_TYPE |  |  | IEC 6804-2 MOD |  | NON_DEPENDENT_P_DET | [5 empty] | 0112/2///61987#ABH876 - Analog input function block0112/2///61987#ABH885 - Control function block | 0112/2///61987#ABA000 |  |  |  | Standard |  |  |  | SC65E – IEC 61987 | - | C00018 | 001-01 (2019-03-08 15:35:31 by BATCH 00000766) standard | 0112-2---61987#ABI119 | https://cdd.iec.ch/cdd/iec61987/iec61987.nsf/PropertiesAllVersions/0112-2---61987%23ABI119
0112/2///61987#ABF219 | 002 | 01 | 0112/2///61987#ABF219#002 | type of drain valve |  |  |  |  | classification of the drain valve according to its mechanical design | [5 empty] | ENUM_CODE_TYPE(0112/2///61987#ABJ795) |  |  |  |  | DEPENDENT_P_DET |  |  | 0112/2///61987#ABJ795 | 0112/2///61987#ABL224 - plug-type0112/2///61987#ABL225 - screw-type0112/2///61987#ABI407 - others |  | 0112/2///61987#ABF023 - Structural design of a bypass/measuring chamber | 0112/2///61987#ABA000 |  |  |  | Standard |  | IEC 61987 | IEC | SC65E | 0112/2///61987#ABI406 - empty_property | C00091 |  | 0112-2---61987#ABF219 | https://cdd.iec.ch/cdd/iec61987/iec61987.nsf/PropertiesAllVersions/0112-2---61987%23ABF219
0112/2///61987#ABB151 | 001 | 03 | 0112/2///61987#ABB151#001 | cos (phi) |  |  |  |  | cosine of the phase angle between voltage and current in sinusoidal alternating current voltages |  |  | 1 |  |  | REAL_MEASURE_TYPE |  |  |  |  | NON_DEPENDENT_P_DET | [5 empty] | 0112/2///61987#ABC066 - AC rating for external power | 0112/2///61987#ABA000 | 0112/2///62720#UAA915 - quantity of dimension one |  |  | Standard |  |  |  | SC65E – IEC 61987 | - | C00019 |  | 0112-2---61987#ABB151 | https://cdd.iec.ch/cdd/iec61987/iec61987.nsf/PropertiesAllVersions/0112-2---61987%23ABB151
0112/2///61987#ABA481 | 002 | 01 | 0112/2///61987#ABA481#002 | type of DIP Switch |  |  |  |  | classification of a DIP switch according to the number of individual switches | [5 empty] | ENUM_CODE_TYPE(0112/2///61987#ABL263) |  |  |  |  | DEPENDENT_P_DET |  |  | 0112/2///61987#ABL263 | 0112/2///61987#ABL780 - 4-gang0112/2///61987#ABL781 - 8-gang0112/2///61987#ABI407 - others |  | 0112/2///61987#ABC203 - DIP switch | 0112/2///61987#ABA000 |  |  |  | Standard |  |  |  | SC65E – IEC 61987 | 0112/2///61987#ABI406 - empty_property | C00091 |  | 0112-2---61987#ABA481 | https://cdd.iec.ch/cdd/iec61987/iec61987.nsf/PropertiesAllVersions/0112-2---61987%23ABA481
0112/2///61987#ABD593 | 001 | 04 | 0112/2///61987#ABD593#001 | full stroke time (t98) to close |  |  |  |  | for a step input signal and at rated supply pressure, time needed by a valve to reach 98% of rated travel to close |  |  | s |  |  | REAL_MEASURE_TYPE |  |  |  |  | NON_DEPENDENT_P_DET | [5 empty] | 0112/2///61987#ABD973 - Performance [10] | 0112/2///61987#ABA000 | 0112/2///62720#UAA972 - second |  | 0112/2///61987#ABT510 - Time/time duration short | Standard |  |  |  |  | - | C00004 |  | 0112-2---61987#ABD593 | https://cdd.iec.ch/cdd/iec61987/iec61987.nsf/PropertiesAllVersions/0112-2---61987%23ABD593
0112/2///61987#ABH123 | 001 | 01 | 0112/2///61987#ABH123#001 | angle of inclusion of cone |  |  |  |  | angle subtended at the vertex of a cone by two diametrically opposed surfaces |  |  | ° |  |  | REAL_MEASURE_TYPE |  |  |  |  | NON_DEPENDENT_P_DET | [5 empty] | 0112/2///61987#ABH113 - Head | 0112/2///61987#ABA000 | 0112/2///62720#UAA024 - degree |  | 0112/2///61987#ABT580 - Angle | Standard |  | IEC 61987 | IEC | SC65E | - | C00018 | 001-01 (2018-03-28 07:27:13 by BATCH 00000762) standard | 0112-2---61987#ABH123 | https://cdd.iec.ch/cdd/iec61987/iec61987.nsf/PropertiesAllVersions/0112-2---61987%23ABH123
0112/2///61987#ABH754 | 001 | 02 | 0112/2///61987#ABH754#001 | reference to Calibration point of volume |  |  |  |  | reference to block ABH642 | [5 empty] | CLASS_REFERENCE_TYPE(0112/2///61987#ABH642) 0112/2///61987#ABH642 - Calibration point of volume |  |  |  |  | DEPENDENT_P_DET | [5 empty] | 0112/2///61987#ABH624 - Calibration of volume | 0112/2///61987#ABA000 |  |  |  | Standard |  | IEC 61987 | IEC | IEC SC65E | 0112/2///61987#ABH594 - number of calibration points | C00112 |  | 0112-2---61987#ABH754 | https://cdd.iec.ch/cdd/iec61987/iec61987.nsf/PropertiesAllVersions/0112-2---61987%23ABH754
0112/2///61987#ABC995 | 001 | 02 | 0112/2///61987#ABC995#001 | reference to Material of flow tube probe seal |  |  |  |  | reference to block ABC365 | [5 empty] | CLASS_REFERENCE_TYPE(0112/2///61987#ABC365) 0112/2///61987#ABC365 - Material of flow tube probe seal |  |  |  |  | NON_DEPENDENT_P_DET | [5 empty] | 0112/2///61987#ABC288 - Inline thermal mass flow transmitter | 0112/2///61987#ABA000 |  |  |  | Standard |  |  |  | SC65E – IEC 61987 | - | C00004 |  | 0112-2---61987#ABC995 | https://cdd.iec.ch/cdd/iec61987/iec61987.nsf/PropertiesAllVersions/0112-2---61987%23ABC995
0112/2///61987#ABI457 | 003 | 01 | 0112/2///61987#ABI457#003 | style of end connection |  |  |  |  | classification of an end connection according to its mechanical design | [5 empty] | ENUM_CODE_TYPE(0112/2///61987#ABJ732) |  |  |  |  | DEPENDENT_P_DET |  |  | 0112/2///61987#ABJ732 | 0112/2///61987#ABK274 - plate flange for welding0112/2///61987#ABK275 - loose plate flange with weld-on plate collar or lapped pipe end0112/2///61987#ABK276 - loose plate flange with weld ring neck0112/2///61987#ABK277 - loose plate flange with pressed collar with long neck0112/2///61987#ABK278 - loose plate flange with pressed collar0112/2///61987#ABK279 - loose plate flange with weld-neck collar0112/2///61987#ABK280 - blind flange0112/2///61987#ABK281 - weld-neck flange (WN)0112/2///61987#ABK282 - hubbed slip-on flange for welding0112/2///61987#ABK283 - hubbed threaded flange0112/2///61987#ABK284 - integral flange0112/2///61987#ABK285 - weld-on plate collar0112/2///61987#ABK286 - lapped pipe end0112/2///61987#ABK287 - weld-neck collar0112/2///61987#ABK288 - weldring neck0112/2///61987#ABK289 - pressed collar with long neck0112/2///61987#ABK290 - pressed collar0112/2///61987#ABK291 - female straight thread0112/2///61987#ABK292 - female tapered thread0112/2///61987#ABK293 - male straight thread0112/2///61987#ABK294 - male tapered thread0112/2///61987#ABK295 - threaded flange (TF)0112/2///61987#ABK296 - socket weld flange (SW)0112/2///61987#ABK297 - lapped joint flange (LJ)0112/2///61987#ABK298 - slip-on welding flange (SO)0112/2///61987#ABK299 - slip-on flange hub (SOH)0112/2///61987#ABK300 - slip-on flange plate (SOP)0112/2///61987#ABK301 - loose flange0112/2///61987#ABI407 - others |  | 0112/2///61987#ABD863 - End connection0112/2///61987#ABU455 - End connection | 0112/2///61987#ABA000 |  |  |  | Standard |  |  |  | SC65E – IEC 61987 | 0112/2///61987#ABI406 - empty_property | C00091 |  | 0112-2---61987#ABI457 | https://cdd.iec.ch/cdd/iec61987/iec61987.nsf/PropertiesAllVersions/0112-2---61987%23ABI457
0112/2///61987#ABH285 | 001 | 01 | 0112/2///61987#ABH285#001 | reference to Strapping table |  |  |  |  | reference to block ABH095 | [5 empty] | CLASS_REFERENCE_TYPE(0112/2///61987#ABH095) 0112/2///61987#ABH095 - Strapping table |  |  |  |  | NON_DEPENDENT_P_DET | [5 empty] | 0112/2///61987#ABH091 - Overall construction | 0112/2///61987#ABA000 |  |  |  | Standard |  | IEC 61987 | IEC | SC65E | - | C00018 | 001-01 (2018-03-28 07:27:14 by BATCH 00000762) standard | 0112-2---61987#ABH285 | https://cdd.iec.ch/cdd/iec61987/iec61987.nsf/PropertiesAllVersions/0112-2---61987%23ABH285
0112/2///61987#ABA036 | 001 | 02 | 0112/2///61987#ABA036#001 | reference to E-mail |  |  |  |  | reference to block ABA395 | [5 empty] | CLASS_REFERENCE_TYPE(0112/2///61987#ABA395) 0112/2///61987#ABA395 - E-mail |  |  |  |  | DEPENDENT_P_DET | [5 empty] | 0112/2///61987#ABI571 - Address0112/2///61987#ABI572 - Contact information | 0112/2///61987#ABA000 |  |  |  | Standard |  | IEC 61987 | IEC | IEC SC65E | 0112/2///61987#ABA033 - number of e-mails | C00112 |  | 0112-2---61987#ABA036 | https://cdd.iec.ch/cdd/iec61987/iec61987.nsf/PropertiesAllVersions/0112-2---61987%23ABA036
0112/2///61987#ABU233 | 001 | 03 | 0112/2///61987#ABU233#001 | reference to Resistance temperature detector/thermocouple input |  |  |  |  | reference to block ABC580 |  | Id specified in IEC61987-12/-13: ABD206 |  |  |  | CLASS_REFERENCE_TYPE(0112/2///61987#ABC580) 0112/2///61987#ABC580 - RTD/thermocouple input |  |  |  |  | DEPENDENT_P_DET | [5 empty] | 0112/2///61987#ABC056 - Type of auxiliary input [5] | 0112/2///61987#ABA000 |  |  |  | Standard |  |  |  | SC65E – IEC 61987 | 0112/2///61987#ABU230 - auxiliary input type [5] | C00004 |  | 0112-2---61987#ABU233 | https://cdd.iec.ch/cdd/iec61987/iec61987.nsf/PropertiesAllVersions/0112-2---61987%23ABU233
0112/2///61987#ABB001 | 003 | 01 | 0112/2///61987#ABB001#003 | reference process material |  |  |  |  | process material with which the performance of a device was tested | [5 empty] | STRING_TYPE |  |  |  |  | NON_DEPENDENT_P_DET | [5 empty] | 0112/2///61987#ABC574 - Reference process conditions0112/2///61987#ABD499 - Reference process conditions [1]0112/2///61987#ABG246 - Reference process conditions [2]0112/2///61987#ABG247 - Reference process conditions [3]0112/2///61987#ABH052 - Reference process conditions [4] | 0112/2///61987#ABA000 |  |  |  | Standard |  |  |  | SC65E – IEC 61987 | - | C00004 |  | 0112-2---61987#ABB001 | https://cdd.iec.ch/cdd/iec61987/iec61987.nsf/PropertiesAllVersions/0112-2---61987%23ABB001
0112/2///61987#ABE943 | 001 | 01 | 0112/2///61987#ABE943#001 | zero point error of ullage |  |  |  |  | absolute error of a device measuring ullage under reference conditions, when the input is at the lower range value |  |  | m |  |  | REAL_MEASURE_TYPE |  |  |  |  | NON_DEPENDENT_P_DET | [5 empty] | 0112/2///61987#ABE939 - Absolute performance for ullage | 0112/2///61987#ABA000 | 0112/2///62720#UAA726 - metre |  | 0112/2///61987#ABT548 - Length short | Standard |  | IEC 61987 | IEC | SC65E | - | C00018 | 001-01 (2018-03-28 07:27:03 by BATCH 00000762) standard | 0112-2---61987#ABE943 | https://cdd.iec.ch/cdd/iec61987/iec61987.nsf/PropertiesAllVersions/0112-2---61987%23ABE943
0112/2///61987#ABU886 | 001 | 01 | 0112/2///61987#ABU886#001 | performance variable type [9] |  |  |  |  | polymorphism property specifying the process variable to which the performance applies |  | Polymorphic control property |  |  |  | ENUM_STRING_TYPE(0112/2///61987#ABU818(Percentage performance [3],Percentage performance for pressure,Absolute performance for level,Absolute performance for ullage,Absolute performance for volume,Absolute performance for mass,Absolute performance for degree of filling,Absolute performance for point level,Absolute performance for pressure,Absolute performance for temperature,Absolute performance for other variable)) |  |  |  |  | CONDITION_DET |  |  | 0112/2///61987#ABU818 | 0112/2///61987#ABU802 - IEC61987-11 Name of Percentage performance [3]0112/2///61987#ABU768 - IEC61987-11 Name of Percentage performance for pressure0112/2///61987#ABU740 - IEC61987-11 Name of Absolute performance for level0112/2///61987#ABU741 - IEC61987-11 Name of Absolute performance for ullage0112/2///61987#ABU742 - IEC61987-11 Name of Absolute performance for volume0112/2///61987#ABU743 - IEC61987-11 Name of Absolute performance for mass0112/2///61987#ABU744 - IEC61987-11 Name of Absolute performance for degree of filling0112/2///61987#ABU804 - IEC61987-11 Name of Absolute performance for point level0112/2///61987#ABU745 - IEC61987-11 Name of Absolute performance for pressure0112/2///61987#ABU805 - IEC61987-11 Name of Absolute performance for temperature0112/2///61987#ABU806 - IEC61987-11 Name of Absolute performance for other variable |  | 0112/2///61987#ABG275 - Type of performance variable [9] | 0112/2///61987#ABA000 |  |  |  | Standard |  | IEC 61987 | IEC | SC65E | - | C00018 | 001-01 (2018-03-28 07:27:22 by BATCH 00000762) standard | 0112-2---61987#ABU886 | https://cdd.iec.ch/cdd/iec61987/iec61987.nsf/PropertiesAllVersions/0112-2---61987%23ABU886
0112/2///61987#ABE191 | 001 | 02 | 0112/2///61987#ABE191#001 | reference to Mechanical and electrical construction [plug valve] |  |  |  |  | reference to block ABD935 | [5 empty] | CLASS_REFERENCE_TYPE(0112/2///61987#ABD935) 0112/2///61987#ABD935 - Mechanical and electrical construction [plug valve] |  |  |  |  | NON_DEPENDENT_P_DET | [5 empty] | 0112/2///61987#ABE316 - Device LOP for plug valve | 0112/2///61987#ABA000 |  |  |  | Standard |  |  |  |  | - | C00004 |  | 0112-2---61987#ABE191 | https://cdd.iec.ch/cdd/iec61987/iec61987.nsf/PropertiesAllVersions/0112-2---61987%23ABE191
0112/2///61987#ABU238 | 001 | 03 | 0112/2///61987#ABU238#001 | reference to Manufacturer-specific input [2] |  |  |  |  | reference to block ABC332 |  | Id specified in IEC61987-12/-13: ABC962 |  |  |  | CLASS_REFERENCE_TYPE(0112/2///61987#ABC332) 0112/2///61987#ABC332 - Manufacturer-specific input [2] |  |  |  |  | DEPENDENT_P_DET | [5 empty] | 0112/2///61987#ABC056 - Type of auxiliary input [5] | 0112/2///61987#ABA000 |  |  |  | Standard |  |  |  | SC65E – IEC 61987 | 0112/2///61987#ABU230 - auxiliary input type [5] | C00004 |  | 0112-2---61987#ABU238 | https://cdd.iec.ch/cdd/iec61987/iec61987.nsf/PropertiesAllVersions/0112-2---61987%23ABU238
0112/2///61987#ABC843 | 004 | 01 | 0112/2///61987#ABC843#004 | reference to Electrical data for passive behaviour |  |  |  |  | reference to block ABC213 | [5 empty] | CLASS_REFERENCE_TYPE(0112/2///61987#ABC213) 0112/2///61987#ABC213 - Electrical data for passive behaviour |  |  |  |  | NON_DEPENDENT_P_DET | [5 empty] | 0112/2///61987#ABC085 - Analog current input parameters0112/2///61987#ABC094 - Analog voltage input parameters0112/2///61987#ABC140 - Binary current output0112/2///61987#ABC142 - Binary input0112/2///61987#ABC214 - Electrical data of a bus powered device0112/2///61987#ABE570 - Solenoid valve binary input0112/2///61987#ABC091 - Analog current output parameters0112/2///61987#ABC555 - Pulse/frequency input/output parameters0112/2///61987#ABP015 - Analog current input parameters [I/O module]0112/2///61987#ABP019 - Analog voltage input parameters [I/O module]0112/2///61987#ABP021 - Binary input [I/O module]0112/2///61987#ABP031 - Frequency input parameters [I/O module]0112/2///61987#ABP050 - mV input [I/O module]0112/2///61987#ABP068 - Resistor input [I/O module]0112/2///61987#ABP069 - RMS input0112/2///61987#ABP070 - RTD input [I/O module]0112/2///61987#ABP075 - Thermocouple input [I/O module] | 0112/2///61987#ABA000 |  |  |  | Standard |  |  |  | SC65E – IEC 61987 | - | C00004 |  | 0112-2---61987#ABC843 | https://cdd.iec.ch/cdd/iec61987/iec61987.nsf/PropertiesAllVersions/0112-2---61987%23ABC843
0112/2///61987#ABB695 | 002 | 01 | 0112/2///61987#ABB695#002 | reference base for maximum influence of vibration on span |  |  |  |  | basis for stating a maximum influence of vibration | [5 empty] | ENUM_CODE_TYPE(0112/2///61987#ABJ764) |  |  |  |  | DEPENDENT_P_DET |  |  | 0112/2///61987#ABJ764 | 0112/2///61987#ABL009 - relative to calibrated span0112/2///61987#ABL010 - relative to full scale0112/2///61987#ABL011 - relative to measured value0112/2///61987#ABL012 - relative to measuring upper range-limit0112/2///61987#ABL013 - relative to span0112/2///61987#ABI407 - others |  | 0112/2///61987#ABC277 - Influence of external quantities expressed as a percentage for pressure0112/2///61987#ABJ593 - Influence of external quantities expressed as a percentage [5]0112/2///61987#ABC276 - Influence of external quantities expressed as a percentage0112/2///61987#ABD890 - Influence of external quantities expressed as a percentage [2]0112/2///61987#ABG313 - Influence of external quantities expressed as a percentage [3]0112/2///61987#ABG314 - Influence of external quantities expressed as a percentage [4] | 0112/2///61987#ABA000 |  |  |  | Standard |  |  |  | SC65E – IEC 61987 | 0112/2///61987#ABI406 - empty_property | C00091 |  | 0112-2---61987#ABB695 | https://cdd.iec.ch/cdd/iec61987/iec61987.nsf/PropertiesAllVersions/0112-2---61987%23ABB695
0112/2///61987#ABU205 | 001 | 02 | 0112/2///61987#ABU205#001 | reference to Type of output [3] |  |  |  |  | reference to block ABC666 |  | Id specified in IEC61987-12/-13: ABD309 |  |  |  | CLASS_REFERENCE_TYPE(0112/2///61987#ABC666) 0112/2///61987#ABC666 - Type of output [3] |  |  |  |  | NON_DEPENDENT_P_DET | [5 empty] | 0112/2///61987#ABC478 - Output [3] | 0112/2///61987#ABA000 |  |  |  | Standard |  |  |  | SC65E – IEC 61987 | - | C00004 |  | 0112-2---61987#ABU205 | https://cdd.iec.ch/cdd/iec61987/iec61987.nsf/PropertiesAllVersions/0112-2---61987%23ABU205
0112/2///61987#ABE905 | 001 | 01 | 0112/2///61987#ABE905#001 | minimum span for volume |  |  |  |  | lowest span to which a volume measurement instrument can be adjusted |  |  | m³ |  |  | REAL_MEASURE_TYPE |  |  |  |  | NON_DEPENDENT_P_DET | [5 empty] | 0112/2///61987#ABE817 - Measuring range for volume | 0112/2///61987#ABA000 | 0112/2///62720#UAA757 - metre cubed |  | 0112/2///61987#ABT505 - Volume | Standard |  | IEC 61987 | IEC | SC65E | - | C00018 | 001-01 (2018-03-28 07:27:02 by BATCH 00000762) standard | 0112-2---61987#ABE905 | https://cdd.iec.ch/cdd/iec61987/iec61987.nsf/PropertiesAllVersions/0112-2---61987%23ABE905
0112/2///61987#ABF610 | 001 | 01 | 0112/2///61987#ABF610#001 | average influence of ambient temperature on concentration |  |  |  |  | change in output of a concentration measuring device caused by a change in ambient temperature with respect to reference conditions, expressed as the average error across the specified ambient temperature range |  |  | "(mg/m³)/K" |  |  | REAL_MEASURE_TYPE |  |  |  |  | NON_DEPENDENT_P_DET | [5 empty] | 0112/2///61987#ABF609 - Influence of external quantities expressed for concentration | 0112/2///61987#ABA000 | 0112/2///62720#UAA831 - milligram per metre cubed kelvin |  | 0112/2///61987#ABT589 - Density per temperature | Standard |  | IEC 61987 | IEC | SC65E | - | C00018 | 001-01 (2018-03-28 07:27:08 by BATCH 00000762) standard | 0112-2---61987#ABF610 | https://cdd.iec.ch/cdd/iec61987/iec61987.nsf/PropertiesAllVersions/0112-2---61987%23ABF610
0112/2///61987#ABH090 | 001 | 01 | 0112/2///61987#ABH090#001 | reference document of process equipment |  |  |  |  | alphanumeric designation of a document containing all essential data about the process equipment | [5 empty] | STRING_TYPE |  |  |  |  | NON_DEPENDENT_P_DET | [5 empty] | 0112/2///61987#ABG478 - Process equipment [level]0112/2///61987#ABH091 - Overall construction | 0112/2///61987#ABA000 |  |  |  | Standard |  | IEC 61987 | IEC | SC65E | - | C00018 | 001-01 (2018-03-28 07:27:13 by BATCH 00000762) standard | 0112-2---61987#ABH090 | https://cdd.iec.ch/cdd/iec61987/iec61987.nsf/PropertiesAllVersions/0112-2---61987%23ABH090
0112/2///61987#ABE188 | 001 | 02 | 0112/2///61987#ABE188#001 | reference to Mechanical and electrical construction [positioner] |  |  |  |  | reference to block ABD932 | [5 empty] | CLASS_REFERENCE_TYPE(0112/2///61987#ABD932) 0112/2///61987#ABD932 - Mechanical and electrical construction [positioner] |  |  |  |  | NON_DEPENDENT_P_DET | [5 empty] | 0112/2///61987#ABE321 - Device LOP for positioner | 0112/2///61987#ABA000 |  |  |  | Standard |  |  |  |  | - | C00004 |  | 0112-2---61987#ABE188 | https://cdd.iec.ch/cdd/iec61987/iec61987.nsf/PropertiesAllVersions/0112-2---61987%23ABE188
0112/2///61987#ABC790 | 004 | 01 | 0112/2///61987#ABC790#004 | reference to Codes and standards approval [2] |  |  |  |  | reference to block ABC160 | [5 empty] | CLASS_REFERENCE_TYPE(0112/2///61987#ABC160) 0112/2///61987#ABC160 - Codes and standards approval [2] |  |  |  |  | NON_DEPENDENT_P_DET | [5 empty] | 0112/2///61987#ABC437 - Mechanical and electrical construction [remote/separate transmitter]0112/2///61987#ABD932 - Mechanical and electrical construction [positioner]0112/2///61987#ABD934 - Mechanical and electrical construction [pneumatic rotary actuator]0112/2///61987#ABD938 - Mechanical and electrical construction [pneumatic linear actuator]0112/2///61987#ABE596 - Mechanical and electrical construction [position transmitter]0112/2///61987#ABE599 - Mechanical and electrical construction [limit switch]0112/2///61987#ABE603 - Mechanical and electrical construction [solenoid valve]0112/2///61987#ABE608 - Mechanical and electrical construction [filter regulator]0112/2///61987#ABE616 - Mechanical and electrical construction [I/P converter]0112/2///61987#ABG369 - Mechanical and electrical construction [nuclear level transmitter/switch]0112/2///61987#ABG375 - Mechanical and electrical construction [separate level transmitter/switching unit]0112/2///61987#ABG387 - Mechanical and electrical construction [temperature transmitter]0112/2///61987#ABG389 - Mechanical and electrical construction [radiation thermometer]0112/2///61987#ABG390 - Mechanical and electrical construction [separate temperature transmitter]0112/2///61987#ABG392 - Mechanical and electrical construction [temperature connection head]0112/2///61987#ABG393 - Mechanical and electrical construction [thermowell extension]0112/2///61987#ABG404 - Mechanical and electrical construction [separate density transmitter] | 0112/2///61987#ABA000 |  |  |  | Standard |  |  |  | SC65E – IEC 61987 | - | C00004 |  | 0112-2---61987#ABC790 | https://cdd.iec.ch/cdd/iec61987/iec61987.nsf/PropertiesAllVersions/0112-2---61987%23ABC790
0112/2///61987#ABJ658 | 001 | 01 | 0112/2///61987#ABJ658#001 | DISCRETE_READBACK_OUT_VALUE |  |  |  |  | parameter indicating the current output value of the block | [5 empty] | BOOLEAN_TYPE |  |  |  |  | NON_DEPENDENT_P_DET | [5 empty] | 0112/2///61987#ABJ619 - DISCRETE_READBACK_OUT | 0112/2///61987#ABA000 |  |  |  | Standard |  |  |  | SC65E – IEC 61987 | - | C00018 | 001-01 (2019-03-08 15:35:34 by BATCH 00000766) standard | 0112-2---61987#ABJ658 | https://cdd.iec.ch/cdd/iec61987/iec61987.nsf/PropertiesAllVersions/0112-2---61987%23ABJ658
0112/2///61987#ABN642 | 001 | 02 | 0112/2///61987#ABN642#001 | actuator pressure |  |  |  |  | parameter indicating the value of the supply pressure of the actuating medium applied to the actuator |  |  | bar |  |  | REAL_MEASURE_TYPE |  |  |  |  | NON_DEPENDENT_P_DET | [5 empty] | 0112/2///61987#ABN695 - Specific final control elements diagnostic variables | 0112/2///61987#ABA000 | 0112/2///62720#UAA323 - bar |  | 0112/2///61987#ABT524 - Pressure | Standard |  | IEC 61987 | IEC | IEC SC65E | - | C00112 |  | 0112-2---61987#ABN642 | https://cdd.iec.ch/cdd/iec61987/iec61987.nsf/PropertiesAllVersions/0112-2---61987%23ABN642
0112/2///61987#ABE444 | 001 | 02 | 0112/2///61987#ABE444#001 | style of connection interface |  |  |  |  | classification of the shaft connection of a pneumatic actuator according to its construction | [5 empty] | STRING_TYPE |  |  |  |  | NON_DEPENDENT_P_DET | [5 empty] | 0112/2///61987#ABE441 - Connection interface | 0112/2///61987#ABA000 |  |  |  | Standard |  |  |  |  | - | C00004 |  | 0112-2---61987#ABE444 | https://cdd.iec.ch/cdd/iec61987/iec61987.nsf/PropertiesAllVersions/0112-2---61987%23ABE444
0112/2///61987#ABA217 | 002 | 01 | 0112/2///61987#ABA217#002 | electrical contact adjustment |  |  |  |  | facilities provided for adjusting an electrical contact | [5 empty] | ENUM_CODE_TYPE(0112/2///61987#ABJ801) |  |  |  |  | DEPENDENT_P_DET |  |  | 0112/2///61987#ABJ801 | 0112/2///61987#ABL240 - screw0112/2///61987#ABL241 - micrometer screw0112/2///61987#ABL242 - key0112/2///61987#ABI407 - others |  | 0112/2///61987#ABD476 - Contacts | 0112/2///61987#ABA000 |  |  |  | Standard |  |  |  | SC65E – IEC 61987 | 0112/2///61987#ABI406 - empty_property | C00091 |  | 0112-2---61987#ABA217 | https://cdd.iec.ch/cdd/iec61987/iec61987.nsf/PropertiesAllVersions/0112-2---61987%23ABA217
0112/2///61987#ABE971 | 001 | 01 | 0112/2///61987#ABE971#001 | average influence of ambient temperature on mass |  |  |  |  | change in output of a mass measuring device caused by a change in ambient temperature with respect to reference conditions, expressed as the average error across the specified ambient temperature range |  |  | kg/K |  |  | REAL_MEASURE_TYPE |  |  |  |  | NON_DEPENDENT_P_DET | [5 empty] | 0112/2///61987#ABE970 - Influence of external quantities expressed for mass | 0112/2///61987#ABA000 | 0112/2///62720#UAA595 - kilogram per kelvin |  | 0112/2///61987#ABT541 - Mass per temperature | Standard |  | IEC 61987 | IEC | SC65E | - | C00018 | 001-01 (2018-03-28 07:27:03 by BATCH 00000762) standard | 0112-2---61987#ABE971 | https://cdd.iec.ch/cdd/iec61987/iec61987.nsf/PropertiesAllVersions/0112-2---61987%23ABE971
0112/2///61987#ABJ691 | 001 | 01 | 0112/2///61987#ABJ691#001 | designation of application protocol |  |  |  |  | alphanumeric character sequence identifying an application protocol | [5 empty] | STRING_TYPE |  |  |  |  | NON_DEPENDENT_P_DET | [5 empty] | 0112/2///61987#ABH840 - User application parameters | 0112/2///61987#ABA000 |  |  |  | Standard |  |  |  | SC65E – IEC 61987 | - | C00018 | 001-01 (2019-03-08 15:35:34 by BATCH 00000766) standard | 0112-2---61987#ABJ691 | https://cdd.iec.ch/cdd/iec61987/iec61987.nsf/PropertiesAllVersions/0112-2---61987%23ABJ691
0112/2///61987#ABC807 | 003 | 02 | 0112/2///61987#ABC807#003 | reference to Custody transfer approval |  |  |  |  | reference to block ABC177 | [5 empty] | CLASS_REFERENCE_TYPE(0112/2///61987#ABC177) 0112/2///61987#ABC177 - Custody transfer approval |  |  |  |  | DEPENDENT_P_DET | [5 empty] | 0112/2///61987#ABC102 - Approval for use in special applications | 0112/2///61987#ABA000 |  |  |  | Standard |  | IEC 61987 | IEC | IEC SC65E | 0112/2///61987#ABA255 - number of custody transfer approvals | C00112 |  | 0112-2---61987#ABC807 | https://cdd.iec.ch/cdd/iec61987/iec61987.nsf/PropertiesAllVersions/0112-2---61987%23ABC807
0112/2///61987#ABB484 | 001 | 04 | 0112/2///61987#ABB484#001 | maximum extraction pressure |  |  |  |  | highest extraction pressure for which the tap is designed |  |  | bar |  |  | REAL_MEASURE_TYPE |  |  |  |  | NON_DEPENDENT_P_DET | [5 empty] | 0112/2///61987#ABC582 - Retractable electromagnetic insertion flow transmitter0112/2///61987#ABC583 - Retractable thermal mass flow transmitter | 0112/2///61987#ABA000 | 0112/2///62720#UAA323 - bar |  | 0112/2///61987#ABT524 - Pressure | Standard |  |  |  | SC65E – IEC 61987 | - | C00004 |  | 0112-2---61987#ABB484 | https://cdd.iec.ch/cdd/iec61987/iec61987.nsf/PropertiesAllVersions/0112-2---61987%23ABB484
0112/2///61987#ABF776 | 001 | 01 | 0112/2///61987#ABF776#001 | reference to Thermowell tip |  |  |  |  | reference to block ABF326 | [5 empty] | CLASS_REFERENCE_TYPE(0112/2///61987#ABF326) 0112/2///61987#ABF326 - Thermowell tip |  |  |  |  | NON_DEPENDENT_P_DET | [5 empty] | 0112/2///61987#ABF319 - Structural design of a thermowell | 0112/2///61987#ABA000 |  |  |  | Standard |  | IEC 61987 | IEC | SC65E | - | C00019 | 001-01 (2018-03-28 07:27:09 by BATCH 00000762) standard | 0112-2---61987#ABF776 | https://cdd.iec.ch/cdd/iec61987/iec61987.nsf/PropertiesAllVersions/0112-2---61987%23ABF776
0112/2///61987#ABV014 | 001 | 01 | 0112/2///61987#ABV014#001 | reference to Binary current output |  |  |  |  | reference to block ABC140 | [5 empty] | CLASS_REFERENCE_TYPE(0112/2///61987#ABC140) 0112/2///61987#ABC140 - Binary current output |  |  |  |  | DEPENDENT_P_DET | [5 empty] | 0112/2///61987#ABG142 - Type of output [12]0112/2///61987#ABG143 - Type of output [13]0112/2///61987#ABG145 - Type of output [15]0112/2///61987#ABG147 - Type of output [17]0112/2///61987#ABG154 - Type of output [24]0112/2///61987#ABG155 - Type of output [25]0112/2///61987#ABG156 - Type of output [26]0112/2///61987#ABG144 - Type of output [14]0112/2///61987#ABG146 - Type of output [16] | 0112/2///61987#ABA000 |  |  |  | Standard |  | IEC 61987 | IEC | SC65E | 0112/2///61987#ABV004 - output type [14] | C00018 | 001-01 (2018-03-28 07:27:23 by BATCH 00000762) standard | 0112-2---61987#ABV014 | https://cdd.iec.ch/cdd/iec61987/iec61987.nsf/PropertiesAllVersions/0112-2---61987%23ABV014
0112/2///61987#ABH749 | 001 | 02 | 0112/2///61987#ABH749#001 | reference to Calibration point of temperature |  |  |  |  | reference to block ABH637 | [5 empty] | CLASS_REFERENCE_TYPE(0112/2///61987#ABH637) 0112/2///61987#ABH637 - Calibration point of temperature |  |  |  |  | DEPENDENT_P_DET | [5 empty] | 0112/2///61987#ABH619 - Calibration of temperature | 0112/2///61987#ABA000 |  |  |  | Standard |  | IEC 61987 | IEC | IEC SC65E | 0112/2///61987#ABH594 - number of calibration points | C00112 |  | 0112-2---61987#ABH749 | https://cdd.iec.ch/cdd/iec61987/iec61987.nsf/PropertiesAllVersions/0112-2---61987%23ABH749
0112/2///61987#ABE463 | 001 | 01 | 0112/2///61987#ABE463#001 | reference to Parameters of I/P converter |  |  |  |  | reference to block ABE561 | [5 empty] | CLASS_REFERENCE_TYPE(0112/2///61987#ABE561) 0112/2///61987#ABE561 - Parameters of I/P converter |  |  |  |  | NON_DEPENDENT_P_DET | [5 empty] | 0112/2///61987#ABE634 - Device LOP for I/P converter | 0112/2///61987#ABA000 |  |  |  | Standard |  | IEC 61987 | IEC | SC65E | - | C00016 | 001-01 (2018-03-28 07:27:00 by BATCH 00000762) standard | 0112-2---61987#ABE463 | https://cdd.iec.ch/cdd/iec61987/iec61987.nsf/PropertiesAllVersions/0112-2---61987%23ABE463
0112/2///61987#ABB222 | 001 | 05 | 0112/2///61987#ABB222#001 | set lower range end-value of interval of density |  |  |  |  | value defining the start of a subrange for density |  |  | kg/m³ |  |  | REAL_MEASURE_TYPE |  |  |  |  | NON_DEPENDENT_P_DET | [5 empty] | 0112/2///61987#ABC070 - Accuracy for a subrange of density | 0112/2///61987#ABA000 | 0112/2///62720#UAA619 - kilogram per metre cubed |  | 0112/2///61987#ABT573 - Density | Standard |  | IEC 61987 | IEC | IEC/SC 65E | - | C00128 |  | 0112-2---61987#ABB222 | https://cdd.iec.ch/cdd/iec61987/iec61987.nsf/PropertiesAllVersions/0112-2---61987%23ABB222
0112/2///61987#ABU396 | 001 | 03 | 0112/2///61987#ABU396#001 | reference to Frequency output [3] |  |  |  |  | reference to block ABC252 |  | Id specified in IEC61987-12/-13: ABC882 |  |  |  | CLASS_REFERENCE_TYPE(0112/2///61987#ABC252) 0112/2///61987#ABC252 - Frequency output [3] |  |  |  |  | DEPENDENT_P_DET | [5 empty] | 0112/2///61987#ABC669 - Type of output [6] | 0112/2///61987#ABA000 |  |  |  | Standard |  |  |  | SC65E – IEC 61987 | 0112/2///61987#ABU388 - output type [6] | C00004 |  | 0112-2---61987#ABU396 | https://cdd.iec.ch/cdd/iec61987/iec61987.nsf/PropertiesAllVersions/0112-2---61987%23ABU396
0112/2///61987#ABU169 | 001 | 02 | 0112/2///61987#ABU169#001 | reference to Type of output [2] |  |  |  |  | reference to block ABC665 |  | Id specified in IEC61987-12/-13: ABD308 |  |  |  | CLASS_REFERENCE_TYPE(0112/2///61987#ABC665) 0112/2///61987#ABC665 - Type of output [2] |  |  |  |  | NON_DEPENDENT_P_DET | [5 empty] | 0112/2///61987#ABC477 - Output [2] | 0112/2///61987#ABA000 |  |  |  | Standard |  |  |  | SC65E – IEC 61987 | - | C00004 |  | 0112-2---61987#ABU169 | https://cdd.iec.ch/cdd/iec61987/iec61987.nsf/PropertiesAllVersions/0112-2---61987%23ABU169
0112/2///61987#ABG985 | 001 | 01 | 0112/2///61987#ABG985#001 | reference to Structural design [microwave level switch] |  |  |  |  | reference to block ABG425 | [5 empty] | CLASS_REFERENCE_TYPE(0112/2///61987#ABG425) 0112/2///61987#ABG425 - Structural design [microwave level switch] |  |  |  |  | NON_DEPENDENT_P_DET | [5 empty] | 0112/2///61987#ABG380 - Mechanical and electrical construction [microwave level switch] | 0112/2///61987#ABA000 |  |  |  | Standard |  | IEC 61987 | IEC | SC65E | - | C00018 | 001-01 (2018-03-28 07:27:12 by BATCH 00000762) standard | 0112-2---61987#ABG985 | https://cdd.iec.ch/cdd/iec61987/iec61987.nsf/PropertiesAllVersions/0112-2---61987%23ABG985
0112/2///61987#ABE186 | 001 | 02 | 0112/2///61987#ABE186#001 | reference to Mechanical and electrical construction [ball valve] |  |  |  |  | reference to block ABD930 | [5 empty] | CLASS_REFERENCE_TYPE(0112/2///61987#ABD930) 0112/2///61987#ABD930 - Mechanical and electrical construction [ball valve] |  |  |  |  | NON_DEPENDENT_P_DET | [5 empty] | 0112/2///61987#ABE317 - Device LOP for ball valve | 0112/2///61987#ABA000 |  |  |  | Standard |  |  |  |  | - | C00004 |  | 0112-2---61987#ABE186 | https://cdd.iec.ch/cdd/iec61987/iec61987.nsf/PropertiesAllVersions/0112-2---61987%23ABE186
0112/2///61987#ABA257 | 004 | 01 | 0112/2///61987#ABA257#004 | type of liquid |  |  |  |  | classification of a custody transfer liquid according to its physical and chemical properties | [5 empty] | ENUM_CODE_TYPE(0112/2///61987#ABL340) |  |  |  |  | DEPENDENT_P_DET |  |  | 0112/2///61987#ABL340 | 0112/2///61987#ABM097 - cold water0112/2///61987#ABM098 - hot water0112/2///61987#ABM099 - non-aqueous liquid0112/2///61987#ABI407 - others |  | 0112/2///61987#ABC177 - Custody transfer approval | 0112/2///61987#ABA000 |  |  |  | Standard |  |  |  | SC65E – IEC 61987 | 0112/2///61987#ABI406 - empty_property | C00091 |  | 0112-2---61987#ABA257 | https://cdd.iec.ch/cdd/iec61987/iec61987.nsf/PropertiesAllVersions/0112-2---61987%23ABA257
0112/2///61987#ABB690 | 001 | 04 | 0112/2///61987#ABB690#001 | influence of humidity |  |  |  |  | change in output caused by a change in humidity with respect to reference conditions, expressed as the average of the upscale and downscale errors at selected test humidities | Testing and selection of test humidities is described in IEC 61298-3 |  | % |  |  | REAL_MEASURE_TYPE |  |  |  |  | NON_DEPENDENT_P_DET | [5 empty] | 0112/2///61987#ABC284 - Influence of humidity at selected test point | 0112/2///61987#ABA000 | 0112/2///62720#UAA000 - percent |  | 0112/2///61987#ABT533 - Percentage | Standard |  |  |  | SC65E – IEC 61987 | - | C00004 |  | 0112-2---61987#ABB690 | https://cdd.iec.ch/cdd/iec61987/iec61987.nsf/PropertiesAllVersions/0112-2---61987%23ABB690
0112/2///61987#ABB958 | 001 | 03 | 0112/2///61987#ABB958#001 | quantity of valves |  |  |  |  | number of valves in a valve manifold block | Normally, the constructional details of all the valves are the same |  |  |  |  | INT_TYPE |  |  |  |  | NON_DEPENDENT_P_DET | [5 empty] | 0112/2///61987#ABC637 - Structural design of a valve manifold | 0112/2///61987#ABA000 |  |  |  | Standard |  |  |  | SC65E – IEC 61987 | - | C00004 |  | 0112-2---61987#ABB958 | https://cdd.iec.ch/cdd/iec61987/iec61987.nsf/PropertiesAllVersions/0112-2---61987%23ABB958
0112/2///61987#ABC707 | 001 | 05 | 0112/2///61987#ABC707#001 | reference to Accuracy for a subrange of span |  |  |  |  | reference to block ABC077 | [5 empty] | CLASS_REFERENCE_TYPE(0112/2///61987#ABC077) 0112/2///61987#ABC077 - Accuracy for a subrange of span |  |  |  |  | DEPENDENT_P_DET | [5 empty] | 0112/2///61987#ABC068 - Accuracy expressed as a percentage [2]0112/2///61987#ABE365 - Accuracy expressed as a percentage [3]0112/2///61987#ABG353 - Accuracy expressed as a percentage [5]0112/2///61987#ABJ595 - Accuracy expressed as a percentage [6]0112/2///61987#ABG352 - Accuracy expressed as a percentage [7] | 0112/2///61987#ABA000 |  |  |  | Standard |  | IEC 61987 | IEC | IEC SC65E | 0112/2///61987#ABB657 - number of accuracies for a subrange of span | C00112 |  | 0112-2---61987#ABC707 | https://cdd.iec.ch/cdd/iec61987/iec61987.nsf/PropertiesAllVersions/0112-2---61987%23ABC707
0112/2///61987#ABD464 | 005 | 01 | 0112/2///61987#ABD464#005 | maximum rated frequency |  |  |  |  | highest operating frequency of the device as defined by the manufacturer |  |  | Hz |  |  | REAL_MEASURE_TYPE |  |  | IEV 151-16-08, MOD |  | NON_DEPENDENT_P_DET | [5 empty] | 0112/2///61987#ABC218 - Electrical power input circuit | 0112/2///61987#ABA000 | 0112/2///62720#UAA170 - hertz |  | 0112/2///61987#ABT561 - Frequency | Standard |  |  |  | SC65E – IEC 61987 | - | C00018 |  | 0112-2---61987#ABD464 | https://cdd.iec.ch/cdd/iec61987/iec61987.nsf/PropertiesAllVersions/0112-2---61987%23ABD464
0112/2///61987#ABE379 | 002 | 01 | 0112/2///61987#ABE379#002 | flow value |  |  |  |  | flow through a valve at a given reference gauge inlet pressure and zero gauge outlet pressure |  |  | m³/h |  |  | REAL_MEASURE_TYPE |  |  |  |  | NON_DEPENDENT_P_DET | [5 empty] | 0112/2///61987#ABE560 - Parameters of filter regulator0112/2///61987#ABE559 - Parameters of solenoid valve | 0112/2///61987#ABA000 | 0112/2///62720#UAA763 - metre cubed per hour |  | 0112/2///61987#ABT504 - Volume flow rate | Standard |  | IEC 61987 | IEC | SC65E | - | C00015 |  | 0112-2---61987#ABE379 | https://cdd.iec.ch/cdd/iec61987/iec61987.nsf/PropertiesAllVersions/0112-2---61987%23ABE379
0112/2///61987#ABE864 | 001 | 02 | 0112/2///61987#ABE864#001 | set lower range end-value of interval of degree of filling |  |  |  |  | value defining the start of a subrange for degree of filling |  |  | % |  |  | REAL_MEASURE_TYPE |  |  |  |  | NON_DEPENDENT_P_DET | [5 empty] | 0112/2///61987#ABE863 - Accuracy for a subrange of degree of filling | 0112/2///61987#ABA000 | 0112/2///62720#UAA000 - percent |  | 0112/2///61987#ABT533 - Percentage | Standard |  | IEC 61987 | IEC | IEC/SC 65E | - | C00128 |  | 0112-2---61987#ABE864 | https://cdd.iec.ch/cdd/iec61987/iec61987.nsf/PropertiesAllVersions/0112-2---61987%23ABE864
0112/2///61987#ABF421 | 001 | 01 | 0112/2///61987#ABF421#001 | style of temperature sensor |  |  |  |  | classification of the temperature probe according to the material used | [5 empty] | STRING_TYPE |  |  |  |  | NON_DEPENDENT_P_DET | [5 empty] | 0112/2///61987#ABF417 - Temperature sensor | 0112/2///61987#ABA000 |  |  |  | Standard |  | IEC 61987 | IEC | SC65E | - | C00019 | 001-01 (2018-03-28 07:27:06 by BATCH 00000762) standard | 0112-2---61987#ABF421 | https://cdd.iec.ch/cdd/iec61987/iec61987.nsf/PropertiesAllVersions/0112-2---61987%23ABF421
0112/2///61987#ABU143 | 003 | 01 | 0112/2///61987#ABU143#003 | measured variable type [1] |  |  |  |  | type of quantity subject to measurement |  | polymorphic control property;¦Id specified in IEC61987-12/-13 |  |  |  | ENUM_STRING_TYPE(0112/2///61987#ABU091(Mass flow measurement,Actual volume flow measurement,Normalized volume flow measurement,Flow velocity measurement)) |  |  |  |  | CONDITION_DET |  |  | 0112/2///61987#ABU091 | 0112/2///61987#ABU024 - IEC61987-11 Name of Mass flow measurement0112/2///61987#ABU025 - IEC61987-11 Name of Actual volume flow measurement0112/2///61987#ABU026 - IEC61987-11 Name of Normalized volume flow measurement0112/2///61987#ABD489 - IEC61987-11 Name of Flow velocity measurement |  | 0112/2///61987#ABC660 - Type of measured variable [1] | 0112/2///61987#ABA000 |  |  |  | Standard |  |  |  | SC65E – IEC 61987 | - | C00091 |  | 0112-2---61987#ABU143 | https://cdd.iec.ch/cdd/iec61987/iec61987.nsf/PropertiesAllVersions/0112-2---61987%23ABU143
0112/2///61987#ABF447 | 001 | 01 | 0112/2///61987#ABF447#001 | frequency of measurement |  |  |  |  | number of measuring cycles per time |  |  | 1/min |  |  | REAL_MEASURE_TYPE |  |  |  |  | NON_DEPENDENT_P_DET | [5 empty] | 0112/2///61987#ABF431 - Structural design of a plumb bob level transmitter | 0112/2///61987#ABA000 | 0112/2///62720#UAA843 - reciprocal minute |  | 0112/2///61987#ABT560 - Frequency low | Standard |  | IEC 61987 | IEC | SC65E | - | C00018 | 001-01 (2018-03-28 07:27:06 by BATCH 00000762) standard | 0112-2---61987#ABF447 | https://cdd.iec.ch/cdd/iec61987/iec61987.nsf/PropertiesAllVersions/0112-2---61987%23ABF447
0112/2///61987#ABF577 | 002 | 01 | 0112/2///61987#ABF577#002 | reference base for maximum influence of volume flow rate |  |  |  |  | basis for stating a maximum percentage influence of volume flow rate | [5 empty] | ENUM_CODE_TYPE(0112/2///61987#ABJ764) |  |  |  |  | DEPENDENT_P_DET |  |  | 0112/2///61987#ABJ764 | 0112/2///61987#ABL009 - relative to calibrated span0112/2///61987#ABL010 - relative to full scale0112/2///61987#ABL011 - relative to measured value0112/2///61987#ABL012 - relative to measuring upper range-limit0112/2///61987#ABL013 - relative to span0112/2///61987#ABI407 - others |  | 0112/2///61987#ABG314 - Influence of external quantities expressed as a percentage [4] | 0112/2///61987#ABA000 |  |  |  | Standard |  | IEC 61987 | IEC | SC65E | 0112/2///61987#ABI406 - empty_property | C00091 |  | 0112-2---61987#ABF577 | https://cdd.iec.ch/cdd/iec61987/iec61987.nsf/PropertiesAllVersions/0112-2---61987%23ABF577
0112/2///61987#ABB264 | 005 | 02 | 0112/2///61987#ABB264#005 | colour of text |  |  |  |  | colour of the text on a tag plate | [5 empty] | STRING_TYPE |  |  |  |  | NON_DEPENDENT_P_DET | [5 empty] | 0112/2///61987#ABC651 - Text line of tag plate | 0112/2///61987#ABA000 |  |  |  | Standard |  | IEC 61987 | IEC | IEC/SC 65E | - | C00128 |  | 0112-2---61987#ABB264 | https://cdd.iec.ch/cdd/iec61987/iec61987.nsf/PropertiesAllVersions/0112-2---61987%23ABB264
0112/2///61987#ABG507 | 001 | 02 | 0112/2///61987#ABG507#001 | reference to Measured variable [11] |  |  |  |  | reference to block ABF947 | [5 empty] | CLASS_REFERENCE_TYPE(0112/2///61987#ABF947) 0112/2///61987#ABF947 - Measured variable [11] |  |  |  |  | DEPENDENT_P_DET | [5 empty] | 0112/2///61987#ABF929 - Input [22] | 0112/2///61987#ABA000 |  |  |  | Standard |  | IEC 61987 | IEC | IEC SC65E | 0112/2///61987#ABB065 - number of measured variables | C00112 |  | 0112-2---61987#ABG507 | https://cdd.iec.ch/cdd/iec61987/iec61987.nsf/PropertiesAllVersions/0112-2---61987%23ABG507
0112/2///61987#ABF516 | 002 | 01 | 0112/2///61987#ABF516#002 | type of gauge orientation |  |  |  |  | classification of a gauge according to the position of the sensing element or its connection to the case related to the pivot of the pointer | [5 empty] | ENUM_CODE_TYPE(0112/2///61987#ABL296) |  |  |  |  | DEPENDENT_P_DET |  |  | 0112/2///61987#ABL296 | 0112/2///61987#ABL928 - axial0112/2///61987#ABL929 - radial left0112/2///61987#ABL930 - radial right0112/2///61987#ABL931 - radial top0112/2///61987#ABL932 - radial bottom0112/2///61987#ABI407 - others |  | 0112/2///61987#ABF513 - Structural design of temperature gauge | 0112/2///61987#ABA000 |  |  |  | Standard |  | IEC 61987 | IEC | SC65E | 0112/2///61987#ABI406 - empty_property | C00091 |  | 0112-2---61987#ABF516 | https://cdd.iec.ch/cdd/iec61987/iec61987.nsf/PropertiesAllVersions/0112-2---61987%23ABF516
0112/2///61987#ABH179 | 002 | 01 | 0112/2///61987#ABH179#002 | type of dust |  |  |  |  | classification of dust according to its frequency of occurrence | [5 empty] | ENUM_CODE_TYPE(0112/2///61987#ABJ788) |  |  |  |  | DEPENDENT_P_DET |  |  | 0112/2///61987#ABJ788 | 0112/2///61987#ABL192 - never0112/2///61987#ABL193 - occasionally0112/2///61987#ABL194 - frequently0112/2///61987#ABL195 - always0112/2///61987#ABI407 - others |  | 0112/2///61987#ABG463 - Gas/vapor phase [level] | 0112/2///61987#ABA000 |  |  |  | Standard |  | IEC 61987 | IEC | SC65E | 0112/2///61987#ABI406 - empty_property | C00091 |  | 0112-2---61987#ABH179 | https://cdd.iec.ch/cdd/iec61987/iec61987.nsf/PropertiesAllVersions/0112-2---61987%23ABH179
0112/2///61987#ABB383 | 003 | 01 | 0112/2///61987#ABB383#003 | mounting kit for hardware |  |  |  |  | set of parts used for the mounting or installation of a device | [5 empty] | STRING_TYPE |  |  |  |  | NON_DEPENDENT_P_DET | [5 empty] | 0112/2///61987#ABC044 - Transmitter body [1]0112/2///61987#ABC045 - Transmitter body [2]0112/2///61987#ABC046 - Transmitter body [3]0112/2///61987#ABC047 - Transmitter body [4]0112/2///61987#ABC246 - Flowtube assembly0112/2///61987#ABC412 - Flow measuring chamber0112/2///61987#ABC637 - Structural design of a valve manifold0112/2///61987#ABD796 - Actuator | 0112/2///61987#ABA000 |  |  |  | Standard |  |  |  | SC65E – IEC 61987 | - | C00004 |  | 0112-2---61987#ABB383 | https://cdd.iec.ch/cdd/iec61987/iec61987.nsf/PropertiesAllVersions/0112-2---61987%23ABB383
0112/2///61987#ABC898 | 001 | 02 | 0112/2///61987#ABC898#001 | reference to High/single pressure side process case variables |  |  |  |  | reference to block ABC268 | [5 empty] | CLASS_REFERENCE_TYPE(0112/2///61987#ABC268) 0112/2///61987#ABC268 - High/single pressure side process case variables |  |  |  |  | NON_DEPENDENT_P_DET | [5 empty] | 0112/2///61987#ABC535 - Process case [pressure] | 0112/2///61987#ABA000 |  |  |  | Standard |  |  |  | SC65E – IEC 61987 | - | C00004 |  | 0112-2---61987#ABC898 | https://cdd.iec.ch/cdd/iec61987/iec61987.nsf/PropertiesAllVersions/0112-2---61987%23ABC898
0112/2///61987#ABH375 | 001 | 02 | 0112/2///61987#ABH375#001 | length of lagging extension |  |  |  |  | length of that part of a fitting, if appropriate without the flange thickness, that is lies outside of the equipment | This length is often called the T-length. |  | mm |  |  | REAL_MEASURE_TYPE |  |  |  |  | NON_DEPENDENT_P_DET | [5 empty] | 0112/2///61987#ABF319 - Structural design of a thermowell | 0112/2///61987#ABA000 | 0112/2///62720#UAA862 - millimetre |  | 0112/2///61987#ABT548 - Length short | Standard |  |  |  | SC65E – IEC 61987 | - | C0018 |  | 0112-2---61987#ABH375 | https://cdd.iec.ch/cdd/iec61987/iec61987.nsf/PropertiesAllVersions/0112-2---61987%23ABH375
0112/2///61987#ABV161 | 001 | 01 | 0112/2///61987#ABV161#001 | reference to Type of measured variable [13] |  |  |  |  | reference to block ABF985 | [5 empty] | CLASS_REFERENCE_TYPE(0112/2///61987#ABF985) 0112/2///61987#ABF985 - Type of measured variable [13] |  |  |  |  | NON_DEPENDENT_P_DET | [5 empty] | 0112/2///61987#ABF949 - Measured variable [13] | 0112/2///61987#ABA000 |  |  |  | Standard |  | IEC 61987 | IEC | SC65E | - | C00019 | 001-01 (2018-03-28 07:27:23 by BATCH 00000762) standard | 0112-2---61987#ABV161 | https://cdd.iec.ch/cdd/iec61987/iec61987.nsf/PropertiesAllVersions/0112-2---61987%23ABV161
0112/2///61987#ABU370 | 001 | 03 | 0112/2///61987#ABU370#001 | reference to Pulse input |  |  |  |  | reference to block ABC551 |  | Id specified in IEC61987-12/-13: ABD181 |  |  |  | CLASS_REFERENCE_TYPE(0112/2///61987#ABC551) 0112/2///61987#ABC551 - Pulse input |  |  |  |  | DEPENDENT_P_DET | [5 empty] | 0112/2///61987#ABC053 - Type of auxiliary input [2] | 0112/2///61987#ABA000 |  |  |  | Standard |  |  |  | SC65E – IEC 61987 | 0112/2///61987#ABU347 - auxiliary input type [2] | C00004 |  | 0112-2---61987#ABU370 | https://cdd.iec.ch/cdd/iec61987/iec61987.nsf/PropertiesAllVersions/0112-2---61987%23ABU370
0112/2///61987#ABB153 | 004 | 01 | 0112/2///61987#ABB153#004 | set direction of action |  |  |  |  | direction of action that has been set at the factory for a configurable binary or analogue output | [5 empty] | STRING_TYPE |  |  |  |  | NON_DEPENDENT_P_DET | [5 empty] | 0112/2///61987#ABC145 - Binary output IEC 60947-5-6 (NAMUR)0112/2///61987#ABC594 - Signal function | 0112/2///61987#ABA000 |  |  |  | Standard |  |  |  | SC65E – IEC 61987 | - | C00004 |  | 0112-2---61987#ABB153 | https://cdd.iec.ch/cdd/iec61987/iec61987.nsf/PropertiesAllVersions/0112-2---61987%23ABB153
0112/2///61987#ABH677 | 001 | 01 | 0112/2///61987#ABH677#001 | input value of voltage |  |  |  |  | input value of a voltage table |  |  | V |  |  | REAL_MEASURE_TYPE |  |  |  |  | NON_DEPENDENT_P_DET | [5 empty] | 0112/2///61987#ABH644 - Calibration point of voltage | 0112/2///61987#ABA000 | 0112/2///62720#UAA296 - volt |  | 0112/2///61987#ABT506 - Voltage | Standard |  | IEC 61987 |  | SC65E – IEC 61987 | - | C00018 | 001-01 (2019-03-08 15:35:29 by BATCH 00000766) standard | 0112-2---61987#ABH677 | https://cdd.iec.ch/cdd/iec61987/iec61987.nsf/PropertiesAllVersions/0112-2---61987%23ABH677
0112/2///61987#ABC806 | 004 | 01 | 0112/2///61987#ABC806#004 | reference to Current signal on alarm |  |  |  |  | reference to block ABC176 | [5 empty] | CLASS_REFERENCE_TYPE(0112/2///61987#ABC176) 0112/2///61987#ABC176 - Current signal on alarm |  |  |  |  | NON_DEPENDENT_P_DET | [5 empty] | 0112/2///61987#ABC085 - Analog current input parameters0112/2///61987#ABC140 - Binary current output0112/2///61987#ABC091 - Analog current output parameters0112/2///61987#ABP015 - Analog current input parameters [I/O module] | 0112/2///61987#ABA000 |  |  |  | Standard |  |  |  | SC65E – IEC 61987 | - | C00004 |  | 0112-2---61987#ABC806 | https://cdd.iec.ch/cdd/iec61987/iec61987.nsf/PropertiesAllVersions/0112-2---61987%23ABC806
0112/2///61987#ABC006 | 001 | 04 | 0112/2///61987#ABC006#001 | sensor reference height |  |  |  |  | distance, projected to the vertical axis, between the vessel zero reference point and the instrument mounting reference | the instrument mounting reference point is the center of the sealing surface or the thread end where the instrument is mounted |  | mm |  |  | REAL_MEASURE_TYPE |  |  |  |  | NON_DEPENDENT_P_DET | [5 empty] | 0112/2///61987#ABC411 - Pressure measurement instrument installation | 0112/2///61987#ABA000 | 0112/2///62720#UAA862 - millimetre |  | 0112/2///61987#ABT548 - Length short | Standard |  |  |  | SC65E – IEC 61987 | - | C00004 |  | 0112-2---61987#ABC006 | https://cdd.iec.ch/cdd/iec61987/iec61987.nsf/PropertiesAllVersions/0112-2---61987%23ABC006
0112/2///61987#ABA490 | 001 | 02 | 0112/2///61987#ABA490#001 | type of hardware configuration element |  |  |  |  | classification of a hardware configuration element according to its mechanical design | [5 empty] | STRING_TYPE |  |  |  |  | NON_DEPENDENT_P_DET | [5 empty] | 0112/2///61987#ABC468 - Other hardware configuration element | 0112/2///61987#ABA000 |  |  |  | Standard |  |  |  | SC65E – IEC 61987 | - | C00004 |  | 0112-2---61987#ABA490 | https://cdd.iec.ch/cdd/iec61987/iec61987.nsf/PropertiesAllVersions/0112-2---61987%23ABA490
0112/2///61987#ABD776 | 003 | 01 | 0112/2///61987#ABD776#003 | type of trim |  |  |  |  | classification of the trim (internal elements) of a valve according to its design | [5 empty] | ENUM_CODE_TYPE(0112/2///61987#ABJ793) |  |  |  |  | DEPENDENT_P_DET |  |  | 0112/2///61987#ABJ793 | 0112/2///61987#ABL218 - parabolic plug0112/2///61987#ABL219 - perforated plug0112/2///61987#ABL220 - contoured plug0112/2///61987#ABL221 - cage-guided plug0112/2///61987#ABI407 - others |  | 0112/2///61987#ABD812 - Body of valve [2]0112/2///61987#ABD813 - Body of valve [3]0112/2///61987#ABD814 - Body of valve [1]0112/2///61987#ABE605 - Body of solenoid valve | 0112/2///61987#ABA000 |  |  |  | Standard |  |  |  |  | 0112/2///61987#ABI406 - empty_property | C00091 |  | 0112-2---61987#ABD776 | https://cdd.iec.ch/cdd/iec61987/iec61987.nsf/PropertiesAllVersions/0112-2---61987%23ABD776
0112/2///61987#ABE419 | 002 | 01 | 0112/2///61987#ABE419#002 | type of closure member |  |  |  |  | classification of a closure member according to its usage in a final control element | [5 empty] | ENUM_CODE_TYPE(0112/2///61987#ABL569) |  |  |  |  | DEPENDENT_P_DET |  |  | 0112/2///61987#ABL569 | 0112/2///61987#ABM873 - plug0112/2///61987#ABM875 - ball0112/2///61987#ABM194 - disc0112/2///61987#ABM877 - gate0112/2///61987#ABL964 - diaphragm0112/2///61987#ABI407 - others |  | 0112/2///61987#ABE403 - Closure member | 0112/2///61987#ABA000 |  |  |  | Standard |  | IEC 61987 | IEC | SC65E | 0112/2///61987#ABI406 - empty_property | C00091 |  | 0112-2---61987#ABE419 | https://cdd.iec.ch/cdd/iec61987/iec61987.nsf/PropertiesAllVersions/0112-2---61987%23ABE419
0112/2///61987#ABV205 | 001 | 02 | 0112/2///61987#ABV205#001 | reference to Percentage performance [7] |  |  |  |  | reference to block ABG310 | [5 empty] | CLASS_REFERENCE_TYPE(0112/2///61987#ABG310) 0112/2///61987#ABG310 - Percentage performance [7] |  |  |  |  | DEPENDENT_P_DET | [5 empty] | 0112/2///61987#ABG282 - Type of performance variable [16] | 0112/2///61987#ABA000 |  |  |  | Standard |  | IEC 61987 | IEC | SC65E | 0112/2///61987#ABV193 - performance variable type [16] | C00019 |  | 0112-2---61987#ABV205 | https://cdd.iec.ch/cdd/iec61987/iec61987.nsf/PropertiesAllVersions/0112-2---61987%23ABV205
0112/2///61987#ABU645 | 001 | 01 | 0112/2///61987#ABU645#001 | reference to Solid/particle phase [density] |  |  |  |  | reference to block ABG466 | [5 empty] | CLASS_REFERENCE_TYPE(0112/2///61987#ABG466) 0112/2///61987#ABG466 - Solid/particle phase [density] |  |  |  |  | DEPENDENT_P_DET | [5 empty] | 0112/2///61987#ABG458 - Phase [density] | 0112/2///61987#ABA000 |  |  |  | Standard |  | IEC 61987 | IEC | SC65E | 0112/2///61987#ABU640 - phase type | C00017 | 001-01 (2018-03-28 07:27:21 by BATCH 00000762) standard | 0112-2---61987#ABU645 | https://cdd.iec.ch/cdd/iec61987/iec61987.nsf/PropertiesAllVersions/0112-2---61987%23ABU645
0112/2///61987#ABA298 | 001 | 01 | 0112/2///61987#ABA298#001 | description of attachment |  |  |  |  | plain text characterizing an e-mail attachment | [5 empty] | STRING_TYPE |  |  |  |  | NON_DEPENDENT_P_DET | [5 empty] | 0112/2///61987#ABA396 - Attachment | 0112/2///61987#ABA000 |  |  |  | Standard |  | IEC 61987 |  | SC65E – IEC 61987 | - | C00018 | 001-01 (2019-03-08 15:35:28 by BATCH 00000766) standard | 0112-2---61987#ABA298 | https://cdd.iec.ch/cdd/iec61987/iec61987.nsf/PropertiesAllVersions/0112-2---61987%23ABA298
0112/2///61987#ABC972 | 001 | 02 | 0112/2///61987#ABC972#001 | reference to Material of bearing |  |  |  |  | reference to block ABC342 | [5 empty] | CLASS_REFERENCE_TYPE(0112/2///61987#ABC342) 0112/2///61987#ABC342 - Material of bearing |  |  |  |  | NON_DEPENDENT_P_DET | [5 empty] | 0112/2///61987#ABC627 - Structural design of a helix flow transmitter or gauge0112/2///61987#ABC632 - Structural design of a piston flow transmitter or gauge0112/2///61987#ABC633 - Structural design of a rotating element flow transmitter or gauge0112/2///61987#ABC640 - Structural design of an (oval) gear flow transmitter or gauge | 0112/2///61987#ABA000 |  |  |  | Standard |  |  |  | SC65E – IEC 61987 | - | C00004 |  | 0112-2---61987#ABC972 | https://cdd.iec.ch/cdd/iec61987/iec61987.nsf/PropertiesAllVersions/0112-2---61987%23ABC972
0112/2///61987#ABG966 | 001 | 01 | 0112/2///61987#ABG966#001 | reference to Structural design [level switch] |  |  |  |  | reference to block ABG406 | [5 empty] | CLASS_REFERENCE_TYPE(0112/2///61987#ABG406) 0112/2///61987#ABG406 - Structural design [level switch] |  |  |  |  | NON_DEPENDENT_P_DET | [5 empty] | 0112/2///61987#ABG361 - Mechanical and electrical construction [level switch] | 0112/2///61987#ABA000 |  |  |  | Standard |  | IEC 61987 | IEC | SC65E | - | C00018 | 001-01 (2018-03-28 07:27:12 by BATCH 00000762) standard | 0112-2---61987#ABG966 | https://cdd.iec.ch/cdd/iec61987/iec61987.nsf/PropertiesAllVersions/0112-2---61987%23ABG966
0112/2///61987#ABD685 | 002 | 01 | 0112/2///61987#ABD685#002 | piping geometry factor Fp |  |  |  |  | ratio of the flow rate through a control valve installed with attached fittings to the flow rate that would result if the control valve was installed without attached fittings and tested under identical conditions which will not produce choked flow in either installation |  |  | 1 |  |  | REAL_MEASURE_TYPE |  |  | IEC 60534-2-1 |  | NON_DEPENDENT_P_DET | [5 empty] | 0112/2///61987#ABD816 - Calculation results of control devices0112/2///61987#ABE658 - Calculation results of flow modification accessory | 0112/2///61987#ABA000 | 0112/2///62720#UAA915 - quantity of dimension one |  |  | Standard |  |  |  |  | - | C00019 |  | 0112-2---61987#ABD685 | https://cdd.iec.ch/cdd/iec61987/iec61987.nsf/PropertiesAllVersions/0112-2---61987%23ABD685
0112/2///61987#ABU534 | 002 | 01 | 0112/2///61987#ABU534#002 | reference to Analog current output [6] |  |  |  |  | reference to block ABD800 |  | Id specified in IEC61987-22: ABE056 |  |  |  | CLASS_REFERENCE_TYPE(0112/2///61987#ABD800) 0112/2///61987#ABD800 - Analog current output [6] |  |  |  |  | DEPENDENT_P_DET | [5 empty] | 0112/2///61987#ABE042 - Type of output [8]0112/2///61987#ABE692 - Type of output [22] | 0112/2///61987#ABA000 |  |  |  | Standard |  |  |  |  | 0112/2///61987#ABU529 - output type [8] | C00004 |  | 0112-2---61987#ABU534 | https://cdd.iec.ch/cdd/iec61987/iec61987.nsf/PropertiesAllVersions/0112-2---61987%23ABU534
0112/2///61987#ABF309 | 001 | 01 | 0112/2///61987#ABF309#001 | average influence of process temperature on analog output |  |  |  |  | change in output of an analog output caused by a change in process temperature with respect to reference conditions, expressed as the average error across the specified process temperature range |  |  | %/K |  |  | REAL_MEASURE_TYPE |  |  |  |  | NON_DEPENDENT_P_DET | [5 empty] | 0112/2///61987#ABF114 - Influence of external quantities expressed as an additional inaccuracy for an analog output | 0112/2///61987#ABA000 | 0112/2///62720#UAA008 - percent per kelvin |  | 0112/2///61987#ABT527 - Percentage per temperature | Standard |  | IEC 61987 | IEC | SC65E | - | C00019 | 001-01 (2018-03-28 07:27:05 by BATCH 00000762) standard | 0112-2---61987#ABF309 | https://cdd.iec.ch/cdd/iec61987/iec61987.nsf/PropertiesAllVersions/0112-2---61987%23ABF309
0112/2///61987#ABF624 | 001 | 01 | 0112/2///61987#ABF624#001 | average influence of ambient temperature on mass fraction |  |  |  |  | change in output of a mass fraction measuring device caused by a change in ambient temperature with respect to reference conditions, expressed as the average error across the specified ambient temperature range |  |  | %/K |  |  | REAL_MEASURE_TYPE |  |  |  |  | NON_DEPENDENT_P_DET | [5 empty] | 0112/2///61987#ABF623 - Influence of external quantities expressed for mass fraction | 0112/2///61987#ABA000 | 0112/2///62720#UAA008 - percent per kelvin |  | 0112/2///61987#ABT527 - Percentage per temperature | Standard |  | IEC 61987 | IEC | SC65E | - | C00018 | 001-01 (2018-03-28 07:27:08 by BATCH 00000762) standard | 0112-2---61987#ABF624 | https://cdd.iec.ch/cdd/iec61987/iec61987.nsf/PropertiesAllVersions/0112-2---61987%23ABF624
0112/2///61987#ABD475 | 001 | 02 | 0112/2///61987#ABD475#001 | unit of measure of set value |  |  |  |  | unit of measure assigned to set value | [5 empty] | STRING_TYPE |  |  |  |  | NON_DEPENDENT_P_DET | [5 empty] | 0112/2///61987#ABD472 - Pointer | 0112/2///61987#ABA000 |  |  |  | Standard |  |  |  | SC65E – IEC 61987 | - | C00004 |  | 0112-2---61987#ABD475 | https://cdd.iec.ch/cdd/iec61987/iec61987.nsf/PropertiesAllVersions/0112-2---61987%23ABD475
0112/2///61987#ABJ390 | 001 | 02 | 0112/2///61987#ABJ390#001 | reference to On-off actuation technology block |  |  |  |  | reference to block ABI752 | [5 empty] | CLASS_REFERENCE_TYPE(0112/2///61987#ABI752) 0112/2///61987#ABI752 - On-off actuation technology block |  |  |  |  | DEPENDENT_P_DET | [5 empty] | 0112/2///61987#ABH840 - User application parameters | 0112/2///61987#ABA000 |  |  |  | Standard |  | IEC 61987 | IEC | IEC SC65E | 0112/2///61987#ABJ665 - number of On-off actuation technology blocks | C00112 |  | 0112-2---61987#ABJ390 | https://cdd.iec.ch/cdd/iec61987/iec61987.nsf/PropertiesAllVersions/0112-2---61987%23ABJ390
0112/2///61987#ABG942 | 001 | 01 | 0112/2///61987#ABG942#001 | reference to Mechanical and electrical construction [sight level indicator] |  |  |  |  | reference to block ABG382 | [5 empty] | CLASS_REFERENCE_TYPE(0112/2///61987#ABG382) 0112/2///61987#ABG382 - Mechanical and electrical construction [sight level indicator] |  |  |  |  | NON_DEPENDENT_P_DET | [5 empty] | 0112/2///61987#ABE750 - Device LOP for sight level indicator | 0112/2///61987#ABA000 |  |  |  | Standard |  | IEC 61987 | IEC | SC65E | - | C00018 | 001-01 (2018-03-28 07:27:12 by BATCH 00000762) standard | 0112-2---61987#ABG942 | https://cdd.iec.ch/cdd/iec61987/iec61987.nsf/PropertiesAllVersions/0112-2---61987%23ABG942
0112/2///61987#ABB140 | 004 | 01 | 0112/2///61987#ABB140#004 | leak tightness to exterior |  |  |  |  | tightness of a pressure or vacuum housing expressed in terms of the leakage rate to or from its environment |  |  | mbar·l/s |  |  | REAL_MEASURE_TYPE |  |  |  |  | NON_DEPENDENT_P_DET | [5 empty] | 0112/2///61987#ABC174 - Connection head0112/2///61987#ABC246 - Flowtube assembly0112/2///61987#ABF025 - Structural design of a float level transmitter and switch0112/2///61987#ABF117 - Structural design of a guided-wave radar level transmitter0112/2///61987#ABF136 - Structural design of a capacitance level transmitter/switch0112/2///61987#ABF154 - Structural design of a conductance level transmitter/switch0112/2///61987#ABF182 - Structural design of an ultrasonic level transmitter0112/2///61987#ABF183 - Structural design of a vibrating level switch0112/2///61987#ABF191 - Structural design of a rotary paddle switch0112/2///61987#ABF217 - Structural design of a magnetic level gauge0112/2///61987#ABF276 - Structural design of a sight level gauge0112/2///61987#ABF282 - Structural design of a sight level indicator0112/2///61987#ABF283 - Structural design of an optical level switch0112/2///61987#ABF285 - Structural design of a thermal level switch0112/2///61987#ABF319 - Structural design of a thermowell0112/2///61987#ABF341 - Structural design of a hydrostatic pressure level transmitter0112/2///61987#ABF342 - Structural design of a displacer lever transmitter/switch0112/2///61987#ABF343 - Structural design of a nuclear level transmitter/switch0112/2///61987#ABF431 - Structural design of a plumb bob level transmitter0112/2///61987#ABF432 - Structural design of a servo level transmitter0112/2///61987#ABF433 - Structural design of an ultrasonic level switch0112/2///61987#ABF517 - Structural design of a microwave level switch0112/2///61987#ABF518 - Structural design of a laser level transmitter0112/2///61987#ABF632 - Structural design of a refractive index density transmitter0112/2///61987#ABF635 - Structural design of a vibrating fork/rod density transmitter0112/2///61987#ABH365 - Insertion type microwave density transmitter0112/2///61987#ABF018 - Structural design of a free-space radar level transmitter0112/2///61987#ABD813 - Body of valve [3]0112/2///61987#ABD814 - Body of valve [1]0112/2///61987#ABE605 - Body of solenoid valve | 0112/2///61987#ABA000 | 0112/2///62720#UAA813 - millibar litre per second |  | 0112/2///61987#ABT552 - Leakage rate | Standard |  |  |  | SC65E – IEC 61987 | - | C00004 |  | 0112-2---61987#ABB140 | https://cdd.iec.ch/cdd/iec61987/iec61987.nsf/PropertiesAllVersions/0112-2---61987%23ABB140
0112/2///61987#ABA111 | 006 | 01 | 0112/2///61987#ABA111#006 | maximum kinematic viscosity |  |  |  |  | highest kinematic viscosity for which a device is or should be designed to operate within its specified limits |  |  | mm²/s |  |  | REAL_MEASURE_TYPE |  |  |  |  | NON_DEPENDENT_P_DET | [5 empty] | 0112/2///61987#ABC451 - Normal process conditions [1]0112/2///61987#ABC454 - Normal process design conditions [1]0112/2///61987#ABC455 - Normal process design conditions [2]0112/2///61987#ABD947 - Normal process conditions [4]0112/2///61987#ABD948 - Normal process design conditions [3]0112/2///61987#ABH071 - Fluid phase design conditions0112/2///61987#ABH342 - Normal process design conditions [6]0112/2///61987#ABH462 - Normal process conditions [11]0112/2///61987#ABG346 - Normal process conditions [8]0112/2///61987#ABG343 - Normal process conditions [5]0112/2///61987#ABG344 - Normal process conditions [6]0112/2///61987#ABG347 - Normal process conditions [9] | 0112/2///61987#ABA000 | 0112/2///62720#UAA872 - millimetre squared per second |  | 0112/2///61987#ABT553 - Kinematic viscosity | Standard |  |  |  | SC65E – IEC 61987 | - | C00004 |  | 0112-2---61987#ABA111 | https://cdd.iec.ch/cdd/iec61987/iec61987.nsf/PropertiesAllVersions/0112-2---61987%23ABA111
0112/2///61987#ABI392 | 001 | 02 | 0112/2///61987#ABI392#001 | reference to Manufacturer-specific block parameter |  |  |  |  | reference to block ABH912 | [5 empty] | CLASS_REFERENCE_TYPE(0112/2///61987#ABH912) 0112/2///61987#ABH912 - Manufacturer-specific block parameter |  |  |  |  | DEPENDENT_P_DET | [5 empty] | 0112/2///61987#ABH841 - Device (resource) block0112/2///61987#ABH843 - Flow technology block0112/2///61987#ABH849 - Level technology block0112/2///61987#ABH867 - Pressure technology block0112/2///61987#ABH869 - Temperature technology block0112/2///61987#ABH876 - Analog input function block0112/2///61987#ABH878 - Discrete input function block0112/2///61987#ABH885 - Control function block0112/2///61987#ABH888 - Analog output function block0112/2///61987#ABH890 - Discrete output function block0112/2///61987#ABH901 - Pulse input function block0112/2///61987#ABH904 - Calculation function block0112/2///61987#ABI752 - On-off actuation technology block0112/2///61987#ABI807 - Density technology block0112/2///61987#ABI812 - Modulation actuation technology block0112/2///61987#ABJ615 - Other measurement technology block | 0112/2///61987#ABA000 |  |  |  | Standard |  | IEC 61987 | IEC | IEC SC65E | 0112/2///61987#ABI037 - number of Manufacturer-specific block parameters | C00112 |  | 0112-2---61987#ABI392 | https://cdd.iec.ch/cdd/iec61987/iec61987.nsf/PropertiesAllVersions/0112-2---61987%23ABI392
0112/2///61987#ABB422 | 001 | 04 | 0112/2///61987#ABB422#001 | upstream straight length of a meter run |  |  |  |  | length of straight pipe without fittings or obstructions upstream of an instrument, expressed in units of pipe diameter |  |  | mm |  |  | REAL_MEASURE_TYPE |  |  |  |  | NON_DEPENDENT_P_DET | [5 empty] | 0112/2///61987#ABC445 - Meter run | 0112/2///61987#ABA000 | 0112/2///62720#UAA862 - millimetre |  | 0112/2///61987#ABT548 - Length short | Standard |  |  |  | SC65E – IEC 61987 | - | C00004 |  | 0112-2---61987#ABB422 | https://cdd.iec.ch/cdd/iec61987/iec61987.nsf/PropertiesAllVersions/0112-2---61987%23ABB422
0112/2///61987#ABH602 | 001 | 01 | 0112/2///61987#ABH602#001 | hysteresis of trip value |  |  |  |  | difference between consecutive upscale and downscale values of a trip value |  |  | 1 |  |  | REAL_MEASURE_TYPE |  |  |  |  | NON_DEPENDENT_P_DET | [5 empty] | 0112/2///61987#ABH596 - Replacement of values | 0112/2///61987#ABA000 | 0112/2///62720#UAA915 - quantity of dimension one |  |  | Standard |  | IEC 61987 |  | SC65E – IEC 61987 | - | C00018 | 001-01 (2019-03-08 15:35:29 by BATCH 00000766) standard | 0112-2---61987#ABH602 | https://cdd.iec.ch/cdd/iec61987/iec61987.nsf/PropertiesAllVersions/0112-2---61987%23ABH602
0112/2///61987#ABB764 | 001 | 03 | 0112/2///61987#ABB764#001 | number of accuracies for a subrange of flow velocity |  |  |  |  | @number of accuracies for a subrange of flow velocity |  | cardinality property |  |  |  | INT_TYPE |  |  |  |  | CONDITION_DET | [5 empty] | 0112/2///61987#ABC060 - Absolute performance for flow velocity | 0112/2///61987#ABA000 |  |  |  | Standard |  |  |  | SC65E – IEC 61987 | - | C00004 |  | 0112-2---61987#ABB764 | https://cdd.iec.ch/cdd/iec61987/iec61987.nsf/PropertiesAllVersions/0112-2---61987%23ABB764
0112/2///61987#ABU179 | 001 | 04 | 0112/2///61987#ABU179#001 | reference to Binary transistor/triac output |  |  |  |  | reference to block ABC141 |  | Id specified in IEC61987-12/-13: ABC771 |  |  |  | CLASS_REFERENCE_TYPE(0112/2///61987#ABC141) 0112/2///61987#ABC141 - Binary transistor/triac output |  |  |  |  | DEPENDENT_P_DET | [5 empty] | 0112/2///61987#ABC665 - Type of output [2] | 0112/2///61987#ABA000 |  |  |  | Standard |  | IEC 61987 | IEC | IEC/SC 65E | 0112/2///61987#ABU166 - output type [2] | C00128 |  | 0112-2---61987#ABU179 | https://cdd.iec.ch/cdd/iec61987/iec61987.nsf/PropertiesAllVersions/0112-2---61987%23ABU179
0112/2///61987#ABD715 | 001 | 04 | 0112/2///61987#ABD715#001 | storage time of measurement history data |  |  |  |  | time duration for which measurement data are stored within a device |  |  | y |  |  | REAL_MEASURE_TYPE |  |  |  |  | NON_DEPENDENT_P_DET | [5 empty] | 0112/2///61987#ABE034 - Structural design of a positioner0112/2///61987#ABE618 - Structural design of an I/P converter | 0112/2///61987#ABA000 | 0112/2///62720#UAB026 - year |  | 0112/2///61987#ABT511 - Time/time duration long | Standard |  |  |  |  | - | C00004 |  | 0112-2---61987#ABD715 | https://cdd.iec.ch/cdd/iec61987/iec61987.nsf/PropertiesAllVersions/0112-2---61987%23ABD715
0112/2///61987#ABV181 | 001 | 02 | 0112/2///61987#ABV181#001 | reference to Analog voltage input [5] |  |  |  |  | reference to block ABG119 | [5 empty] | CLASS_REFERENCE_TYPE(0112/2///61987#ABG119) 0112/2///61987#ABG119 - Analog voltage input [5] |  |  |  |  | DEPENDENT_P_DET | [5 empty] | 0112/2///61987#ABG065 - Type of auxiliary input [16] | 0112/2///61987#ABA000 |  |  |  | Standard |  | IEC 61987 | IEC | SC65E | 0112/2///61987#ABV168 - auxiliary input type [16] | C00019 |  | 0112-2---61987#ABV181 | https://cdd.iec.ch/cdd/iec61987/iec61987.nsf/PropertiesAllVersions/0112-2---61987%23ABV181
0112/2///61987#ABF746 | 001 | 01 | 0112/2///61987#ABF746#001 | reference to Material of vibration probe extension |  |  |  |  | reference to block ABF190 | [5 empty] | CLASS_REFERENCE_TYPE(0112/2///61987#ABF190) 0112/2///61987#ABF190 - Material of vibration probe extension |  |  |  |  | NON_DEPENDENT_P_DET | [5 empty] | 0112/2///61987#ABF188 - Extension of vibration probe | 0112/2///61987#ABA000 |  |  |  | Standard |  | IEC 61987 | IEC | SC65E | - | C00018 | 001-01 (2018-03-28 07:27:09 by BATCH 00000762) standard | 0112-2---61987#ABF746 | https://cdd.iec.ch/cdd/iec61987/iec61987.nsf/PropertiesAllVersions/0112-2---61987%23ABF746
0112/2///61987#ABF424 | 001 | 01 | 0112/2///61987#ABF424#001 | insulation resistance of sensor |  |  |  |  | electrical resistance between the probe and the sheath |  |  | kΩ |  |  | REAL_MEASURE_TYPE |  |  |  |  | NON_DEPENDENT_P_DET | [5 empty] | 0112/2///61987#ABF417 - Temperature sensor | 0112/2///61987#ABA000 | 0112/2///62720#UAA555 - kiloohm |  | 0112/2///61987#ABT564 - Electrical resistance | Standard |  | IEC 61987 | IEC | SC65E | - | C00018 | 001-01 (2018-03-28 07:27:06 by BATCH 00000762) standard | 0112-2---61987#ABF424 | https://cdd.iec.ch/cdd/iec61987/iec61987.nsf/PropertiesAllVersions/0112-2---61987%23ABF424
0112/2///61987#ABP305 | 001 | 01 | 0112/2///61987#ABP305#001 | vacuum application |  |  |  |  | characterization of a valve concerning its usabilty in vacuum applications | [5 empty] | ENUM_CODE_TYPE(0112/2///61987#ABJ765) |  |  |  |  | DEPENDENT_P_DET |  |  | 0112/2///61987#ABJ765 | 0112/2///61987#ABL014 - no0112/2///61987#ABL015 - yes0112/2///61987#ABI407 - others |  | 0112/2///61987#ABP303 - Functional design of a solenoid valve [I/O module] | 0112/2///61987#ABA000 |  |  |  | Standard |  | IEC 61987 | IEC | IEC/SC 65E | 0112/2///61987#ABI406 - empty_property | C00128 | 001-01 (2023-01-23 14:53:54 by BATCH 00000807) standard | 0112-2---61987#ABP305 | https://cdd.iec.ch/cdd/iec61987/iec61987.nsf/PropertiesAllVersions/0112-2---61987%23ABP305
0112/2///61987#ABA177 | 004 | 01 | 0112/2///61987#ABA177#004 | number of transmitter housings |  |  |  |  | @number of transmitter housings |  | cardinality property |  |  |  | INT_TYPE |  |  |  |  | CONDITION_DET | [5 empty] | 0112/2///61987#ABC603 - Structural design [flow transmitter]0112/2///61987#ABC604 - Structural design [coriolis mass flow transmitter]0112/2///61987#ABC605 - Structural design [swirl flow transmitter]0112/2///61987#ABC606 - Structural design [electromagnetic flow transmitter]0112/2///61987#ABC607 - Structural design [electromagnetic insertion flow transmitter]0112/2///61987#ABC608 - Structural design [orifice/differential pressure flow transmitter]0112/2///61987#ABC609 - Structural design [(oval) gear flow transmitter/gauge]0112/2///61987#ABC610 - Structural design [piston flow transmitter/gauge]0112/2///61987#ABC611 - Structural design [thermal mass flow transmitter]0112/2///61987#ABC612 - Structural design [rotating element flow transmitter/gauge]0112/2///61987#ABC613 - Structural design [ultrasonic flow transmitter]0112/2///61987#ABC614 - Structural design [variable area flow transmitter/gauge]0112/2///61987#ABC615 - Structural design [vortex flow transmitter]0112/2///61987#ABC616 - Structural design [positive displacement flow transmitter/gauge]0112/2///61987#ABC617 - Structural design [helix flow transmitter/gauge]0112/2///61987#ABC618 - Structural design [remote/separate transmitter]0112/2///61987#ABC619 - Structural design [absolute/gauge pressure transmitter]0112/2///61987#ABC620 - Structural design [differential pressure transmitter]0112/2///61987#ABE023 - Structural design [positioner]0112/2///61987#ABE597 - Structural design [position transmitter]0112/2///61987#ABE600 - Structural design [limit switch]0112/2///61987#ABE617 - Structural design [I/P converter]0112/2///61987#ABG432 - Structural design [temperature transmitter]0112/2///61987#ABG433 - Structural design [contact temperature transmitter]0112/2///61987#ABG434 - Structural design [radiation thermometer]0112/2///61987#ABG435 - Structural design [separate temperature transmitter]0112/2///61987#ABG441 - Structural design [density transmitter]0112/2///61987#ABG442 - Structural design [buoyancy density transmitter]0112/2///61987#ABG444 - Structural design [vibrating tube density transmitter]0112/2///61987#ABG445 - Structural design [radiometric density transmitter]0112/2///61987#ABG446 - Structural design [vibrating fork/rod density transmitter]0112/2///61987#ABG447 - Structural design [ultrasonic density transmitter]0112/2///61987#ABG448 - Structural design [microwave density transmitter]0112/2///61987#ABG449 - Structural design [separate density transmitter] | 0112/2///61987#ABA000 |  |  |  | Standard |  |  |  | SC65E – IEC 61987 | - | C00004 |  | 0112-2---61987#ABA177 | https://cdd.iec.ch/cdd/iec61987/iec61987.nsf/PropertiesAllVersions/0112-2---61987%23ABA177
0112/2///61987#ABE925 | 001 | 01 | 0112/2///61987#ABE925#001 | pulse value of degree of filling |  |  |  |  | degree of filling quantity assigned to one pulse |  |  | % |  |  | REAL_MEASURE_TYPE |  |  |  |  | NON_DEPENDENT_P_DET | [5 empty] | 0112/2///61987#ABE916 - Assigned degree of filling pulse value | 0112/2///61987#ABA000 | 0112/2///62720#UAA000 - percent |  | 0112/2///61987#ABT533 - Percentage | Standard |  | IEC 61987 | IEC | SC65E | - | C00018 | 001-01 (2018-03-28 07:27:03 by BATCH 00000762) standard | 0112-2---61987#ABE925 | https://cdd.iec.ch/cdd/iec61987/iec61987.nsf/PropertiesAllVersions/0112-2---61987%23ABE925
0112/2///61987#ABF708 | 001 | 01 | 0112/2///61987#ABF708#001 | reference to Horizontal float switch |  |  |  |  | reference to block ABF050 | [5 empty] | CLASS_REFERENCE_TYPE(0112/2///61987#ABF050) 0112/2///61987#ABF050 - Horizontal float switch |  |  |  |  | NON_DEPENDENT_P_DET | [5 empty] | 0112/2///61987#ABF025 - Structural design of a float level transmitter and switch | 0112/2///61987#ABA000 |  |  |  | Standard |  | IEC 61987 | IEC | SC65E | - | C00018 | 001-01 (2018-03-28 07:27:08 by BATCH 00000762) standard | 0112-2---61987#ABF708 | https://cdd.iec.ch/cdd/iec61987/iec61987.nsf/PropertiesAllVersions/0112-2---61987%23ABF708
0112/2///61987#ABU953 | 001 | 01 | 0112/2///61987#ABU953#001 | reference to Frequency output [17] |  |  |  |  | reference to block ABG199 | [5 empty] | CLASS_REFERENCE_TYPE(0112/2///61987#ABG199) 0112/2///61987#ABG199 - Frequency output [17] |  |  |  |  | DEPENDENT_P_DET | [5 empty] | 0112/2///61987#ABG155 - Type of output [25] | 0112/2///61987#ABA000 |  |  |  | Standard |  | IEC 61987 | IEC | SC65E | 0112/2///61987#ABU940 - output type [25] | C00018 | 001-01 (2018-03-28 07:27:22 by BATCH 00000762) standard | 0112-2---61987#ABU953 | https://cdd.iec.ch/cdd/iec61987/iec61987.nsf/PropertiesAllVersions/0112-2---61987%23ABU953
0112/2///61987#ABC803 | 004 | 02 | 0112/2///61987#ABC803#004 | reference to Connection facility [2] |  |  |  |  | reference to block ABC173 | [5 empty] | CLASS_REFERENCE_TYPE(0112/2///61987#ABC173) 0112/2///61987#ABC173 - Connection facility [2] |  |  |  |  | DEPENDENT_P_DET | [5 empty] | 0112/2///61987#ABC045 - Transmitter body [2]0112/2///61987#ABC195 - Dial indicator0112/2///61987#ABC202 - Digital indicator0112/2///61987#ABD480 - Dial indicator [2]0112/2///61987#ABD811 - Body of actuator0112/2///61987#ABC040 - Totalizer indicator [2]0112/2///61987#ABC049 - Transmitter housing [2]0112/2///61987#ABE040 - Transmitter housing [3]0112/2///61987#ABE607 - Solenoid valve housing0112/2///61987#ABP025 - Device housing | 0112/2///61987#ABA000 |  |  |  | Standard |  | IEC 61987 | IEC | IEC SC65E | 0112/2///61987#ABB177 - number of connection facilities | C00112 |  | 0112-2---61987#ABC803 | https://cdd.iec.ch/cdd/iec61987/iec61987.nsf/PropertiesAllVersions/0112-2---61987%23ABC803
0112/2///61987#ABD263 | 001 | 02 | 0112/2///61987#ABD263#001 | reference to Structural design of a valve manifold [2] |  |  |  |  | reference to block ABC637 | [5 empty] | CLASS_REFERENCE_TYPE(0112/2///61987#ABC637) 0112/2///61987#ABC637 - Structural design of a valve manifold |  |  |  |  | NON_DEPENDENT_P_DET | [5 empty] | 0112/2///61987#ABC608 - Structural design [orifice/differential pressure flow transmitter]0112/2///61987#ABC615 - Structural design [vortex flow transmitter]0112/2///61987#ABC619 - Structural design [absolute/gauge pressure transmitter]0112/2///61987#ABC620 - Structural design [differential pressure transmitter]0112/2///61987#ABC621 - Structural design [absolute/gauge pressure gauge]0112/2///61987#ABC622 - Structural design [differential pressure gauge]0112/2///61987#ABC624 - Structural design [manifold] | 0112/2///61987#ABA000 |  |  |  | Standard |  |  |  | SC65E – IEC 61987 | - | C00004 |  | 0112-2---61987#ABD263 | https://cdd.iec.ch/cdd/iec61987/iec61987.nsf/PropertiesAllVersions/0112-2---61987%23ABD263
0112/2///61987#ABB985 | 001 | 02 | 0112/2///61987#ABB985#001 | colour of key/button |  |  |  |  | colour of a key or button | [5 empty] | STRING_TYPE |  |  |  |  | NON_DEPENDENT_P_DET | [5 empty] | 0112/2///61987#ABC310 - Key/button | 0112/2///61987#ABA000 |  |  |  | Standard |  |  |  | SC65E – IEC 61987 | - | C00004 |  | 0112-2---61987#ABB985 | https://cdd.iec.ch/cdd/iec61987/iec61987.nsf/PropertiesAllVersions/0112-2---61987%23ABB985
0112/2///61987#ABH783 | 002 | 01 | 0112/2///61987#ABH783#002 | identifier of certificate, approval, declaration or license |  |  |  |  | alphanumeric character sequence identifying a certificate, approval, declaration or license | [5 empty] | STRING_TYPE |  |  |  |  | NON_DEPENDENT_P_DET | [5 empty] | 0112/2///61987#ABH515 - Certificate or approval | 0112/2///61987#ABA000 |  |  |  | Standard |  | IEC 61987 | IEC | IEC SC65E | - | C00112 |  | 0112-2---61987#ABH783 | https://cdd.iec.ch/cdd/iec61987/iec61987.nsf/PropertiesAllVersions/0112-2---61987%23ABH783
0112/2///61987#ABH715 | 001 | 02 | 0112/2///61987#ABH715#001 | reference to Compensation variable |  |  |  |  | reference to block ABH536 | [5 empty] | CLASS_REFERENCE_TYPE(0112/2///61987#ABH536) 0112/2///61987#ABH536 - Compensation variable |  |  |  |  | DEPENDENT_P_DET | [5 empty] | 0112/2///61987#ABH534 - Compensation | 0112/2///61987#ABA000 |  |  |  | Standard |  | IEC 61987 | IEC | IEC SC65E | 0112/2///61987#ABH535 - number of compensation variables | C00112 |  | 0112-2---61987#ABH715 | https://cdd.iec.ch/cdd/iec61987/iec61987.nsf/PropertiesAllVersions/0112-2---61987%23ABH715
0112/2///61987#ABU397 | 001 | 03 | 0112/2///61987#ABU397#001 | reference to Binary output IEC 60947-5-6 (NAMUR) |  |  |  |  | reference to block ABC145 |  | Id specified in IEC61987-12/-13: ABC775 |  |  |  | CLASS_REFERENCE_TYPE(0112/2///61987#ABC145) 0112/2///61987#ABC145 - Binary output IEC 60947-5-6 (NAMUR) |  |  |  |  | DEPENDENT_P_DET | [5 empty] | 0112/2///61987#ABC669 - Type of output [6] | 0112/2///61987#ABA000 |  |  |  | Standard |  |  |  | SC65E – IEC 61987 | 0112/2///61987#ABU388 - output type [6] | C00004 |  | 0112-2---61987#ABU397 | https://cdd.iec.ch/cdd/iec61987/iec61987.nsf/PropertiesAllVersions/0112-2---61987%23ABU397
0112/2///61987#ABF479 | 001 | 01 | 0112/2///61987#ABF479#001 | designation of capsule |  |  |  |  | alphanumeric character sequence identifying a capsule | [5 empty] | STRING_TYPE |  |  |  |  | NON_DEPENDENT_P_DET | [5 empty] | 0112/2///61987#ABF464 - Capsule of nuclear source | 0112/2///61987#ABA000 |  |  |  | Standard |  | IEC 61987 | IEC | SC65E | - | C00018 | 001-01 (2018-03-28 07:27:07 by BATCH 00000762) standard | 0112-2---61987#ABF479 | https://cdd.iec.ch/cdd/iec61987/iec61987.nsf/PropertiesAllVersions/0112-2---61987%23ABF479
0112/2///61987#ABI045 | 001 | 01 | 0112/2///61987#ABI045#001 | PV unit of measure |  |  |  |  | unit of measure assigned to the primary variable of a CPF 9 device | CPF 9 is the IEC 61784 acronym for HART. |  |  |  |  | INT_TYPE |  |  |  |  | NON_DEPENDENT_P_DET | [5 empty] | 0112/2///61987#ABH917 - HART common practice parameters | 0112/2///61987#ABA000 |  |  |  | Standard |  |  |  | SC65E – IEC 61987 | - | C00019 | 001-01 (2018-03-28 07:27:16 by BATCH 00000762) standard | 0112-2---61987#ABI045 | https://cdd.iec.ch/cdd/iec61987/iec61987.nsf/PropertiesAllVersions/0112-2---61987%23ABI045
0112/2///61987#ABJ669 | 001 | 01 | 0112/2///61987#ABJ669#001 | number of FLOW_MEASUREMENT_TRANSFORMATIONs |  |  |  |  | cardinality property for FLOW_MEASUREMENT_TRANSFORMATION | [5 empty] | INT_TYPE |  |  |  |  | CONDITION_DET | [5 empty] | 0112/2///61987#ABH843 - Flow technology block | 0112/2///61987#ABA000 |  |  |  | Standard |  |  |  | SC65E – IEC 61987 | - | C00018 | 001-01 (2019-03-08 15:35:34 by BATCH 00000766) standard | 0112-2---61987#ABJ669 | https://cdd.iec.ch/cdd/iec61987/iec61987.nsf/PropertiesAllVersions/0112-2---61987%23ABJ669
0112/2///61987#ABJ636 | 001 | 01 | 0112/2///61987#ABJ636#001 | DISCRETE_READBACK_STATUS |  |  |  |  | parameter indicating the status of the current discrete output value of the block | [5 empty] | INT_TYPE |  |  |  |  | NON_DEPENDENT_P_DET | [5 empty] | 0112/2///61987#ABI735 - DISCRETE_READBACK | 0112/2///61987#ABA000 |  |  |  | Standard |  |  |  | SC65E – IEC 61987 | - | C00019 | 001-01 (2019-03-08 15:35:33 by BATCH 00000766) standard | 0112-2---61987#ABJ636 | https://cdd.iec.ch/cdd/iec61987/iec61987.nsf/PropertiesAllVersions/0112-2---61987%23ABJ636
0112/2///61987#ABB386 | 004 | 01 | 0112/2///61987#ABB386#004 | reference standard for enclosure protection type no/class |  |  |  |  | standard to which a statement on an enclosure protection type or class refers | an example is NEMA |  |  |  |  | ENUM_CODE_TYPE(0112/2///61987#ABJ758) |  |  |  |  | DEPENDENT_P_DET |  |  | 0112/2///61987#ABJ758 | 0112/2///61987#ABK789 - IEC 605290112/2///61987#ABK790 - NEMA 2500112/2///61987#ABN523 - UL 50E0112/2///61987#ABK791 - JIS C09200112/2///61987#ABI407 - others |  | 0112/2///61987#ABC044 - Transmitter body [1]0112/2///61987#ABC045 - Transmitter body [2]0112/2///61987#ABC046 - Transmitter body [3]0112/2///61987#ABC047 - Transmitter body [4]0112/2///61987#ABC157 - Clamp-on ultrasonic flowmeter0112/2///61987#ABC171 - Connection compartment0112/2///61987#ABC174 - Connection head0112/2///61987#ABC195 - Dial indicator0112/2///61987#ABC202 - Digital indicator0112/2///61987#ABC302 - Insertion ultrasonic flowmeter0112/2///61987#ABD480 - Dial indicator [2]0112/2///61987#ABD848 - Dial indicator [3]0112/2///61987#ABD850 - Digital indicator [2]0112/2///61987#ABF168 - Sonic probe0112/2///61987#ABF261 - Fibre optics0112/2///61987#ABF268 - Cooling system0112/2///61987#ABF348 - Immersible probe or transmitter0112/2///61987#ABF380 - Structural design of a connection head0112/2///61987#ABF468 - Modulator0112/2///61987#ABF642 - Insertion ultrasonic density transmitter0112/2///61987#ABH474 - Illumination0112/2///61987#ABC040 - Totalizer indicator [2]0112/2///61987#ABC048 - Transmitter housing [1]0112/2///61987#ABC049 - Transmitter housing [2]0112/2///61987#ABC655 - Totalizer indicator [1]0112/2///61987#ABE040 - Transmitter housing [3]0112/2///61987#ABE607 - Solenoid valve housing0112/2///61987#ABF375 - Transmitter/switch housing0112/2///61987#ABP025 - Device housing | 0112/2///61987#ABA000 |  |  |  | Standard |  |  |  | SC65E – IEC 61987 | 0112/2///61987#ABI406 - empty_property | C00091 |  | 0112-2---61987#ABB386 | https://cdd.iec.ch/cdd/iec61987/iec61987.nsf/PropertiesAllVersions/0112-2---61987%23ABB386
0112/2///61987#ABA632 | 004 | 01 | 0112/2///61987#ABA632#004 | downstream straight length | Minimum downstream straight length |  |  |  | length of straight pipe downstream of a flow measuring device or valve that is available or necessary to ensure that it performs within its specified limits, expressed in units of pipe diameter |  |  | 1 |  |  | REAL_MEASURE_TYPE |  |  |  |  | NON_DEPENDENT_P_DET | [5 empty] | 0112/2///61987#ABC182 - Deployment conditions [1]0112/2///61987#ABE456 - Deployment conditions [6]0112/2///61987#ABE592 - Deployment conditions [7]0112/2///61987#ABC185 - Deployment design conditions [2] | 0112/2///61987#ABA000 | 0112/2///62720#UAA915 - quantity of dimension one |  |  | Standard |  |  |  | SC65E – IEC 61987 | - | C00019 |  | 0112-2---61987#ABA632 | https://cdd.iec.ch/cdd/iec61987/iec61987.nsf/PropertiesAllVersions/0112-2---61987%23ABA632
0112/2///61987#ABD757 | 002 | 01 | 0112/2///61987#ABD757#002 | type of local travel indicator |  |  |  |  | classification of a local travel indicator according to the design of indication | [5 empty] | ENUM_CODE_TYPE(0112/2///61987#ABL515) |  |  |  |  | DEPENDENT_P_DET |  |  | 0112/2///61987#ABL515 | 0112/2///61987#ABL189 - mechanical0112/2///61987#ABM215 - display0112/2///61987#ABM584 - LED indicator0112/2///61987#ABI407 - others |  | 0112/2///61987#ABD963 - Parameters of positioner | 0112/2///61987#ABA000 |  |  |  | Standard |  |  |  |  | 0112/2///61987#ABI406 - empty_property | C00091 |  | 0112-2---61987#ABD757 | https://cdd.iec.ch/cdd/iec61987/iec61987.nsf/PropertiesAllVersions/0112-2---61987%23ABD757
0112/2///61987#ABH237 | 001 | 02 | 0112/2///61987#ABH237#001 | maximum length |  |  |  |  | highest length of an object that may occur |  |  | mm |  |  | REAL_MEASURE_TYPE |  |  |  |  | NON_DEPENDENT_P_DET | [5 empty] | 0112/2///61987#ABH233 - Dimensions of target | 0112/2///61987#ABA000 | 0112/2///62720#UAA862 - millimetre |  | 0112/2///61987#ABT548 - Length short | Standard |  | IEC 61987 | IEC | SC65E | - | C00019 |  | 0112-2---61987#ABH237 | https://cdd.iec.ch/cdd/iec61987/iec61987.nsf/PropertiesAllVersions/0112-2---61987%23ABH237
0112/2///61987#ABH680 | 001 | 01 | 0112/2///61987#ABH680#001 | input value of resistance |  |  |  |  | input value of a resistance table |  |  | Ω |  |  | REAL_MEASURE_TYPE |  |  |  |  | NON_DEPENDENT_P_DET | [5 empty] | 0112/2///61987#ABH645 - Calibration point of resistance | 0112/2///61987#ABA000 | 0112/2///62720#UAA017 - ohm |  | 0112/2///61987#ABT564 - Electrical resistance | Standard |  | IEC 61987 |  | SC65E – IEC 61987 | - | C00018 | 001-01 (2019-03-08 15:35:29 by BATCH 00000766) standard | 0112-2---61987#ABH680 | https://cdd.iec.ch/cdd/iec61987/iec61987.nsf/PropertiesAllVersions/0112-2---61987%23ABH680
0112/2///61987#ABN670 | 001 | 02 | 0112/2///61987#ABN670#001 | 1X relative shaft vibration p-p |  |  |  |  | oscillation range at the rotation frequency of the shaft under consideration, expressed as displacement | Note 1: The oscillation amplitude normally results from a Fourier analysis of the vibration spectrum at the considered frequency or the considered frequencies. Note 2: The method used defining the frequency band and amplitude calculation within the frequency band is regularly defined by the user. |  | µm |  |  | REAL_MEASURE_TYPE |  |  |  |  | NON_DEPENDENT_P_DET | [5 empty] | 0112/2///61987#ABN694 - Specific machine vibration measurement variables | 0112/2///61987#ABA000 | 0112/2///62720#UAA090 - micrometre |  | 0112/2///61987#ABT548 - Length short | Standard |  | IEC 61987 | IEC | IEC SC65E | - | C00112 |  | 0112-2---61987#ABN670 | https://cdd.iec.ch/cdd/iec61987/iec61987.nsf/PropertiesAllVersions/0112-2---61987%23ABN670
0112/2///61987#ABC837 | 003 | 01 | 0112/2///61987#ABC837#003 | reference to Display of a digital indicator |  |  |  |  | reference to block ABC207 | [5 empty] | CLASS_REFERENCE_TYPE(0112/2///61987#ABC207) 0112/2///61987#ABC207 - Display of a digital indicator |  |  |  |  | NON_DEPENDENT_P_DET | [5 empty] | 0112/2///61987#ABC202 - Digital indicator0112/2///61987#ABD850 - Digital indicator [2] | 0112/2///61987#ABA000 |  |  |  | Standard |  |  |  | SC65E – IEC 61987 | - | C00004 |  | 0112-2---61987#ABC837 | https://cdd.iec.ch/cdd/iec61987/iec61987.nsf/PropertiesAllVersions/0112-2---61987%23ABC837
0112/2///61987#ABF083 | 001 | 01 | 0112/2///61987#ABF083#001 | zero point error of voltage |  |  |  |  | absolute error of a device measuring voltage under reference conditions, when the input is at the lower range value |  |  | mV |  |  | REAL_MEASURE_TYPE |  |  |  |  | NON_DEPENDENT_P_DET | [5 empty] | 0112/2///61987#ABF075 - Absolute performance for voltage0112/2///61987#ABP012 - Absolute performance for voltage [I/O module] | 0112/2///61987#ABA000 | 0112/2///62720#UAA804 - millivolt |  | 0112/2///61987#ABT506 - Voltage | Standard |  | IEC 61987 | IEC | SC65E | - | C00019 | 001-01 (2018-03-28 07:27:04 by BATCH 00000762) standard | 0112-2---61987#ABF083 | https://cdd.iec.ch/cdd/iec61987/iec61987.nsf/PropertiesAllVersions/0112-2---61987%23ABF083
0112/2///61987#ABA892 | 002 | 01 | 0112/2///61987#ABA892#002 | counter preset |  |  |  |  | ability of a counter to be preset | [5 empty] | ENUM_CODE_TYPE(0112/2///61987#ABL577) |  |  |  |  | DEPENDENT_P_DET |  |  | 0112/2///61987#ABL577 | 0112/2///61987#ABM897 - presettable0112/2///61987#ABM898 - non-presettable0112/2///61987#ABI407 - others |  | 0112/2///61987#ABC040 - Totalizer indicator [2]0112/2///61987#ABC552 - Pulse input/output parameters | 0112/2///61987#ABA000 |  |  |  | Standard |  |  |  | SC65E – IEC 61987 | 0112/2///61987#ABI406 - empty_property | C00091 |  | 0112-2---61987#ABA892 | https://cdd.iec.ch/cdd/iec61987/iec61987.nsf/PropertiesAllVersions/0112-2---61987%23ABA892
0112/2///61987#ABG502 | 001 | 02 | 0112/2///61987#ABG502#001 | reference to Measured variable [6] |  |  |  |  | reference to block ABF942 | [5 empty] | CLASS_REFERENCE_TYPE(0112/2///61987#ABF942) 0112/2///61987#ABF942 - Measured variable [6] |  |  |  |  | DEPENDENT_P_DET | [5 empty] | 0112/2///61987#ABF930 - Input [23] | 0112/2///61987#ABA000 |  |  |  | Standard |  | IEC 61987 | IEC | IEC SC65E | 0112/2///61987#ABB065 - number of measured variables | C00112 |  | 0112-2---61987#ABG502 | https://cdd.iec.ch/cdd/iec61987/iec61987.nsf/PropertiesAllVersions/0112-2---61987%23ABG502
0112/2///61987#ABD565 | 001 | 02 | 0112/2///61987#ABD565#001 | description of shaft/stem |  |  |  |  | plain text describing a valve stem/shaft | [5 empty] | STRING_TYPE |  |  |  |  | NON_DEPENDENT_P_DET | [5 empty] | 0112/2///61987#ABE409 - Stem/shaft | 0112/2///61987#ABA000 |  |  |  | Standard |  |  |  |  | - | C00004 |  | 0112-2---61987#ABD565 | https://cdd.iec.ch/cdd/iec61987/iec61987.nsf/PropertiesAllVersions/0112-2---61987%23ABD565
0112/2///61987#ABE858 | 001 | 01 | 0112/2///61987#ABE858#001 | measured error of degree of filling |  |  |  |  | largest positive or negative value of error of the average upscale or downscale value at each point of degree of filling measurement expressed as an absolute value |  |  | % |  |  | REAL_MEASURE_TYPE |  |  | IEC 61298 and IEC 60770-2 |  | NON_DEPENDENT_P_DET | [5 empty] | 0112/2///61987#ABE856 - Absolute performance for degree of filling0112/2///61987#ABE863 - Accuracy for a subrange of degree of filling | 0112/2///61987#ABA000 | 0112/2///62720#UAA000 - percent |  | 0112/2///61987#ABT533 - Percentage | Standard |  | IEC 61987 | IEC | SC65E | - | C00018 | 001-01 (2018-03-28 07:27:02 by BATCH 00000762) standard | 0112-2---61987#ABE858 | https://cdd.iec.ch/cdd/iec61987/iec61987.nsf/PropertiesAllVersions/0112-2---61987%23ABE858
0112/2///61987#ABH514 | 001 | 02 | 0112/2///61987#ABH514#001 | reference to Remark |  |  |  |  | reference to block ABH504 | [5 empty] | CLASS_REFERENCE_TYPE(0112/2///61987#ABH504) 0112/2///61987#ABH504 - Remark |  |  |  |  | DEPENDENT_P_DET | [5 empty] | 0112/2///61987#ABH517 - Device documents supplied | 0112/2///61987#ABA000 |  |  |  | Standard |  | IEC 61987 | IEC | IEC SC65E | 0112/2///61987#ABH509 - number of remarks | C00112 |  | 0112-2---61987#ABH514 | https://cdd.iec.ch/cdd/iec61987/iec61987.nsf/PropertiesAllVersions/0112-2---61987%23ABH514
0112/2///61987#ABU257 | 001 | 02 | 0112/2///61987#ABU257#001 | reference to Type of auxiliary input [3] |  |  |  |  | reference to block ABC054 |  | Id specified in IEC61987-12/-13: ABD296 |  |  |  | CLASS_REFERENCE_TYPE(0112/2///61987#ABC054) 0112/2///61987#ABC054 - Type of auxiliary input [3] |  |  |  |  | NON_DEPENDENT_P_DET | [5 empty] | 0112/2///61987#ABC128 - Auxiliary input [3] | 0112/2///61987#ABA000 |  |  |  | Standard |  |  |  | SC65E – IEC 61987 | - | C00004 |  | 0112-2---61987#ABU257 | https://cdd.iec.ch/cdd/iec61987/iec61987.nsf/PropertiesAllVersions/0112-2---61987%23ABU257
0112/2///61987#ABA313 | 004 | 01 | 0112/2///61987#ABA313#004 | expected service life |  |  |  |  | maximum period of useful life of a device or component as defined by the manufacturer |  |  | y |  |  | REAL_MEASURE_TYPE |  |  | IEC 60601-1, ed. 3.0 (2005-12), 3.28 |  | NON_DEPENDENT_P_DET | [5 empty] | 0112/2///61987#ABD877 - Functional safety and reliability [2]0112/2///61987#ABC257 - Functional safety and reliability | 0112/2///61987#ABA000 | 0112/2///62720#UAB026 - year |  | 0112/2///61987#ABT511 - Time/time duration long | Standard |  |  |  | SC65E – IEC 61987 | - | C00004 |  | 0112-2---61987#ABA313 | https://cdd.iec.ch/cdd/iec61987/iec61987.nsf/PropertiesAllVersions/0112-2---61987%23ABA313
0112/2///61987#ABU426 | 001 | 03 | 0112/2///61987#ABU426#001 | output type [7] |  |  |  |  | polymorphism property allowing selection of an output type for a device |  | polymorphic control property; Id specified in IEC61987-12/-13: ABB205 |  |  |  | ENUM_STRING_TYPE(0112/2///61987#ABU121(Analog current output [5],Analog voltage output [4],Frequency output [4],Binary output IEC 60947-5-6 (NAMUR),0112/2///61987#Binary current output,0112/2///61987#Binary isolated output,0112/2///61987#Binary electronic output,0112/2///61987#Manufacturer-specific output [4],0112/2///61987#Binary pneumatic/hydraulic output)) |  | 0112/2///61987#ABU121 |  |  | CONDITION_DET |  |  | 0112/2///61987#ABU121 | 0112/2///61987#ABU067 - IEC61987-11 Name of Analog current output [5]0112/2///61987#ABU068 - IEC61987-11 Name of Analog voltage output [4]0112/2///61987#ABU069 - IEC61987-11 Name of Frequency output [4]0112/2///61987#ABU070 - IEC61987-11 Name of Binary output IEC 60947-5-6 (NAMUR)0112/2///61987#ABU071 - IEC61987-11 Name of Binary current output0112/2///61987#ABU072 - IEC61987-11 Name of Binary isolated output0112/2///61987#ABU073 - IEC61987-11 Name of Binary electronic output0112/2///61987#ABU472 - IEC61987-11 Name of Manufacturer-specific output [4]0112/2///61987#ABU075 - IEC61987-11 Name of Binary pneumatic/hydraulic output |  | 0112/2///61987#ABC670 - Type of output [7] | 0112/2///61987#ABA000 |  |  |  | Standard |  | IEC 61987 | IEC | IEC/SC 65E | - | C00112 |  | 0112-2---61987#ABU426 | https://cdd.iec.ch/cdd/iec61987/iec61987.nsf/PropertiesAllVersions/0112-2---61987%23ABU426
0112/2///61987#ABB050 | 002 | 01 | 0112/2///61987#ABB050#002 | style of pointer |  |  |  |  | classification of the pointer according to its mechanical design | [5 empty] | ENUM_CODE_TYPE(0112/2///61987#ABJ785) |  |  |  |  | DEPENDENT_P_DET |  |  | 0112/2///61987#ABJ785 | 0112/2///61987#ABL187 - mark pointer0112/2///61987#ABL188 - knife edge pointer0112/2///61987#ABI407 - others |  | 0112/2///61987#ABD472 - Pointer | 0112/2///61987#ABA000 |  |  |  | Standard |  |  |  | SC65E – IEC 61987 | 0112/2///61987#ABI406 - empty_property | C00091 |  | 0112-2---61987#ABB050 | https://cdd.iec.ch/cdd/iec61987/iec61987.nsf/PropertiesAllVersions/0112-2---61987%23ABB050
0112/2///61987#ABB704 | 001 | 04 | 0112/2///61987#ABB704#001 | maximum influence of supply voltage on zero or lower range-limit |  |  |  |  | change in zero or lower range value caused by a change in supply voltage with respect to reference conditions, expressed as the maximum error within the specified supply voltage range |  |  | % |  |  | REAL_MEASURE_TYPE |  |  | IEC 61298-3, chapter 12 |  | NON_DEPENDENT_P_DET | [5 empty] | 0112/2///61987#ABC277 - Influence of external quantities expressed as a percentage for pressure0112/2///61987#ABJ593 - Influence of external quantities expressed as a percentage [5]0112/2///61987#ABC276 - Influence of external quantities expressed as a percentage0112/2///61987#ABD890 - Influence of external quantities expressed as a percentage [2]0112/2///61987#ABG313 - Influence of external quantities expressed as a percentage [3]0112/2///61987#ABG314 - Influence of external quantities expressed as a percentage [4] | 0112/2///61987#ABA000 | 0112/2///62720#UAA000 - percent |  | 0112/2///61987#ABT533 - Percentage | Standard |  |  |  | SC65E – IEC 61987 | - | C00004 |  | 0112-2---61987#ABB704 | https://cdd.iec.ch/cdd/iec61987/iec61987.nsf/PropertiesAllVersions/0112-2---61987%23ABB704
0112/2///61987#ABB131 | 002 | 01 | 0112/2///61987#ABB131#002 | style of swirl flow transmitter |  |  |  |  | classification of a swirl flow transmitter according the specifications of the sensors used | [5 empty] | ENUM_CODE_TYPE(0112/2///61987#ABL380) |  |  |  |  | DEPENDENT_P_DET |  |  | 0112/2///61987#ABL380 | 0112/2///61987#ABM241 - double sensor0112/2///61987#ABM242 - high-temperature double sensor0112/2///61987#ABM243 - high-temperature single sensor0112/2///61987#ABM244 - single sensor0112/2///61987#ABI407 - others |  | 0112/2///61987#ABC634 - Structural design of a swirl flow transmitter | 0112/2///61987#ABA000 |  |  |  | Standard |  |  |  | SC65E – IEC 61987 | 0112/2///61987#ABI406 - empty_property | C00091 |  | 0112-2---61987#ABB131 | https://cdd.iec.ch/cdd/iec61987/iec61987.nsf/PropertiesAllVersions/0112-2---61987%23ABB131
0112/2///61987#ABD718 | 001 | 02 | 0112/2///61987#ABD718#001 | style of bearing |  |  |  |  | classification of a bearing according to the mechanical construction | [5 empty] | STRING_TYPE |  |  |  |  | NON_DEPENDENT_P_DET | [5 empty] | 0112/2///61987#ABE026 - Structural design of a ball valve0112/2///61987#ABE027 - Structural design of a butterfly valve | 0112/2///61987#ABA000 |  |  |  | Standard |  |  |  |  | - | C00004 |  | 0112-2---61987#ABD718 | https://cdd.iec.ch/cdd/iec61987/iec61987.nsf/PropertiesAllVersions/0112-2---61987%23ABD718
0112/2///61987#ABH066 | 001 | 01 | 0112/2///61987#ABH066#001 | maximum thickness of buildup |  |  |  |  | greatest thickness of buildup at the walls of a containment of a probe that is expected to occur |  |  | mm |  |  | REAL_MEASURE_TYPE |  |  |  |  | NON_DEPENDENT_P_DET | [5 empty] | 0112/2///61987#ABG459 - Aqueous phase [level]0112/2///61987#ABG461 - Non-aqueous liquid phase [level]0112/2///61987#ABH067 - Intermediate phase [level]0112/2///61987#ABH071 - Fluid phase design conditions | 0112/2///61987#ABA000 | 0112/2///62720#UAA862 - millimetre |  | 0112/2///61987#ABT548 - Length short | Standard |  | IEC 61987 | IEC | SC65E | - | C00018 | 001-01 (2018-03-28 07:27:13 by BATCH 00000762) standard | 0112-2---61987#ABH066 | https://cdd.iec.ch/cdd/iec61987/iec61987.nsf/PropertiesAllVersions/0112-2---61987%23ABH066
0112/2///61987#ABE075 | 002 | 01 | 0112/2///61987#ABE075#002 | reference to Codes and standards approval [3] |  |  |  |  | reference to block ABD819 | [5 empty] | CLASS_REFERENCE_TYPE(0112/2///61987#ABD819) 0112/2///61987#ABD819 - Codes and standards approval [3] |  |  |  |  | NON_DEPENDENT_P_DET | [5 empty] | 0112/2///61987#ABD929 - Mechanical and electrical construction [globe valve]0112/2///61987#ABD930 - Mechanical and electrical construction [ball valve]0112/2///61987#ABD931 - Mechanical and electrical construction [pressure reducing regulator or back pressure/excess pressure regulator]0112/2///61987#ABD933 - Mechanical and electrical construction [butterfly valve]0112/2///61987#ABD935 - Mechanical and electrical construction [plug valve]0112/2///61987#ABD936 - Mechanical and electrical construction [diaphragm/pinch valve]0112/2///61987#ABD937 - Mechanical and electrical construction [eccentric plug valve]0112/2///61987#ABD939 - Mechanical and electrical construction [gate valve]0112/2///61987#ABD940 - Mechanical and electrical construction [valve body assembly]0112/2///61987#ABE612 - Mechanical and electrical construction [restriction orifice/diffuser] | 0112/2///61987#ABA000 |  |  |  | Standard |  |  |  |  | - | C00004 |  | 0112-2---61987#ABE075 | https://cdd.iec.ch/cdd/iec61987/iec61987.nsf/PropertiesAllVersions/0112-2---61987%23ABE075
0112/2///61987#ABD755 | 002 | 01 | 0112/2///61987#ABD755#002 | type of integrated limit switches |  |  |  |  | classification of limit switches that are integrated into a device according to their functional design | [5 empty] | ENUM_CODE_TYPE(0112/2///61987#ABL517) |  |  |  |  | DEPENDENT_P_DET |  |  | 0112/2///61987#ABL517 | 0112/2///61987#ABL189 - mechanical0112/2///61987#ABM522 - inductive0112/2///61987#ABM523 - magnetic0112/2///61987#ABI407 - others |  | 0112/2///61987#ABE034 - Structural design of a positioner | 0112/2///61987#ABA000 |  |  |  | Standard |  |  |  |  | 0112/2///61987#ABI406 - empty_property | C00091 |  | 0112-2---61987#ABD755 | https://cdd.iec.ch/cdd/iec61987/iec61987.nsf/PropertiesAllVersions/0112-2---61987%23ABD755
0112/2///61987#ABU672 | 001 | 01 | 0112/2///61987#ABU672#001 | reference to Other variable |  |  |  |  | reference to block ABC475 | [5 empty] | CLASS_REFERENCE_TYPE(0112/2///61987#ABC475) 0112/2///61987#ABC475 - Other variable |  |  |  |  | DEPENDENT_P_DET | [5 empty] | 0112/2///61987#ABG011 - Type of measured variable [39] | 0112/2///61987#ABA000 |  |  |  | Standard |  | IEC 61987 | IEC | SC65E | 0112/2///61987#ABU653 - measured variable type [39] | C00017 | 001-01 (2018-03-28 07:27:21 by BATCH 00000762) standard | 0112-2---61987#ABU672 | https://cdd.iec.ch/cdd/iec61987/iec61987.nsf/PropertiesAllVersions/0112-2---61987%23ABU672
0112/2///61987#ABB885 | 006 | 01 | 0112/2///61987#ABB885#006 | maximum duration of short-circuit current |  |  |  |  | maximum time that short-circuit may exist without causing any damage to the power source |  |  | s |  |  | REAL_MEASURE_TYPE |  |  |  |  | NON_DEPENDENT_P_DET | [5 empty] | 0112/2///61987#ABC219 - Electrical power output circuit0112/2///61987#ABC212 - Electrical data for active behaviour0112/2///61987#ABC218 - Electrical power input circuit | 0112/2///61987#ABA000 | 0112/2///62720#UAA972 - second |  | 0112/2///61987#ABT510 - Time/time duration short | Standard |  |  |  | SC65E – IEC 61987 | - | C00004 |  | 0112-2---61987#ABB885 | https://cdd.iec.ch/cdd/iec61987/iec61987.nsf/PropertiesAllVersions/0112-2---61987%23ABB885
0112/2///61987#ABC905 | 001 | 05 | 0112/2///61987#ABC905#001 | reference to Influence of electromagnetic interference |  |  |  |  | reference to block ABC275 | [5 empty] | CLASS_REFERENCE_TYPE(0112/2///61987#ABC275) 0112/2///61987#ABC275 - Influence of electromagnetic interference |  |  |  |  | DEPENDENT_P_DET | [5 empty] | 0112/2///61987#ABC277 - Influence of external quantities expressed as a percentage for pressure0112/2///61987#ABJ593 - Influence of external quantities expressed as a percentage [5]0112/2///61987#ABC276 - Influence of external quantities expressed as a percentage0112/2///61987#ABD890 - Influence of external quantities expressed as a percentage [2]0112/2///61987#ABG313 - Influence of external quantities expressed as a percentage [3]0112/2///61987#ABG314 - Influence of external quantities expressed as a percentage [4] | 0112/2///61987#ABA000 |  |  |  | Standard |  | IEC 61987 | IEC | IEC SC65E | 0112/2///61987#ABB711 - number of influences of electromagnetic interference for a specific quantity | C00112 |  | 0112-2---61987#ABC905 | https://cdd.iec.ch/cdd/iec61987/iec61987.nsf/PropertiesAllVersions/0112-2---61987%23ABC905
0112/2///61987#ABB603 | 004 | 01 | 0112/2///61987#ABB603#004 | number of electrical power input circuits |  |  |  |  | @number of electrical power input circuits |  | cardinality property |  |  |  | INT_TYPE |  |  |  |  | CONDITION_DET | [5 empty] | 0112/2///61987#ABC523 - Power supply [1]0112/2///61987#ABC524 - Power supply [2]0112/2///61987#ABD522 - Power supply [3]0112/2///61987#ABP059 - Power supply [I/O module] | 0112/2///61987#ABA000 |  |  |  | Standard |  |  |  | SC65E – IEC 61987 | - | C00004 |  | 0112-2---61987#ABB603 | https://cdd.iec.ch/cdd/iec61987/iec61987.nsf/PropertiesAllVersions/0112-2---61987%23ABB603
0112/2///61987#ABA011 | 001 | 01 | 0112/2///61987#ABA011#001 | unit |  |  |  |  | collection of associated control modules and/or equipment modules and other process equipment in which one or more major processing activities can be conducted | [5 empty] | STRING_TYPE |  |  |  |  | NON_DEPENDENT_P_DET | [5 empty] | 0112/2///61987#ABA398 - Project information | 0112/2///61987#ABA000 |  |  |  | Standard |  | IEC 61987 |  | SC65E – IEC 61987 | - | C00018 | 001-01 (2019-03-08 15:35:27 by BATCH 00000766) standard | 0112-2---61987#ABA011 | https://cdd.iec.ch/cdd/iec61987/iec61987.nsf/PropertiesAllVersions/0112-2---61987%23ABA011
0112/2///61987#ABG780 | 001 | 01 | 0112/2///61987#ABG780#001 | reference to Performance [17] |  |  |  |  | reference to block ABG220 | [5 empty] | CLASS_REFERENCE_TYPE(0112/2///61987#ABG220) 0112/2///61987#ABG220 - Performance [17] |  |  |  |  | NON_DEPENDENT_P_DET | [5 empty] | 0112/2///61987#ABE736 - Device LOP for displacer level transmitter/switch | 0112/2///61987#ABA000 |  |  |  | Standard |  | IEC 61987 | IEC | SC65E | - | C00018 | 001-01 (2018-03-28 07:27:11 by BATCH 00000762) standard | 0112-2---61987#ABG780 | https://cdd.iec.ch/cdd/iec61987/iec61987.nsf/PropertiesAllVersions/0112-2---61987%23ABG780
0112/2///61987#ABA432 | 001 | 04 | 0112/2///61987#ABA432#001 | minimum assignable quantity of pulses per value of normalized volume |  |  |  |  | lowest number of pulses assignable to quantity of pulses per pulse value of normalized volume |  |  | 1/l |  |  | REAL_MEASURE_TYPE |  |  |  |  | NON_DEPENDENT_P_DET | [5 empty] | 0112/2///61987#ABC112 - Assigned normalized volume pulse value | 0112/2///61987#ABA000 | 0112/2///62720#UAA667 - reciprocal litre |  | 0112/2///61987#ABT534 - Per volume | Standard |  |  |  | SC65E – IEC 61987 | - | C00004 |  | 0112-2---61987#ABA432 | https://cdd.iec.ch/cdd/iec61987/iec61987.nsf/PropertiesAllVersions/0112-2---61987%23ABA432
0112/2///61987#ABU881 | 001 | 01 | 0112/2///61987#ABU881#001 | output type [17] |  |  |  |  | polymorphism property allowing selection of an output type for a device |  | Polymorphic control property |  |  |  | ENUM_STRING_TYPE(0112/2///61987#ABU815(Analog current output [8],Analog voltage output [8],Frequency output [8],Binary output IEC 60947-5-6 (NAMUR),0112/2///61987#Binary current output,0112/2///61987#Binary isolated output,0112/2///61987#Binary electronic output,0112/2///61987#Manufacturer-specific output [8],0112/2///61987#Pneumatic/hydraulic output [8])) |  |  |  |  | CONDITION_DET |  |  | 0112/2///61987#ABU815 | 0112/2///61987#ABU727 - IEC61987-11 Name of Analog current output [8]0112/2///61987#ABU728 - IEC61987-11 Name of Analog voltage output [8]0112/2///61987#ABU729 - IEC61987-11 Name of Frequency output [8]0112/2///61987#ABU793 - IEC61987-11 Name of Binary output IEC 60947-5-6 (NAMUR)0112/2///61987#ABU794 - IEC61987-11 Name of Binary current output0112/2///61987#ABU795 - IEC61987-11 Name of Binary isolated output0112/2///61987#ABU796 - IEC61987-11 Name of Binary electronic output0112/2///61987#ABU730 - IEC61987-11 Name of Manufacturer-specific output [8]0112/2///61987#ABU726 - IEC61987-11 Name of Pneumatic/hydraulic output [8] |  | 0112/2///61987#ABG147 - Type of output [17] | 0112/2///61987#ABA000 |  |  |  | Standard |  | IEC 61987 | IEC | SC65E | - | C00018 | 001-01 (2018-03-28 07:27:22 by BATCH 00000762) standard | 0112-2---61987#ABU881 | https://cdd.iec.ch/cdd/iec61987/iec61987.nsf/PropertiesAllVersions/0112-2---61987%23ABU881
0112/2///61987#ABA951 | 007 | 02 | 0112/2///61987#ABA951#007 | serial number | DEVICE_SERIAL_NUMBER |  |  | Serial number | unique combination of numbers and letters used to identify the device once it has been manufactured |  | also used by Process Automation - Device Information Model (PA-DIM) |  |  |  | STRING_TYPE |  |  |  |  | NON_DEPENDENT_P_DET | [5 empty] | 0112/2///61987#ABJ616 - Device identification0112/2///61987#ABC330 - Manufacturer identification0112/2///61987#ABC269 - Identification | 0112/2///61987#ABA000 |  |  |  | Standard |  | IEC 61987 | IEC | IEC SC65E | - | C00112 |  | 0112-2---61987#ABA951 | https://cdd.iec.ch/cdd/iec61987/iec61987.nsf/PropertiesAllVersions/0112-2---61987%23ABA951
0112/2///61987#ABA572 | 007 | 01 | 0112/2///61987#ABA572#007 | vibration resistance |  |  |  |  | range of sinusoidal vibrations of a given severity the equipment is or shall be designed to withstand without permanent impairment of operating characteristics | [5 empty] | STRING_TYPE |  |  | IEC 61298-3 and IEC 60068-2-6 |  | NON_DEPENDENT_P_DET | [5 empty] | 0112/2///61987#ABC450 - Normal environmental design conditions0112/2///61987#ABD509 - Normal environmental conditions [1]0112/2///61987#ABD944 - Normal environmental conditions [2]0112/2///61987#ABD945 - Normal environmental design conditions [3]0112/2///61987#ABD946 - Normal environmental design conditions [2]0112/2///61987#ABE367 - Normal environmental conditions [4]0112/2///61987#ABE371 - Normal environmental conditions [3]0112/2///61987#ABE588 - Normal environmental conditions [5]0112/2///61987#ABC315 - Limiting environmental conditions0112/2///61987#ABD827 - Limiting environmental conditions [2]0112/2///61987#ABE589 - Limiting environmental conditions [3]0112/2///61987#ABC316 - Limiting environmental design conditions0112/2///61987#ABC449 - Normal environmental conditions | 0112/2///61987#ABA000 |  |  |  | Standard |  |  |  | SC65E – IEC 61987 | - | C00019 |  | 0112-2---61987#ABA572 | https://cdd.iec.ch/cdd/iec61987/iec61987.nsf/PropertiesAllVersions/0112-2---61987%23ABA572
0112/2///61987#ABD133 | 001 | 05 | 0112/2///61987#ABD133#001 | reference to Performance variable [1] |  |  |  |  | reference to block ABC503 | [5 empty] | CLASS_REFERENCE_TYPE(0112/2///61987#ABC503) 0112/2///61987#ABC503 - Performance variable [1] |  |  |  |  | DEPENDENT_P_DET | [5 empty] | 0112/2///61987#ABC491 - Performance [1] | 0112/2///61987#ABA000 |  |  |  | Standard |  | IEC 61987 | IEC | IEC SC65E | 0112/2///61987#ABB636 - number of performance variables | C00112 |  | 0112-2---61987#ABD133 | https://cdd.iec.ch/cdd/iec61987/iec61987.nsf/PropertiesAllVersions/0112-2---61987%23ABD133
0112/2///61987#ABU905 | 001 | 01 | 0112/2///61987#ABU905#001 | auxiliary input type [12] |  |  |  |  | type of signal that can be connected to the auxiliary input |  | Polymorphic control property |  |  |  | ENUM_STRING_TYPE(0112/2///61987#ABU824(Analog current input [4],Analog voltage input [4],Binary input,Binary input IEC 60947-5-6 (NAMUR),0112/2///61987#Frequency input [4],0112/2///61987#Manufacturer-specific input [4])) |  |  |  |  | CONDITION_DET |  |  | 0112/2///61987#ABU824 | 0112/2///61987#ABU759 - IEC61987-11 Name of Analog current input [4]0112/2///61987#ABU760 - IEC61987-11 Name of Analog voltage input [4]0112/2///61987#ABU762 - IEC61987-11 Name of Binary input0112/2///61987#ABU763 - IEC61987-11 Name of Binary input IEC 60947-5-6 (NAMUR)0112/2///61987#ABU764 - IEC61987-11 Name of Frequency input [4]0112/2///61987#ABU766 - IEC61987-11 Name of Manufacturer-specific input [4] |  | 0112/2///61987#ABG061 - Type of auxiliary input [12] | 0112/2///61987#ABA000 |  |  |  | Standard |  | IEC 61987 | IEC | SC65E | - | C00018 | 001-01 (2018-03-28 07:27:22 by BATCH 00000762) standard | 0112-2---61987#ABU905 | https://cdd.iec.ch/cdd/iec61987/iec61987.nsf/PropertiesAllVersions/0112-2---61987%23ABU905
0112/2///61987#ABH977 | 001 | 01 | 0112/2///61987#ABH977#001 | number of Pressure technology blocks |  |  |  |  | cardinality property for Pressure technology block | [5 empty] | INT_TYPE |  |  |  |  | CONDITION_DET | [5 empty] | 0112/2///61987#ABH840 - User application parameters | 0112/2///61987#ABA000 |  |  |  | Standard |  |  |  | SC65E – IEC 61987 | - | C00018 | 001-01 (2019-03-08 15:35:31 by BATCH 00000766) standard | 0112-2---61987#ABH977 | https://cdd.iec.ch/cdd/iec61987/iec61987.nsf/PropertiesAllVersions/0112-2---61987%23ABH977
0112/2///61987#ABB712 | 002 | 01 | 0112/2///61987#ABB712#002 | type of electromagnetic interference |  |  |  |  | classification of electromagnetic interference according to its source | [5 empty] | ENUM_CODE_TYPE(0112/2///61987#ABL388) |  |  | IEC 61298-3, Chapter 12-17 |  | DEPENDENT_P_DET |  |  | 0112/2///61987#ABL388 | 0112/2///61987#ABM267 - electrostatic discharge0112/2///61987#ABM268 - AC magnetic field0112/2///61987#ABM269 - DC magnetic field0112/2///61987#ABM270 - electromagnetic field0112/2///61987#ABI407 - others |  | 0112/2///61987#ABC275 - Influence of electromagnetic interference | 0112/2///61987#ABA000 |  |  |  | Standard |  |  |  | SC65E – IEC 61987 | 0112/2///61987#ABI406 - empty_property | C00091 |  | 0112-2---61987#ABB712 | https://cdd.iec.ch/cdd/iec61987/iec61987.nsf/PropertiesAllVersions/0112-2---61987%23ABB712
0112/2///61987#ABG991 | 001 | 01 | 0112/2///61987#ABG991#001 | reference to Structural design [bypass/measuring chamber] |  |  |  |  | reference to block ABG431 | [5 empty] | CLASS_REFERENCE_TYPE(0112/2///61987#ABG431) 0112/2///61987#ABG431 - Structural design [bypass/measuring chamber] |  |  |  |  | NON_DEPENDENT_P_DET | [5 empty] | 0112/2///61987#ABG386 - Mechanical and electrical construction [bypass/measuring chamber] | 0112/2///61987#ABA000 |  |  |  | Standard |  | IEC 61987 | IEC | SC65E | - | C00018 | 001-01 (2018-03-28 07:27:12 by BATCH 00000762) standard | 0112-2---61987#ABG991 | https://cdd.iec.ch/cdd/iec61987/iec61987.nsf/PropertiesAllVersions/0112-2---61987%23ABG991
0112/2///61987#ABH297 | 001 | 02 | 0112/2///61987#ABH297#001 | reference to Level measurement instrument installation |  |  |  |  | reference to block ABH159 | [5 empty] | CLASS_REFERENCE_TYPE(0112/2///61987#ABH159) 0112/2///61987#ABH159 - Level measurement instrument installation |  |  |  |  | DEPENDENT_P_DET | [5 empty] | 0112/2///61987#ABE727 - Operating LOP for level measuring equipment | 0112/2///61987#ABA000 |  |  |  | Standard |  | IEC 61987 | IEC | IEC SC65E | 0112/2///61987#ABH279 - number of level measurement instrument installations | C00112 |  | 0112-2---61987#ABH297 | https://cdd.iec.ch/cdd/iec61987/iec61987.nsf/PropertiesAllVersions/0112-2---61987%23ABH297
0112/2///61987#ABC904 | 001 | 05 | 0112/2///61987#ABC904#001 | reference to Influence of ambient temperature at selected test point |  |  |  |  | reference to block ABC274 | [5 empty] | CLASS_REFERENCE_TYPE(0112/2///61987#ABC274) 0112/2///61987#ABC274 - Influence of ambient temperature at selected test point |  |  |  |  | DEPENDENT_P_DET | [5 empty] | 0112/2///61987#ABC277 - Influence of external quantities expressed as a percentage for pressure0112/2///61987#ABJ593 - Influence of external quantities expressed as a percentage [5]0112/2///61987#ABC276 - Influence of external quantities expressed as a percentage0112/2///61987#ABG313 - Influence of external quantities expressed as a percentage [3]0112/2///61987#ABG314 - Influence of external quantities expressed as a percentage [4] | 0112/2///61987#ABA000 |  |  |  | Standard |  | IEC 61987 | IEC | IEC SC65E | 0112/2///61987#ABB668 - number of ambient temperature influences at selected test points | C00112 |  | 0112-2---61987#ABC904 | https://cdd.iec.ch/cdd/iec61987/iec61987.nsf/PropertiesAllVersions/0112-2---61987%23ABC904
0112/2///61987#ABB830 | 001 | 04 | 0112/2///61987#ABB830#001 | maximum influence of process pressure on flow velocity |  |  |  |  | change in output of a velocity measuring device caused by a change in process pressure with respect to reference conditions, expressed as the maximum error across the specified process pressure range |  |  | "(m/s)/bar" |  |  | REAL_MEASURE_TYPE |  |  |  |  | NON_DEPENDENT_P_DET | [5 empty] | 0112/2///61987#ABC280 - Influence of external quantities expressed for flow velocity | 0112/2///61987#ABA000 | 0112/2///62720#UAB313 - metre per second bar |  | 0112/2///61987#ABT508 - Velocity per pressure | Standard |  |  |  | SC65E – IEC 61987 | - | C00018 |  | 0112-2---61987#ABB830 | https://cdd.iec.ch/cdd/iec61987/iec61987.nsf/PropertiesAllVersions/0112-2---61987%23ABB830
0112/2///61987#ABA545 | 001 | 02 | 0112/2///61987#ABA545#001 | colour of LED indicator |  |  |  |  | colour of a LED indicator | [5 empty] | STRING_TYPE |  |  |  |  | NON_DEPENDENT_P_DET | [5 empty] | 0112/2///61987#ABC313 - LED indicator | 0112/2///61987#ABA000 |  |  |  | Standard |  |  |  | SC65E – IEC 61987 | - | C00004 |  | 0112-2---61987#ABA545 | https://cdd.iec.ch/cdd/iec61987/iec61987.nsf/PropertiesAllVersions/0112-2---61987%23ABA545
0112/2///61987#ABB118 | 002 | 01 | 0112/2///61987#ABB118#002 | type of signal tapping |  |  |  |  | classification of the tapping of a trip switch according to the method used to sense a change in status | [5 empty] | ENUM_CODE_TYPE(0112/2///61987#ABL463) |  |  |  |  | DEPENDENT_P_DET |  |  | 0112/2///61987#ABL463 | 0112/2///61987#ABM522 - inductive0112/2///61987#ABM523 - magnetic0112/2///61987#ABI407 - others |  | 0112/2///61987#ABC638 - Structural design of a variable area flow transmitter or gauge | 0112/2///61987#ABA000 |  |  |  | Standard |  |  |  | SC65E – IEC 61987 | 0112/2///61987#ABI406 - empty_property | C00091 |  | 0112-2---61987#ABB118 | https://cdd.iec.ch/cdd/iec61987/iec61987.nsf/PropertiesAllVersions/0112-2---61987%23ABB118
0112/2///61987#ABF556 | 001 | 02 | 0112/2///61987#ABF556#001 | reference static gauge pressure |  |  |  |  | static gauge pressure to which other statements refer |  |  | bar |  |  | REAL_MEASURE_TYPE |  |  |  |  | NON_DEPENDENT_P_DET | [5 empty] | 0112/2///61987#ABV234 - Design ratings for thermowell0112/2///61987#ABV238 - Design ratings for thermowell | 0112/2///61987#ABA000 | 0112/2///62720#UAA323 - bar |  | 0112/2///61987#ABT524 - Pressure | Standard |  | IEC 61987 | IEC | SC65E | - | C00019 |  | 0112-2---61987#ABF556 | https://cdd.iec.ch/cdd/iec61987/iec61987.nsf/PropertiesAllVersions/0112-2---61987%23ABF556
0112/2///61987#ABE406 | 001 | 05 | 0112/2///61987#ABE406#001 | reference to Surface treatment |  |  |  |  | reference to block ABE405 | [5 empty] | CLASS_REFERENCE_TYPE(0112/2///61987#ABE405) 0112/2///61987#ABE405 - Surface treatment |  |  |  |  | DEPENDENT_P_DET | [5 empty] | 0112/2///61987#ABE008 - Seat0112/2///61987#ABE403 - Closure member0112/2///61987#ABE409 - Stem/shaft | 0112/2///61987#ABA000 |  |  |  | Standard |  | IEC 61987 | IEC | IEC SC65E | 0112/2///61987#ABD675 - number of seats | C00112 |  | 0112-2---61987#ABE406 | https://cdd.iec.ch/cdd/iec61987/iec61987.nsf/PropertiesAllVersions/0112-2---61987%23ABE406
0112/2///61987#ABA280 | 007 | 01 | 0112/2///61987#ABA280#007 | details of conformance test |  |  |  |  | if appropriate, details of a conformance test | e.g. result, classification, etc. |  |  |  |  | STRING_TYPE |  |  |  |  | NON_DEPENDENT_P_DET | [5 empty] | 0112/2///61987#ABC169 - Conformance test | 0112/2///61987#ABA000 |  |  |  | Standard |  |  |  | SC65E – IEC 61987 | - | C00018 |  | 0112-2---61987#ABA280 | https://cdd.iec.ch/cdd/iec61987/iec61987.nsf/PropertiesAllVersions/0112-2---61987%23ABA280
0112/2///61987#ABB215 | 001 | 04 | 0112/2///61987#ABB215#001 | upper range-limit of temperature |  |  |  |  | highest value of temperature that a device can be adjusted to measure within the specified accuracy limits |  |  | °C |  |  | REAL_MEASURE_TYPE |  |  |  |  | NON_DEPENDENT_P_DET | [5 empty] | 0112/2///61987#ABC421 - Measuring range for temperature0112/2///61987#ABF225 - Indication range for temperature | 0112/2///61987#ABA000 | 0112/2///62720#UAA033 - degree Celsius |  | 0112/2///61987#ABT514 - Temperature | Standard |  |  |  | SC65E – IEC 61987 | - | C00004 |  | 0112-2---61987#ABB215 | https://cdd.iec.ch/cdd/iec61987/iec61987.nsf/PropertiesAllVersions/0112-2---61987%23ABB215
0112/2///61987#ABB455 | 005 | 01 | 0112/2///61987#ABB455#005 | designation of material |  |  |  |  | alphanumeric character sequence identifying a material | normally a general name like "stainless steel" is used |  |  |  |  | ENUM_CODE_TYPE(0112/2///61987#ABJ735) |  |  |  |  | DEPENDENT_P_DET |  |  | 0112/2///61987#ABJ735 | 0112/2///61987#ABK349 - aluminum0112/2///61987#ABK350 - brass (CuZn)0112/2///61987#ABK351 - bronze (CuSn)0112/2///61987#ABK352 - carbon steel0112/2///61987#ABK353 - chlorinated polyvinyl chloride (PVC-C)0112/2///61987#ABK354 - chloroprene rubber (CR)0112/2///61987#ABK355 - copper0112/2///61987#ABK356 - ethylene chlorotrifluoroethylene (ECTFE)0112/2///61987#ABK357 - ethylene-propylene rubber (EPDM)0112/2///61987#ABK358 - ethylene-tetrafluoroethylene (ETFE)0112/2///61987#ABK359 - fluoro-ethylene-propylene rubber (FEP)0112/2///61987#ABK360 - glass0112/2///61987#ABK361 - gold0112/2///61987#ABK362 - natural rubber (NR)0112/2///61987#ABK363 - nickel0112/2///61987#ABK364 - nickel alloy0112/2///61987#ABK365 - perfluoralkoxylalkan (PFA)0112/2///61987#ABK366 - platinum0112/2///61987#ABK367 - platinum-iridium0112/2///61987#ABK368 - polyamide (PA)0112/2///61987#ABK369 - polycarbonate (PC)0112/2///61987#ABK370 - polyether etherketone (PEEK)0112/2///61987#ABK371 - polyetherimide (PEI)0112/2///61987#ABK372 - polyethylene (PE)0112/2///61987#ABK373 - polyphenylensulfide (PPS)0112/2///61987#ABK374 - polypropylene (PP)0112/2///61987#ABK375 - polytetrafluoroethylene (PTFE)0112/2///61987#ABK376 - polyvinylidene fluoride (PVDF)0112/2///61987#ABK377 - stainless steel0112/2///61987#ABK378 - tantalum0112/2///61987#ABK379 - tantalum alloy0112/2///61987#ABK380 - titanium0112/2///61987#ABK381 - titanium alloy0112/2///61987#ABK382 - tungsten carbide0112/2///61987#ABK383 - ultrahigh molecular weight polyethylene (UHMW PE)0112/2///61987#ABK384 - vinyl-methyl-polysiloxan rubber (VMQ/MVQ)0112/2///61987#ABK385 - zirconium0112/2///61987#ABI407 - others |  | 0112/2///61987#ABC338 - Material of additional inner part0112/2///61987#ABC339 - Material of additional wetted part0112/2///61987#ABC340 - Material of ball valve0112/2///61987#ABC341 - Material of ball/needle0112/2///61987#ABC342 - Material of bearing0112/2///61987#ABC343 - Material of bearing axle0112/2///61987#ABC344 - Material of bearing bush0112/2///61987#ABC345 - Material of bluff body0112/2///61987#ABC346 - Material of body0112/2///61987#ABC347 - Material of body/lower housing0112/2///61987#ABC348 - Material of body/upper housing0112/2///61987#ABC349 - Material of bolting0112/2///61987#ABC350 - Material of bonnet0112/2///61987#ABC351 - Material of centering or dowel pins0112/2///61987#ABC352 - Material of clamp0112/2///61987#ABC353 - Material of construction0112/2///61987#ABC354 - Material of diaphragm0112/2///61987#ABC355 - Material of displacement element0112/2///61987#ABC356 - Material of electrodes0112/2///61987#ABC357 - Material of extension0112/2///61987#ABC358 - Material of external coating0112/2///61987#ABC359 - Material of fastening0112/2///61987#ABC360 - Material of flange adapter0112/2///61987#ABC361 - Material of flange or fitting0112/2///61987#ABC362 - Material of float element0112/2///61987#ABC363 - Material of flow nozzle0112/2///61987#ABC364 - Material of flow straightener0112/2///61987#ABC365 - Material of flow tube probe seal0112/2///61987#ABC366 - Material of grounding electrode0112/2///61987#ABC367 - Material of holder0112/2///61987#ABC368 - Material of hot tap lower tube section0112/2///61987#ABC369 - Material of hot tap seal0112/2///61987#ABC370 - Material of hot tap upper tube section0112/2///61987#ABC371 - Material of insertion probe seal0112/2///61987#ABC372 - Material of jack screw0112/2///61987#ABC373 - Material of manifold block0112/2///61987#ABC374 - Material of measuring tube0112/2///61987#ABC375 - Material of mounting assembly0112/2///61987#ABC376 - Material of mounting bracket0112/2///61987#ABC377 - Material of mounting kit0112/2///61987#ABC378 - Material of orifice plate0112/2///61987#ABC379 - Material of oval adapter0112/2///61987#ABC380 - Material of pipeline0112/2///61987#ABC381 - Material of pressure bearing bolting0112/2///61987#ABC382 - Material of pressure gauge stem0112/2///61987#ABC383 - Material of probe head0112/2///61987#ABC384 - Material of probe rod0112/2///61987#ABC385 - Material of protective tube0112/2///61987#ABC386 - Material of ring0112/2///61987#ABC387 - Material of sealing bellow0112/2///61987#ABC388 - Material of seat0112/2///61987#ABC389 - Material of sensing element0112/2///61987#ABC390 - Material of sensor0112/2///61987#ABC391 - Material of sensor head housing0112/2///61987#ABC392 - Material of sensor holder0112/2///61987#ABC393 - Material of separating/measuring diaphragm0112/2///61987#ABC394 - Material of shaft0112/2///61987#ABC395 - Material of siphon0112/2///61987#ABC396 - Material of stem0112/2///61987#ABC397 - Material of trim0112/2///61987#ABC398 - Material of turbine rotor0112/2///61987#ABC399 - Material of turbine rotor shaft0112/2///61987#ABC400 - Material of ultrasonic flow sensor head0112/2///61987#ABC401 - Material of vent/drain0112/2///61987#ABC403 - Material of wetted inner seal0112/2///61987#ABC413 - Material of measuring chamber0112/2///61987#ABC549 - Process side material of remote seal0112/2///61987#ABC684 - Wetted material of measuring cell0112/2///61987#ABD391 - Material of case0112/2///61987#ABD900 - Material of ball0112/2///61987#ABD901 - Material of bellow0112/2///61987#ABD902 - Material of bonnet [2]0112/2///61987#ABD903 - Material of bushing0112/2///61987#ABD904 - Material of cage0112/2///61987#ABD906 - Material of disc0112/2///61987#ABD907 - Material of disc sealing edge0112/2///61987#ABD908 - Material of gasket0112/2///61987#ABD909 - Material of lower shaft bearing0112/2///61987#ABD910 - Material of measures for noise-reduction0112/2///61987#ABD911 - Material of plug0112/2///61987#ABD912 - Material of plug sealing edge0112/2///61987#ABD913 - Material of restrictor0112/2///61987#ABD914 - Material of sealing strip0112/2///61987#ABD915 - Material of seat0112/2///61987#ABD916 - Material of seat retainer0112/2///61987#ABD917 - Material of seat sealing edge0112/2///61987#ABD918 - Material of seat spring0112/2///61987#ABD919 - Material of shaft0112/2///61987#ABD920 - Material of steam jacket0112/2///61987#ABD921 - Material of stem/shaft0112/2///61987#ABD922 - Material of taper0112/2///61987#ABD923 - Material of taper sealing edge0112/2///61987#ABD924 - Material of taper-bar0112/2///61987#ABD925 - Material of trunnion shaft0112/2///61987#ABD926 - Material of upper shaft bearing0112/2///61987#ABD927 - Material of wedge0112/2///61987#ABD928 - Material of wedge sealing edge0112/2///61987#ABE009 - material of seat ring0112/2///61987#ABE387 - Material of guide bushing0112/2///61987#ABE389 - Material of guide | 0112/2///61987#ABA000 |  |  |  | Standard |  |  |  | SC65E – IEC 61987 | 0112/2///61987#ABI406 - empty_property | C00091 |  | 0112-2---61987#ABB455 | https://cdd.iec.ch/cdd/iec61987/iec61987.nsf/PropertiesAllVersions/0112-2---61987%23ABB455
0112/2///61987#ABE848 | 001 | 01 | 0112/2///61987#ABE848#001 | measured error of mass |  |  |  |  | largest positive or negative value of error of the average upscale or downscale value at each point of mass measurement expressed as an absolute value |  |  | kg |  |  | REAL_MEASURE_TYPE |  |  | IEC 61298 and IEC 60770-2 |  | NON_DEPENDENT_P_DET | [5 empty] | 0112/2///61987#ABE846 - Absolute performance for mass0112/2///61987#ABE853 - Accuracy for a subrange of mass | 0112/2///61987#ABA000 | 0112/2///62720#UAA594 - kilogram |  | 0112/2///61987#ABT546 - Mass | Standard |  | IEC 61987 | IEC | SC65E | - | C00018 | 001-01 (2018-03-28 07:27:02 by BATCH 00000762) standard | 0112-2---61987#ABE848 | https://cdd.iec.ch/cdd/iec61987/iec61987.nsf/PropertiesAllVersions/0112-2---61987%23ABE848
0112/2///61987#ABE232 | 002 | 02 | 0112/2///61987#ABE232#002 | reference to Physical location [2] |  |  |  |  | reference to block ABD976 | [5 empty] | CLASS_REFERENCE_TYPE(0112/2///61987#ABD976) 0112/2///61987#ABD976 - Physical location [2] |  |  |  |  | DEPENDENT_P_DET | [5 empty] | 0112/2///61987#ABE307 - Operating LOP for valve body assembly and process pressure regulator0112/2///61987#ABE308 - Operating LOP for valve/actuator accessories | 0112/2///61987#ABA000 |  |  |  | Standard |  | IEC 61987 | IEC | IEC SC65E | 0112/2///61987#ABB348 - number of physical locations | C00112 |  | 0112-2---61987#ABE232 | https://cdd.iec.ch/cdd/iec61987/iec61987.nsf/PropertiesAllVersions/0112-2---61987%23ABE232
0112/2///61987#ABB292 | 005 | 02 | 0112/2///61987#ABB292#005 | normalized volume flow rate |  |  |  | Norm. volume flow | volume of material flowing per unit time calculated to base conditions |  | also used by Process Automation - Device Information Model (PA-DIM) | m³/h |  |  | REAL_MEASURE_TYPE |  |  |  |  | NON_DEPENDENT_P_DET | [5 empty] | 0112/2///61987#ABC103 - Aqueous phase0112/2///61987#ABC447 - Non-aqueous liquid phase0112/2///61987#ABC654 - Total fluid [flow]0112/2///61987#ABC680 - Gas/vapor phase [flow]0112/2///61987#ABD988 - Process conditions at the inlet0112/2///61987#ABD989 - Process conditions at the outlet0112/2///61987#ABG455 - Total fluid [temperature]0112/2///61987#ABG456 - Total fluid [density]0112/2///61987#ABG460 - Aqueous phase [density]0112/2///61987#ABG462 - Non-aqueous liquid phase [density]0112/2///61987#ABG464 - Gas/vapor phase [density]0112/2///61987#ABN684 - Specific flow rate measurement variables | 0112/2///61987#ABA000 | 0112/2///62720#UAA763 - metre cubed per hour |  | 0112/2///61987#ABT504 - Volume flow rate | Standard |  | IEC 61987 | IEC | IEC SC65E | - | C00112 |  | 0112-2---61987#ABB292 | https://cdd.iec.ch/cdd/iec61987/iec61987.nsf/PropertiesAllVersions/0112-2---61987%23ABB292
0112/2///61987#ABB126 | 001 | 02 | 0112/2///61987#ABB126#001 | reduction gear |  |  |  |  | type or presence of a gear to adjust the number of revolutions | [5 empty] | STRING_TYPE |  |  |  |  | NON_DEPENDENT_P_DET | [5 empty] | 0112/2///61987#ABC628 - Structural design of a positive displacement flow transmitter or gauge0112/2///61987#ABC632 - Structural design of a piston flow transmitter or gauge0112/2///61987#ABC640 - Structural design of an (oval) gear flow transmitter or gauge | 0112/2///61987#ABA000 |  |  |  | Standard |  |  |  | SC65E – IEC 61987 | - | C00004 |  | 0112-2---61987#ABB126 | https://cdd.iec.ch/cdd/iec61987/iec61987.nsf/PropertiesAllVersions/0112-2---61987%23ABB126
0112/2///61987#ABN669 | 001 | 02 | 0112/2///61987#ABN669#001 | vibration amplitude at the sidebands of the gear meshing frequency per g |  |  |  |  | root mean square of the oscillation signal within defined frequency ranges, which include the side bands of the mesh frequency above and below the mesh frequency, expressed as acceleration in units of the acceleration of gravity g | Note 1: The oscillation amplitude normally results from a Fourier analysis of the vibration spectrum at the considered frequency or the considered frequencies. Note 2: The method used defining the frequency band and amplitude calculation within the frequency band is regularly defined by the user. |  |  |  |  | REAL_TYPE |  |  |  |  | NON_DEPENDENT_P_DET | [5 empty] | 0112/2///61987#ABN694 - Specific machine vibration measurement variables | 0112/2///61987#ABA000 |  |  |  | Standard |  | IEC 61987 | IEC | IEC SC65E | - | C00112 |  | 0112-2---61987#ABN669 | https://cdd.iec.ch/cdd/iec61987/iec61987.nsf/PropertiesAllVersions/0112-2---61987%23ABN669
0112/2///61987#ABA101 | 007 | 01 | 0112/2///61987#ABA101#007 | maximum limiting rate of ambient temperature change |  |  |  |  | highest rate of change of ambient temperature a device can or should withstand without permanent impairment of operating characteristics |  |  | K/h |  |  | REAL_MEASURE_TYPE |  |  |  |  | NON_DEPENDENT_P_DET | [5 empty] | 0112/2///61987#ABC315 - Limiting environmental conditions0112/2///61987#ABE589 - Limiting environmental conditions [3]0112/2///61987#ABC316 - Limiting environmental design conditions | 0112/2///61987#ABA000 | 0112/2///62720#UAA189 - kelvin per hour |  | 0112/2///61987#ABT521 - Rate of change of temperature | Standard |  |  |  | SC65E – IEC 61987 | - | C00004 |  | 0112-2---61987#ABA101 | https://cdd.iec.ch/cdd/iec61987/iec61987.nsf/PropertiesAllVersions/0112-2---61987%23ABA101
0112/2///61987#ABE953 | 001 | 01 | 0112/2///61987#ABE953#001 | maximum influence of process temperature on level |  |  |  |  | change in output of a level measuring device caused by a change in process temperature with respect to reference conditions, expressed as the maximum error across the specified process temperature range |  |  | m/K |  |  | REAL_MEASURE_TYPE |  |  |  |  | NON_DEPENDENT_P_DET | [5 empty] | 0112/2///61987#ABE949 - Influence of external quantities expressed for level | 0112/2///61987#ABA000 | 0112/2///62720#UAA728 - metre per kelvin |  | 0112/2///61987#ABT549 - Length per temperature | Standard |  | IEC 61987 | IEC | SC65E | - | C00018 | 001-01 (2018-03-28 07:27:03 by BATCH 00000762) standard | 0112-2---61987#ABE953 | https://cdd.iec.ch/cdd/iec61987/iec61987.nsf/PropertiesAllVersions/0112-2---61987%23ABE953
0112/2///61987#ABC959 | 004 | 01 | 0112/2///61987#ABC959#004 | reference to Manual controls |  |  |  |  | reference to block ABC329 | [5 empty] | CLASS_REFERENCE_TYPE(0112/2///61987#ABC329) 0112/2///61987#ABC329 - Manual controls |  |  |  |  | NON_DEPENDENT_P_DET | [5 empty] | 0112/2///61987#ABC081 - Adjustment | 0112/2///61987#ABA000 |  |  |  | Standard |  |  |  | SC65E – IEC 61987 | - | C00004 |  | 0112-2---61987#ABC959 | https://cdd.iec.ch/cdd/iec61987/iec61987.nsf/PropertiesAllVersions/0112-2---61987%23ABC959
0112/2///61987#ABU155 | 001 | 02 | 0112/2///61987#ABU155#001 | reference to Assigned variable [2] |  |  |  |  | reference to block ABC119 |  | Id specified in IEC61987-12/-13: ABC749 |  |  |  | CLASS_REFERENCE_TYPE(0112/2///61987#ABC119) 0112/2///61987#ABC119 - Assigned variable [2] |  |  |  |  | NON_DEPENDENT_P_DET | [5 empty] | 0112/2///61987#ABC086 - Analog current output [1] | 0112/2///61987#ABA000 |  |  |  | Standard |  |  |  | SC65E – IEC 61987 | - | C00004 |  | 0112-2---61987#ABU155 | https://cdd.iec.ch/cdd/iec61987/iec61987.nsf/PropertiesAllVersions/0112-2---61987%23ABU155
0112/2///61987#ABA292 | 005 | 01 | 0112/2///61987#ABA292#005 | name of component manufacturer |  |  |  |  | name of the manufacturer of a component | [5 empty] | STRING_TYPE |  |  | from IEC 61987-1, 5.1.5 |  | NON_DEPENDENT_P_DET | [5 empty] | 0112/2///61987#ABC164 - Component part | 0112/2///61987#ABA000 |  |  |  | Standard |  |  |  | SC65E – IEC 61987 | - | C00004 |  | 0112-2---61987#ABA292 | https://cdd.iec.ch/cdd/iec61987/iec61987.nsf/PropertiesAllVersions/0112-2---61987%23ABA292
0112/2///61987#ABI347 | 001 | 02 | 0112/2///61987#ABI347#001 | reference to Pressure technology block |  |  |  |  | reference to block ABH867 | [5 empty] | CLASS_REFERENCE_TYPE(0112/2///61987#ABH867) 0112/2///61987#ABH867 - Pressure technology block |  |  |  |  | DEPENDENT_P_DET | [5 empty] | 0112/2///61987#ABH840 - User application parameters | 0112/2///61987#ABA000 |  |  |  | Standard |  | IEC 61987 | IEC | IEC SC65E | 0112/2///61987#ABH977 - number of Pressure technology blocks | C00112 |  | 0112-2---61987#ABI347 | https://cdd.iec.ch/cdd/iec61987/iec61987.nsf/PropertiesAllVersions/0112-2---61987%23ABI347
0112/2///61987#ABI144 | 001 | 01 | 0112/2///61987#ABI144#001 | BAL_TIME |  |  |  |  | parameter setting the time allowed to balance changes in the OUT value resulting from of a change of block mode from Auto, Cas or Rcas to Man | [5 empty] | REAL_TYPE |  |  | Foundation Fieldbus definition modified to IEC format |  | NON_DEPENDENT_P_DET | [5 empty] | 0112/2///61987#ABH885 - Control function block | 0112/2///61987#ABA000 |  |  |  | Standard |  |  |  | SC65E – IEC 61987 | - | C00019 | 001-01 (2019-03-08 15:35:31 by BATCH 00000766) standard | 0112-2---61987#ABI144 | https://cdd.iec.ch/cdd/iec61987/iec61987.nsf/PropertiesAllVersions/0112-2---61987%23ABI144
0112/2///61987#ABP080 | 001 | 01 | 0112/2///61987#ABP080#001 | number of binary output characteristics |  |  |  |  | cardinality property for a binary output characteristic | [5 empty] | INT_TYPE |  |  |  |  | CONDITION_DET | [5 empty] | 0112/2///61987#ABP023 - Binary powered output | 0112/2///61987#ABA000 |  |  |  | Standard |  | IEC 61987 | IEC | IEC/SC 65E | - | C00128 | 001-01 (2023-01-23 14:53:51 by BATCH 00000807) standard | 0112-2---61987#ABP080 | https://cdd.iec.ch/cdd/iec61987/iec61987.nsf/PropertiesAllVersions/0112-2---61987%23ABP080
0112/2///61987#ABB728 | 001 | 04 | 0112/2///61987#ABB728#001 | measured error of actual volume flow |  |  |  |  | largest positive or negative value of error of the average upscale or downscale value at each point of absolute volume flow measurement expressed as an absolute value |  |  | m³/h |  |  | REAL_MEASURE_TYPE |  |  | IEC 61298 and IEC 60770-2 |  | NON_DEPENDENT_P_DET | [5 empty] | 0112/2///61987#ABC057 - Absolute performance for actual volume flow0112/2///61987#ABC069 - Accuracy for a subrange of actual volume flow | 0112/2///61987#ABA000 | 0112/2///62720#UAA763 - metre cubed per hour |  | 0112/2///61987#ABT504 - Volume flow rate | Standard |  |  |  | SC65E – IEC 61987 | - | C00004 |  | 0112-2---61987#ABB728 | https://cdd.iec.ch/cdd/iec61987/iec61987.nsf/PropertiesAllVersions/0112-2---61987%23ABB728
0112/2///61987#ABA250 | 005 | 01 | 0112/2///61987#ABA250#005 | number of LPG approvals |  |  |  |  | @number of LPG approvals |  | cardinality property |  |  |  | INT_TYPE |  |  |  |  | CONDITION_DET | [5 empty] | 0112/2///61987#ABC102 - Approval for use in special applications0112/2///61987#ABD804 - Approval for use in special applications [2]0112/2///61987#ABE724 - Approval for use in special applications [5] | 0112/2///61987#ABA000 |  |  |  | Standard |  |  |  | SC65E – IEC 61987 | - | C00004 |  | 0112-2---61987#ABA250 | https://cdd.iec.ch/cdd/iec61987/iec61987.nsf/PropertiesAllVersions/0112-2---61987%23ABA250
0112/2///61987#ABF328 | 001 | 01 | 0112/2///61987#ABF328#001 | minimum outside diameter |  |  |  |  | smallest diameter that occurs |  |  | mm |  |  | REAL_MEASURE_TYPE |  |  |  |  | NON_DEPENDENT_P_DET | [5 empty] | 0112/2///61987#ABF326 - Thermowell tip | 0112/2///61987#ABA000 | 0112/2///62720#UAA862 - millimetre |  | 0112/2///61987#ABT548 - Length short | Standard |  | IEC 61987 | IEC | SC65E | - | C00019 | 001-01 (2018-03-28 07:27:06 by BATCH 00000762) standard | 0112-2---61987#ABF328 | https://cdd.iec.ch/cdd/iec61987/iec61987.nsf/PropertiesAllVersions/0112-2---61987%23ABF328
0112/2///61987#ABE881 | 001 | 01 | 0112/2///61987#ABE881#001 | pulse value of level |  |  |  |  | level quantity assigned to one pulse |  |  | m |  |  | REAL_MEASURE_TYPE |  |  |  |  | NON_DEPENDENT_P_DET | [5 empty] | 0112/2///61987#ABE913 - Assigned level pulse value | 0112/2///61987#ABA000 | 0112/2///62720#UAA726 - metre |  | 0112/2///61987#ABT548 - Length short | Standard |  | IEC 61987 | IEC | SC65E | - | C00018 | 001-01 (2018-03-28 07:27:02 by BATCH 00000762) standard | 0112-2---61987#ABE881 | https://cdd.iec.ch/cdd/iec61987/iec61987.nsf/PropertiesAllVersions/0112-2---61987%23ABE881
0112/2///61987#ABD132 | 002 | 01 | 0112/2///61987#ABD132#002 | reference to Performance of remote seal |  |  |  |  | reference to block ABC502 | [5 empty] | CLASS_REFERENCE_TYPE(0112/2///61987#ABC502) 0112/2///61987#ABC502 - Performance of remote seal |  |  |  |  | NON_DEPENDENT_P_DET | [5 empty] | 0112/2///61987#ABC499 - Performance [9]0112/2///61987#ABV031 - Performance [21]0112/2///61987#ABV032 - Performance [21] | 0112/2///61987#ABA000 |  |  |  | Standard |  |  |  | SC65E – IEC 61987 | - | C00004 |  | 0112-2---61987#ABD132 | https://cdd.iec.ch/cdd/iec61987/iec61987.nsf/PropertiesAllVersions/0112-2---61987%23ABD132
0112/2///61987#ABU356 | 001 | 03 | 0112/2///61987#ABU356#001 | reference to Binary output IEC 60947-5-6 (NAMUR) |  |  |  |  | reference to block ABC145 |  | Id specified in IEC61987-12/-13: ABC775 |  |  |  | CLASS_REFERENCE_TYPE(0112/2///61987#ABC145) 0112/2///61987#ABC145 - Binary output IEC 60947-5-6 (NAMUR) |  |  |  |  | DEPENDENT_P_DET | [5 empty] | 0112/2///61987#ABC668 - Type of output [5] | 0112/2///61987#ABA000 |  |  |  | Standard |  |  |  | SC65E – IEC 61987 | 0112/2///61987#ABU346 - output type [5] | C00004 |  | 0112-2---61987#ABU356 | https://cdd.iec.ch/cdd/iec61987/iec61987.nsf/PropertiesAllVersions/0112-2---61987%23ABU356
0112/2///61987#ABU249 | 001 | 03 | 0112/2///61987#ABU249#001 | reference to Resistance temperature detector/thermocouple input |  |  |  |  | reference to block ABC580 |  | Id specified in IEC61987-12/-13: ABD206 |  |  |  | CLASS_REFERENCE_TYPE(0112/2///61987#ABC580) 0112/2///61987#ABC580 - RTD/thermocouple input |  |  |  |  | DEPENDENT_P_DET | [5 empty] | 0112/2///61987#ABC656 - Type of auxiliary input [6] | 0112/2///61987#ABA000 |  |  |  | Standard |  |  |  | SC65E – IEC 61987 | 0112/2///61987#ABU245 - auxiliary input type [6] | C00004 |  | 0112-2---61987#ABU249 | https://cdd.iec.ch/cdd/iec61987/iec61987.nsf/PropertiesAllVersions/0112-2---61987%23ABU249
0112/2///61987#ABB318 | 001 | 04 | 0112/2///61987#ABB318#001 | deposition point |  |  |  |  | temperature at which a vapor changes to the solid state at the given operating pressure |  |  | °C |  |  | REAL_MEASURE_TYPE |  |  |  |  | NON_DEPENDENT_P_DET | [5 empty] | 0112/2///61987#ABC680 - Gas/vapor phase [flow]0112/2///61987#ABG463 - Gas/vapor phase [level]0112/2///61987#ABG464 - Gas/vapor phase [density] | 0112/2///61987#ABA000 | 0112/2///62720#UAA033 - degree Celsius |  | 0112/2///61987#ABT514 - Temperature | Standard |  |  |  | SC65E – IEC 61987 | - | C00004 |  | 0112-2---61987#ABB318 | https://cdd.iec.ch/cdd/iec61987/iec61987.nsf/PropertiesAllVersions/0112-2---61987%23ABB318
0112/2///61987#ABE912 | 001 | 01 | 0112/2///61987#ABE912#001 | calibrated span for degree of filling |  |  |  |  | difference between the upper and lower range value of degree of filling to which a degree of filling measurement instrument is adjusted and calibrated |  |  | % |  |  | REAL_MEASURE_TYPE |  |  |  |  | NON_DEPENDENT_P_DET | [5 empty] | 0112/2///61987#ABE878 - Assigned degree of filling range | 0112/2///61987#ABA000 | 0112/2///62720#UAA000 - percent |  | 0112/2///61987#ABT533 - Percentage | Standard |  | IEC 61987 | IEC | SC65E | - | C00018 | 001-01 (2018-03-28 07:27:02 by BATCH 00000762) standard | 0112-2---61987#ABE912 | https://cdd.iec.ch/cdd/iec61987/iec61987.nsf/PropertiesAllVersions/0112-2---61987%23ABE912
0112/2///61987#ABF744 | 001 | 01 | 0112/2///61987#ABF744#001 | reference to Vibration probe |  |  |  |  | reference to block ABF185 | [5 empty] | CLASS_REFERENCE_TYPE(0112/2///61987#ABF185) 0112/2///61987#ABF185 - Vibration probe |  |  |  |  | NON_DEPENDENT_P_DET | [5 empty] | 0112/2///61987#ABF183 - Structural design of a vibrating level switch0112/2///61987#ABF635 - Structural design of a vibrating fork/rod density transmitter | 0112/2///61987#ABA000 |  |  |  | Standard |  | IEC 61987 | IEC | SC65E | - | C00018 | 001-01 (2018-03-28 07:27:09 by BATCH 00000762) standard | 0112-2---61987#ABF744 | https://cdd.iec.ch/cdd/iec61987/iec61987.nsf/PropertiesAllVersions/0112-2---61987%23ABF744
0112/2///61987#ABV186 | 001 | 02 | 0112/2///61987#ABV186#001 | reference to Absolute performance for other variable |  |  |  |  | reference to block ABC063 | [5 empty] | CLASS_REFERENCE_TYPE(0112/2///61987#ABC063) 0112/2///61987#ABC063 - Absolute performance for other variable |  |  |  |  | DEPENDENT_P_DET | [5 empty] | 0112/2///61987#ABG281 - Type of performance variable [15] | 0112/2///61987#ABA000 |  |  |  | Standard |  | IEC 61987 | IEC | SC65E | 0112/2///61987#ABV169 - performance variable type [15] | C00019 |  | 0112-2---61987#ABV186 | https://cdd.iec.ch/cdd/iec61987/iec61987.nsf/PropertiesAllVersions/0112-2---61987%23ABV186
0112/2///61987#ABD037 | 001 | 05 | 0112/2///61987#ABD037#001 | reference to Measured variable [1] |  |  |  |  | reference to block ABC407 | [5 empty] | CLASS_REFERENCE_TYPE(0112/2///61987#ABC407) 0112/2///61987#ABC407 - Measured variable [1] |  |  |  |  | DEPENDENT_P_DET | [5 empty] | 0112/2///61987#ABC290 - Input [1] | 0112/2///61987#ABA000 |  |  |  | Standard |  | IEC 61987 | IEC | IEC SC65E | 0112/2///61987#ABB065 - number of measured variables | C00112 |  | 0112-2---61987#ABD037 | https://cdd.iec.ch/cdd/iec61987/iec61987.nsf/PropertiesAllVersions/0112-2---61987%23ABD037
0112/2///61987#ABE803 | 001 | 01 | 0112/2///61987#ABE803#001 | accuracy of volume fraction measuring instrument |  |  |  |  | quality which characterizes the ability of a volume fraction measuring instrument to provide an indicated value close to a true value of the measurand under reference conditions | the accuracy is based on a statistical sample of test devices |  | % |  |  | REAL_MEASURE_TYPE |  |  | IEV 311-06-08 (modified |  | NON_DEPENDENT_P_DET | [5 empty] | 0112/2///61987#ABE793 - Absolute performance for volume fraction0112/2///61987#ABE809 - Accuracy for a subrange of volume fraction | 0112/2///61987#ABA000 | 0112/2///62720#UAA000 - percent |  | 0112/2///61987#ABT533 - Percentage | Standard |  | IEC 61987 | IEC | SC65E | - | C00018 | 001-01 (2018-03-28 07:27:02 by BATCH 00000762) standard | 0112-2---61987#ABE803 | https://cdd.iec.ch/cdd/iec61987/iec61987.nsf/PropertiesAllVersions/0112-2---61987%23ABE803
0112/2///61987#ABF105 | 001 | 01 | 0112/2///61987#ABF105#001 | average influence of process pressure on voltage |  |  |  |  | change in output of a voltage measuring device caused by a change in process pressure with respect to reference conditions, expressed as the average error across the specified process pressure range |  |  | V/bar |  |  | REAL_MEASURE_TYPE |  |  |  |  | NON_DEPENDENT_P_DET | [5 empty] | 0112/2///61987#ABF095 - Influence of external quantities expressed for voltage | 0112/2///61987#ABA000 | 0112/2///62720#UAA299 - volt per bar |  |  | Standard |  |  |  | SC65E – IEC 61987 | - | C00018 | 001-01 (2018-03-28 07:27:04 by BATCH 00000762) standard | 0112-2---61987#ABF105 | https://cdd.iec.ch/cdd/iec61987/iec61987.nsf/PropertiesAllVersions/0112-2---61987%23ABF105
0112/2///61987#ABF159 | 003 | 01 | 0112/2///61987#ABF159#003 | type of temperature sensor |  |  |  |  | classification of a temperature probe according to its electrical design | [5 empty] | ENUM_CODE_TYPE(0112/2///61987#ABJ800) |  |  |  |  | DEPENDENT_P_DET |  |  | 0112/2///61987#ABJ800 | 0112/2///61987#ABL238 - RTD0112/2///61987#ABL239 - TC0112/2///61987#ABI407 - others |  | 0112/2///61987#ABF154 - Structural design of a conductance level transmitter/switch0112/2///61987#ABF417 - Temperature sensor | 0112/2///61987#ABA000 |  |  |  | Standard |  | IEC 61987 | IEC | SC65E | 0112/2///61987#ABI406 - empty_property | C00091 |  | 0112-2---61987#ABF159 | https://cdd.iec.ch/cdd/iec61987/iec61987.nsf/PropertiesAllVersions/0112-2---61987%23ABF159
0112/2///61987#ABE483 | 001 | 01 | 0112/2///61987#ABE483#001 | switch-off delay |  |  |  |  | typical time delay between the signal for switching off and the resulting switching action |  |  | s |  |  | REAL_MEASURE_TYPE |  |  |  |  | NON_DEPENDENT_P_DET | [5 empty] | 0112/2///61987#ABE570 - Solenoid valve binary input | 0112/2///61987#ABA000 | 0112/2///62720#UAA972 - second |  | 0112/2///61987#ABT510 - Time/time duration short | Standard |  | IEC 61987 | IEC | SC65E | - | C00016 | 001-01 (2018-03-28 07:27:00 by BATCH 00000762) standard | 0112-2---61987#ABE483 | https://cdd.iec.ch/cdd/iec61987/iec61987.nsf/PropertiesAllVersions/0112-2---61987%23ABE483
0112/2///61987#ABJ640 | 001 | 01 | 0112/2///61987#ABJ640#001 | DISCRETE_MEASUREMENT_STATUS |  |  |  |  | parameter indicating the status of the process value as a result of the Discrete input function block | [5 empty] | INT_TYPE |  |  | IEC 61804-2 MOD |  | NON_DEPENDENT_P_DET | [5 empty] | 0112/2///61987#ABJ617 - DISCRETE_MEASUREMENT | 0112/2///61987#ABA000 |  |  |  | Standard |  |  |  | SC65E – IEC 61987 | - | C00019 | 001-01 (2019-03-08 15:35:34 by BATCH 00000766) standard | 0112-2---61987#ABJ640 | https://cdd.iec.ch/cdd/iec61987/iec61987.nsf/PropertiesAllVersions/0112-2---61987%23ABJ640
0112/2///61987#ABU145 | 001 | 03 | 0112/2///61987#ABU145#001 | assigned variable type [2] |  |  |  |  | process variable assigned to an input or output |  | polymorphic control property; Id specified in IEC61987-12/-13: ABA344 |  |  |  | ENUM_STRING_TYPE(0112/2///61987#ABU093(Assigned mass flow range,Assigned actual volume flow range,Assigned normalized volume flow range)) |  | 0112/2///61987#ABU093 |  |  | CONDITION_DET |  |  | 0112/2///61987#ABU093 | 0112/2///61987#ABU078 - IEC61987-11 Name of Assigned mass flow range0112/2///61987#ABU079 - IEC61987-11 Name of Assigned actual volume flow range0112/2///61987#ABU080 - IEC61987-11 Name of Assigned normalized volume flow range0112/2///61987#ABD494 - IEC61987-11 Name of Assigned flow velocity range |  | 0112/2///61987#ABC119 - Assigned variable [2] | 0112/2///61987#ABA000 |  |  |  | Standard |  | IEC 61987 | IEC | IEC/SC 65E | - | C00112 |  | 0112-2---61987#ABU145 | https://cdd.iec.ch/cdd/iec61987/iec61987.nsf/PropertiesAllVersions/0112-2---61987%23ABU145
0112/2///61987#ABB357 | 001 | 04 | 0112/2///61987#ABB357#001 | wiring resistance (Rcable) |  |  |  |  | resistance of the wiring between a power source and a connected device |  |  | Ω |  |  | REAL_MEASURE_TYPE |  |  |  |  | NON_DEPENDENT_P_DET | [5 empty] | 0112/2///61987#ABC221 - Electrical wiring data | 0112/2///61987#ABA000 | 0112/2///62720#UAA017 - ohm |  | 0112/2///61987#ABT564 - Electrical resistance | Standard |  |  |  | SC65E – IEC 61987 | - | C00004 |  | 0112-2---61987#ABB357 | https://cdd.iec.ch/cdd/iec61987/iec61987.nsf/PropertiesAllVersions/0112-2---61987%23ABB357
0112/2///61987#ABB899 | 001 | 04 | 0112/2///61987#ABB899#001 | total error (differential pressure, 69 bar static pressure, 28 °C, span) |  |  |  |  | for differential pressure measuring devices, total error for one year, calculated by the sum of the total performance (differential pressure, 69 bar, 28 °C, span) and the long term drift per annum, expressed as percentage of span |  |  | % |  |  | REAL_MEASURE_TYPE |  |  |  |  | NON_DEPENDENT_P_DET | [5 empty] | 0112/2///61987#ABC067 - Accuracy expressed as a percentage [1] | 0112/2///61987#ABA000 | 0112/2///62720#UAA000 - percent |  | 0112/2///61987#ABT533 - Percentage | Standard |  |  |  | SC65E – IEC 61987 | - | C00004 |  | 0112-2---61987#ABB899 | https://cdd.iec.ch/cdd/iec61987/iec61987.nsf/PropertiesAllVersions/0112-2---61987%23ABB899
0112/2///61987#ABB552 | 001 | 04 | 0112/2///61987#ABB552#001 | long-term stability (5 y) |  |  |  |  | drift of zero output signal in percent of upper-range limit after 5 year of normal operating conditions | for flowmeter, maximum span instead of upper-range limit is used |  | % |  |  | REAL_MEASURE_TYPE |  |  |  |  | NON_DEPENDENT_P_DET | [5 empty] | 0112/2///61987#ABC324 - Long-term behaviour0112/2///61987#ABF308 - Long-term behaviour [2] | 0112/2///61987#ABA000 | 0112/2///62720#UAA000 - percent |  | 0112/2///61987#ABT533 - Percentage | Standard |  |  |  | SC65E – IEC 61987 | - | C00004 |  | 0112-2---61987#ABB552 | https://cdd.iec.ch/cdd/iec61987/iec61987.nsf/PropertiesAllVersions/0112-2---61987%23ABB552
0112/2///61987#ABD249 | 001 | 02 | 0112/2///61987#ABD249#001 | reference to Structural design [remote seal] |  |  |  |  | reference to block ABC623 | [5 empty] | CLASS_REFERENCE_TYPE(0112/2///61987#ABC623) 0112/2///61987#ABC623 - Structural design [remote seal] |  |  |  |  | NON_DEPENDENT_P_DET | [5 empty] | 0112/2///61987#ABC442 - Mechanical and electrical construction [remote seal] | 0112/2///61987#ABA000 |  |  |  | Standard |  |  |  | SC65E – IEC 61987 | - | C00004 |  | 0112-2---61987#ABD249 | https://cdd.iec.ch/cdd/iec61987/iec61987.nsf/PropertiesAllVersions/0112-2---61987%23ABD249
0112/2///61987#ABB922 | 002 | 01 | 0112/2///61987#ABB922#002 | integrated pressure sensor |  |  |  |  | indication of the presence of an integrated pressure sensor | [5 empty] | ENUM_CODE_TYPE(0112/2///61987#ABJ765) |  |  |  |  | DEPENDENT_P_DET |  |  | 0112/2///61987#ABJ765 | 0112/2///61987#ABL014 - no0112/2///61987#ABL015 - yes0112/2///61987#ABI407 - others |  | 0112/2///61987#ABC639 - Structural design of a vortex flow transmitter | 0112/2///61987#ABA000 |  |  |  | Standard |  |  |  | SC65E – IEC 61987 | 0112/2///61987#ABI406 - empty_property | C00091 |  | 0112-2---61987#ABB922 | https://cdd.iec.ch/cdd/iec61987/iec61987.nsf/PropertiesAllVersions/0112-2---61987%23ABB922
0112/2///61987#ABF539 | 001 | 01 | 0112/2///61987#ABF539#001 | arrangement of sight glasses |  |  |  |  | classification of sight glasses according to their quantity and constructional design | [5 empty] | STRING_TYPE |  |  |  |  | NON_DEPENDENT_P_DET | [5 empty] | 0112/2///61987#ABF535 - Sight glass | 0112/2///61987#ABA000 |  |  |  | Standard |  | IEC 61987 | IEC | SC65E | - | C00018 | 001-01 (2018-03-28 07:27:07 by BATCH 00000762) standard | 0112-2---61987#ABF539 | https://cdd.iec.ch/cdd/iec61987/iec61987.nsf/PropertiesAllVersions/0112-2---61987%23ABF539
0112/2///61987#ABU970 | 001 | 01 | 0112/2///61987#ABU970#001 | reference to Frequency input [4] |  |  |  |  | reference to block ABG121 | [5 empty] | CLASS_REFERENCE_TYPE(0112/2///61987#ABG121) 0112/2///61987#ABG121 - Frequency input [4] |  |  |  |  | DEPENDENT_P_DET | [5 empty] | 0112/2///61987#ABG061 - Type of auxiliary input [12]0112/2///61987#ABG062 - Type of auxiliary input [13]0112/2///61987#ABG063 - Type of auxiliary input [14]0112/2///61987#ABG064 - Type of auxiliary input [15]0112/2///61987#ABG071 - Type of auxiliary input [22] | 0112/2///61987#ABA000 |  |  |  | Standard |  | IEC 61987 | IEC | SC65E | 0112/2///61987#ABU942 - auxiliary input type [14] | C00018 | 001-01 (2018-03-28 07:27:23 by BATCH 00000762) standard | 0112-2---61987#ABU970 | https://cdd.iec.ch/cdd/iec61987/iec61987.nsf/PropertiesAllVersions/0112-2---61987%23ABU970
0112/2///61987#ABC766 | 002 | 01 | 0112/2///61987#ABC766#002 | reference to Base conditions |  |  |  |  | reference to block ABC136 | [5 empty] | CLASS_REFERENCE_TYPE(0112/2///61987#ABC136) 0112/2///61987#ABC136 - Base conditions |  |  |  |  | NON_DEPENDENT_P_DET | [5 empty] | 0112/2///61987#ABA003 - Operating LOP for flow measuring equipment0112/2///61987#ABA026 - Operating LOP for pressure measuring equipment0112/2///61987#ABE727 - Operating LOP for level measuring equipment | 0112/2///61987#ABA000 |  |  |  | Standard |  |  |  | SC65E – IEC 61987 | - | C00004 |  | 0112-2---61987#ABC766 | https://cdd.iec.ch/cdd/iec61987/iec61987.nsf/PropertiesAllVersions/0112-2---61987%23ABC766
0112/2///61987#ABB615 | 004 | 01 | 0112/2///61987#ABB615#004 | standard case |  |  |  |  | SOP for standard potential matching measures | [5 empty] | STRING_TYPE |  |  |  |  | NON_DEPENDENT_P_DET | [5 empty] | 0112/2///61987#ABC522 - Potential matching | 0112/2///61987#ABA000 |  |  |  | Standard |  |  |  | SC65E – IEC 61987 | - | C00004 |  | 0112-2---61987#ABB615 | https://cdd.iec.ch/cdd/iec61987/iec61987.nsf/PropertiesAllVersions/0112-2---61987%23ABB615
0112/2///61987#ABE538 | 001 | 01 | 0112/2///61987#ABE538#001 | minimum port size |  |  |  |  | smallest port size that allows the solenoid valve to operate within specification | [5 empty] | STRING_TYPE |  |  |  |  | NON_DEPENDENT_P_DET | [5 empty] | 0112/2///61987#ABE606 - Structural design of a solenoid valve0112/2///61987#ABP303 - Functional design of a solenoid valve [I/O module] | 0112/2///61987#ABA000 |  |  |  | Standard |  | IEC 61987 | IEC | SC65E | - | C00016 | 001-01 (2018-03-28 07:27:01 by BATCH 00000762) standard | 0112-2---61987#ABE538 | https://cdd.iec.ch/cdd/iec61987/iec61987.nsf/PropertiesAllVersions/0112-2---61987%23ABE538
0112/2///61987#ABI296 | 001 | 01 | 0112/2///61987#ABI296#001 | designation of other function block |  |  |  |  | name of other function block | [5 empty] | STRING_TYPE |  |  |  |  | NON_DEPENDENT_P_DET | [5 empty] | 0112/2///61987#ABH913 - Other function block | 0112/2///61987#ABA000 |  |  |  | Standard |  |  |  | SC65E – IEC 61987 | - | C00018 | 001-01 (2019-03-08 15:35:31 by BATCH 00000766) standard | 0112-2---61987#ABI296 | https://cdd.iec.ch/cdd/iec61987/iec61987.nsf/PropertiesAllVersions/0112-2---61987%23ABI296
0112/2///61987#ABA210 | 001 | 01 | 0112/2///61987#ABA210#001 | subproject number |  |  |  |  | alphanumeric character sequence uniquely identifying a subproject | [5 empty] | STRING_TYPE |  |  |  |  | NON_DEPENDENT_P_DET | [5 empty] | 0112/2///61987#ABA398 - Project information | 0112/2///61987#ABA000 |  |  |  | Standard |  | IEC 61987 |  | SC65E – IEC 61987 | - | C00018 | 001-01 (2019-03-08 15:35:28 by BATCH 00000766) standard | 0112-2---61987#ABA210 | https://cdd.iec.ch/cdd/iec61987/iec61987.nsf/PropertiesAllVersions/0112-2---61987%23ABA210
0112/2///61987#ABB565 | 001 | 04 | 0112/2///61987#ABB565#001 | calibrated span for actual volume flow |  |  |  |  | difference between the upper and lower range value of actual volume flow to which an actual volume flow measurement instrument is adjusted and calibrated |  |  | m³/h |  |  | REAL_MEASURE_TYPE |  |  |  |  | NON_DEPENDENT_P_DET | [5 empty] | 0112/2///61987#ABC105 - Assigned actual volume flow range | 0112/2///61987#ABA000 | 0112/2///62720#UAA763 - metre cubed per hour |  | 0112/2///61987#ABT504 - Volume flow rate | Standard |  |  |  | SC65E – IEC 61987 | - | C00004 |  | 0112-2---61987#ABB565 | https://cdd.iec.ch/cdd/iec61987/iec61987.nsf/PropertiesAllVersions/0112-2---61987%23ABB565
0112/2///61987#ABB192 | 004 | 01 | 0112/2///61987#ABB192#004 | safe failure fraction |  |  |  |  | fraction of the overall random hardware failure rate of a device that results in either a safe failure or a detected dangerous failure | That is the ratio of the average rate of safe failures plus dangerous detected failures of the subsystem to the total average failure rate of the subsystem |  | % |  |  | REAL_MEASURE_TYPE |  |  | IEC 61508-2 |  | NON_DEPENDENT_P_DET | [5 empty] | 0112/2///61987#ABD877 - Functional safety and reliability [2]0112/2///61987#ABC257 - Functional safety and reliability | 0112/2///61987#ABA000 | 0112/2///62720#UAA000 - percent |  | 0112/2///61987#ABT533 - Percentage | Standard |  |  |  | SC65E – IEC 61987 | - | C00004 |  | 0112-2---61987#ABB192 | https://cdd.iec.ch/cdd/iec61987/iec61987.nsf/PropertiesAllVersions/0112-2---61987%23ABB192
0112/2///61987#ABI245 | 001 | 01 | 0112/2///61987#ABI245#001 | CALIBRATION_UNIT |  |  |  |  | parameter setting the engineering unit descriptor for the calibration values of a device | [5 empty] | INT_TYPE |  |  |  |  | NON_DEPENDENT_P_DET | [5 empty] | 0112/2///61987#ABJ609 - SENSOR_CALIBRATION | 0112/2///61987#ABA000 |  |  |  | Standard |  |  |  | SC65E – IEC 61987 | - | C00018 | 001-01 (2019-03-08 15:35:31 by BATCH 00000766) standard | 0112-2---61987#ABI245 | https://cdd.iec.ch/cdd/iec61987/iec61987.nsf/PropertiesAllVersions/0112-2---61987%23ABI245
0112/2///61987#ABE121 | 002 | 01 | 0112/2///61987#ABE121#002 | reference to Functional safety and reliability [2] |  |  |  |  | reference to block ABD877 | [5 empty] | CLASS_REFERENCE_TYPE(0112/2///61987#ABD877) 0112/2///61987#ABD877 - Functional safety and reliability [2] |  |  |  |  | NON_DEPENDENT_P_DET | [5 empty] | 0112/2///61987#ABD840 - Dependability [2] | 0112/2///61987#ABA000 |  |  |  | Standard |  |  |  |  | - | C00004 |  | 0112-2---61987#ABE121 | https://cdd.iec.ch/cdd/iec61987/iec61987.nsf/PropertiesAllVersions/0112-2---61987%23ABE121
0112/2///61987#ABF243 | 001 | 01 | 0112/2///61987#ABF243#001 | style of extension/protection tube |  |  |  |  | classification of a tube to protect or extend according to its mechanical design | [5 empty] | STRING_TYPE |  |  |  |  | NON_DEPENDENT_P_DET | [5 empty] | 0112/2///61987#ABF226 - Structural design of a radiation thermometer | 0112/2///61987#ABA000 |  |  |  | Standard |  | IEC 61987 | IEC | SC65E | - | C00019 | 001-01 (2018-03-28 07:27:05 by BATCH 00000762) standard | 0112-2---61987#ABF243 | https://cdd.iec.ch/cdd/iec61987/iec61987.nsf/PropertiesAllVersions/0112-2---61987%23ABF243
0112/2///61987#ABA540 | 001 | 02 | 0112/2///61987#ABA540#001 | type of other operating element |  |  |  |  | classification of another operating element according to its mechanical form or function | [5 empty] | STRING_TYPE |  |  |  |  | NON_DEPENDENT_P_DET | [5 empty] | 0112/2///61987#ABC470 - Other operating element | 0112/2///61987#ABA000 |  |  |  | Standard |  |  |  | SC65E – IEC 61987 | - | C00004 |  | 0112-2---61987#ABA540 | https://cdd.iec.ch/cdd/iec61987/iec61987.nsf/PropertiesAllVersions/0112-2---61987%23ABA540
0112/2///61987#ABN636 | 001 | 02 | 0112/2///61987#ABN636#001 | discrete multistate input/output value |  |  |  | Value | parameter indicating the discrete input or output value out of multiple state of a device | The value is, for instance, either the process value or the simulated value depending on the state of simulation | also used by Process Automation - Device Information Model (PA-DIM) |  |  |  | ENUM_CODE_TYPE(0112/2///61987#ABN773) |  | 0112/2///61987#ABN773 |  |  | DEPENDENT_P_DET |  |  | 0112/2///61987#ABN773 | 0112/2///61987#ABL215 - open0112/2///61987#ABL216 - closed0112/2///61987#ABN836 - in-between0112/2///61987#ABM627 - high0112/2///61987#ABM625 - low0112/2///61987#ABN839 - moving0112/2///61987#ABN840 - true0112/2///61987#ABN841 - false0112/2///61987#ABL213 - on0112/2///61987#ABL214 - off0112/2///61987#ABI407 - others |  | 0112/2///61987#ABN610 - Simulation | 0112/2///61987#ABA000 |  |  |  | Standard |  | IEC 61987 | IEC | IEC SC65E | 0112/2///61987#ABI406 - empty_property | C00112 |  | 0112-2---61987#ABN636 | https://cdd.iec.ch/cdd/iec61987/iec61987.nsf/PropertiesAllVersions/0112-2---61987%23ABN636
0112/2///61987#ABU872 | 001 | 01 | 0112/2///61987#ABU872#001 | measured variable type [40] |  |  |  |  | type of quantity subject to measurement |  | Polymorphic control property |  |  |  | ENUM_STRING_TYPE(0112/2///61987#ABU813(Density measurement,Level measurement,Ullage measurement,Volume measurement,Mass measurement,Degree of filling measurement,Point level measurement,Pressure measurement,Temperature measurement,Other variable)) |  |  |  |  | CONDITION_DET |  |  | 0112/2///61987#ABU813 | 0112/2///61987#ABU735 - IEC61987-11 Name of Density measurement0112/2///61987#ABU753 - IEC61987-11 Name of Level measurement0112/2///61987#ABU754 - IEC61987-11 Name of Ullage measurement0112/2///61987#ABU755 - IEC61987-11 Name of Volume measurement0112/2///61987#ABU756 - IEC61987-11 Name of Mass measurement0112/2///61987#ABU757 - IEC61987-11 Name of Degree of filling measurement0112/2///61987#ABU799 - IEC61987-11 Name of Point level measurement0112/2///61987#ABU758 - IEC61987-11 Name of Pressure measurement0112/2///61987#ABU800 - IEC61987-11 Name of Temperature measurement0112/2///61987#ABU801 - IEC61987-11 Name of Other variable |  | 0112/2///61987#ABG012 - Type of measured variable [40] | 0112/2///61987#ABA000 |  |  |  | Standard |  | IEC 61987 | IEC | SC65E | - | C00018 | 001-01 (2018-03-28 07:27:22 by BATCH 00000762) standard | 0112-2---61987#ABU872 | https://cdd.iec.ch/cdd/iec61987/iec61987.nsf/PropertiesAllVersions/0112-2---61987%23ABU872
0112/2///61987#ABI072 | 001 | 01 | 0112/2///61987#ABI072#001 | number of other HART parameters |  |  |  |  | cardinal property for other HART parameters | [5 empty] | INT_TYPE |  |  |  |  | CONDITION_DET | [5 empty] | 0112/2///61987#ABH911 - HART configuration parameter | 0112/2///61987#ABA000 |  |  |  | Standard |  |  |  | SC65E – IEC 61987 | - | C00004 | 001-01 (2018-03-28 07:27:16 by BATCH 00000762) standard | 0112-2---61987#ABI072 | https://cdd.iec.ch/cdd/iec61987/iec61987.nsf/PropertiesAllVersions/0112-2---61987%23ABI072
0112/2///61987#ABV226 | 001 | 03 | 0112/2///61987#ABV226#001 | reference to Binary relay output |  |  |  |  | reference to block ABC144 | [5 empty] | CLASS_REFERENCE_TYPE(0112/2///61987#ABC144) 0112/2///61987#ABC144 - Binary relay output |  |  |  |  | DEPENDENT_P_DET | [5 empty] | 0112/2///61987#ABG148 - Type of output [18]0112/2///61987#ABG149 - Type of output [19]0112/2///61987#ABG150 - Type of output [20] | 0112/2///61987#ABA000 |  |  |  | Standard |  | IEC 61987 | IEC | IEC/SC 65E | 0112/2///61987#ABV216 - output type [18] | C00128 |  | 0112-2---61987#ABV226 | https://cdd.iec.ch/cdd/iec61987/iec61987.nsf/PropertiesAllVersions/0112-2---61987%23ABV226
0112/2///61987#ABF574 | 001 | 01 | 0112/2///61987#ABF574#001 | average influence of volume flow rate |  |  |  |  | change in output caused by a change in volume flow rate with respect to reference conditions, expressed as the average error across the specified volume flow rate range |  |  | %/(m³/h) |  |  | REAL_MEASURE_TYPE |  |  |  |  | NON_DEPENDENT_P_DET | [5 empty] | 0112/2///61987#ABG314 - Influence of external quantities expressed as a percentage [4] | 0112/2///61987#ABA000 | 0112/2///62720#UAC780 - percent hour per metre cubed |  | 0112/2///61987#ABI451 - Percentage per volume flow rate | Standard |  | IEC 61987 | IEC | SC65E | - | C00017 | 001-01 (2018-03-28 07:27:07 by BATCH 00000762) standard | 0112-2---61987#ABF574 | https://cdd.iec.ch/cdd/iec61987/iec61987.nsf/PropertiesAllVersions/0112-2---61987%23ABF574
0112/2///61987#ABH768 | 001 | 01 | 0112/2///61987#ABH768#001 | reference to Output values of dynamic viscosity |  |  |  |  | reference to block ABH656 | [5 empty] | CLASS_REFERENCE_TYPE(0112/2///61987#ABH656) 0112/2///61987#ABH656 - Output values of dynamic viscosity |  |  |  |  | NON_DEPENDENT_P_DET | [5 empty] | 0112/2///61987#ABH638 - Calibration point of dynamic viscosity | 0112/2///61987#ABA000 |  |  |  | Standard |  | IEC 61987 |  | SC65E – IEC 61987 | - | C00018 | 001-01 (2019-03-08 15:35:30 by BATCH 00000766) standard | 0112-2---61987#ABH768 | https://cdd.iec.ch/cdd/iec61987/iec61987.nsf/PropertiesAllVersions/0112-2---61987%23ABH768
0112/2///61987#ABA012 | 001 | 01 | 0112/2///61987#ABA012#001 | description of contact |  |  |  |  | plain text characterizing contact information for which there is no property | [5 empty] | STRING_TYPE |  |  |  |  | NON_DEPENDENT_P_DET | [5 empty] | 0112/2///61987#ABI572 - Contact information | 0112/2///61987#ABA000 |  |  |  | Standard |  | IEC 61987 |  | SC65E – IEC 61987 | - | C00018 | 001-01 (2019-03-08 15:35:27 by BATCH 00000766) standard | 0112-2---61987#ABA012 | https://cdd.iec.ch/cdd/iec61987/iec61987.nsf/PropertiesAllVersions/0112-2---61987%23ABA012
0112/2///61987#ABB869 | 002 | 01 | 0112/2///61987#ABB869#002 | input/output polarity |  |  |  |  | polarity to which an electrical input or output could be configured | [5 empty] | ENUM_CODE_TYPE(0112/2///61987#ABL573) |  |  |  |  | DEPENDENT_P_DET |  |  | 0112/2///61987#ABL573 | 0112/2///61987#ABM885 - positive0112/2///61987#ABM886 - negative0112/2///61987#ABL108 - configurable0112/2///61987#ABI407 - others |  | 0112/2///61987#ABC555 - Pulse/frequency input/output parameters0112/2///61987#ABP031 - Frequency input parameters [I/O module] | 0112/2///61987#ABA000 |  |  |  | Standard |  |  |  | SC65E – IEC 61987 | 0112/2///61987#ABI406 - empty_property | C00091 |  | 0112-2---61987#ABB869 | https://cdd.iec.ch/cdd/iec61987/iec61987.nsf/PropertiesAllVersions/0112-2---61987%23ABB869
0112/2///61987#ABE697 | 001 | 02 | 0112/2///61987#ABE697#001 | reference to Performance variable [18] |  |  |  |  | reference to block ABE696 | [5 empty] | CLASS_REFERENCE_TYPE(0112/2///61987#ABE696) 0112/2///61987#ABE696 - Performance variable [18] |  |  |  |  | DEPENDENT_P_DET | [5 empty] | 0112/2///61987#ABE582 - Performance [13] | 0112/2///61987#ABA000 |  |  |  | Standard |  | IEC 61987 | IEC | IEC SC65E | 0112/2///61987#ABB636 - number of performance variables | C00112 |  | 0112-2---61987#ABE697 | https://cdd.iec.ch/cdd/iec61987/iec61987.nsf/PropertiesAllVersions/0112-2---61987%23ABE697
0112/2///61987#ABB809 | 001 | 03 | 0112/2///61987#ABB809#001 | average influence of process temperature on density |  |  |  |  | change in output of a density measuring device caused by a change in process temperature with respect to reference conditions, expressed as the average error within the specified process temperature range |  |  | "(kg/m³)/K" |  |  | REAL_MEASURE_TYPE |  |  |  |  | NON_DEPENDENT_P_DET | [5 empty] | 0112/2///61987#ABC282 - Influence of external quantities expressed for density0112/2///61987#ABI411 - Influence of external quantities expressed for density [2] | 0112/2///61987#ABA000 | 0112/2///62720#UAA620 - kilogram per metre cubed kelvin |  | 0112/2///61987#ABT589 - Density per temperature | Standard |  |  |  | SC65E – IEC 61987 | - | C00018 |  | 0112-2---61987#ABB809 | https://cdd.iec.ch/cdd/iec61987/iec61987.nsf/PropertiesAllVersions/0112-2---61987%23ABB809
0112/2///61987#ABI208 | 001 | 01 | 0112/2///61987#ABI208#001 | PV lower range value |  |  |  |  | value assigned to the lower range value of the primary variable of a CPF 9 device | CPF 9 is the IEC 61784 acronym for HART. |  |  |  |  | REAL_TYPE |  |  |  |  | NON_DEPENDENT_P_DET | [5 empty] | 0112/2///61987#ABH917 - HART common practice parameters | 0112/2///61987#ABA000 |  |  |  | Standard |  |  |  | SC65E – IEC 61987 | - | C00019 | 001-01 (2018-03-28 07:27:16 by BATCH 00000762) standard | 0112-2---61987#ABI208 | https://cdd.iec.ch/cdd/iec61987/iec61987.nsf/PropertiesAllVersions/0112-2---61987%23ABI208
0112/2///61987#ABI442 | 001 | 01 | 0112/2///61987#ABI442#001 | customs tariff number |  |  |  |  | classification of a product according to trade regulations | [5 empty] | INT_TYPE |  |  |  |  | NON_DEPENDENT_P_DET | [5 empty] | 0112/2///61987#ABI413 - Packaging and transportation | 0112/2///61987#ABA000 |  |  |  | Standard |  |  |  | SC65E – IEC 61987 | - | C00018 | 001-01 (2019-03-08 15:35:32 by BATCH 00000766) standard | 0112-2---61987#ABI442 | https://cdd.iec.ch/cdd/iec61987/iec61987.nsf/PropertiesAllVersions/0112-2---61987%23ABI442
0112/2///61987#ABF362 | 001 | 01 | 0112/2///61987#ABF362#001 | length of displacer segment |  |  |  |  | length of a segment of a displacer split up into parts of equal length |  |  | mm |  |  | REAL_MEASURE_TYPE |  |  |  |  | NON_DEPENDENT_P_DET | [5 empty] | 0112/2///61987#ABF360 - Displacer | 0112/2///61987#ABA000 | 0112/2///62720#UAA862 - millimetre |  | 0112/2///61987#ABT548 - Length short | Standard |  | IEC 61987 | IEC | SC65E | - | C00018 | 001-01 (2018-03-28 07:27:06 by BATCH 00000762) standard | 0112-2---61987#ABF362 | https://cdd.iec.ch/cdd/iec61987/iec61987.nsf/PropertiesAllVersions/0112-2---61987%23ABF362
0112/2///61987#ABV002 | 001 | 01 | 0112/2///61987#ABV002#001 | reference to Frequency output [12] |  |  |  |  | reference to block ABG194 | [5 empty] | CLASS_REFERENCE_TYPE(0112/2///61987#ABG194) 0112/2///61987#ABG194 - Frequency output [12] |  |  |  |  | DEPENDENT_P_DET | [5 empty] | 0112/2///61987#ABG146 - Type of output [16] | 0112/2///61987#ABA000 |  |  |  | Standard |  | IEC 61987 | IEC | SC65E | 0112/2///61987#ABU996 - output type [16] | C00018 | 001-01 (2018-03-28 07:27:23 by BATCH 00000762) standard | 0112-2---61987#ABV002 | https://cdd.iec.ch/cdd/iec61987/iec61987.nsf/PropertiesAllVersions/0112-2---61987%23ABV002
0112/2///61987#ABA153 | 001 | 02 | 0112/2///61987#ABA153#001 | reference to Phone |  |  |  |  | reference to block ABA399 | [5 empty] | CLASS_REFERENCE_TYPE(0112/2///61987#ABA399) 0112/2///61987#ABA399 - Phone |  |  |  |  | DEPENDENT_P_DET | [5 empty] | 0112/2///61987#ABI571 - Address0112/2///61987#ABI572 - Contact information | 0112/2///61987#ABA000 |  |  |  | Standard |  | IEC 61987 | IEC | IEC SC65E | 0112/2///61987#ABA148 - number of phones | C00112 |  | 0112-2---61987#ABA153 | https://cdd.iec.ch/cdd/iec61987/iec61987.nsf/PropertiesAllVersions/0112-2---61987%23ABA153
0112/2///61987#ABJ660 | 001 | 01 | 0112/2///61987#ABJ660#001 | TEST_COMMAND |  |  |  |  | parameter initializing a test procedure to check the sensor or actuator | [5 empty] | INT_TYPE |  |  |  |  | NON_DEPENDENT_P_DET | [5 empty] | 0112/2///61987#ABH843 - Flow technology block0112/2///61987#ABH849 - Level technology block0112/2///61987#ABH867 - Pressure technology block0112/2///61987#ABH869 - Temperature technology block0112/2///61987#ABI752 - On-off actuation technology block0112/2///61987#ABI807 - Density technology block0112/2///61987#ABI812 - Modulation actuation technology block0112/2///61987#ABJ615 - Other measurement technology block | 0112/2///61987#ABA000 |  |  |  | Standard |  |  |  | SC65E – IEC 61987 | - | C00018 | 001-01 (2019-03-08 15:35:34 by BATCH 00000766) standard | 0112-2---61987#ABJ660 | https://cdd.iec.ch/cdd/iec61987/iec61987.nsf/PropertiesAllVersions/0112-2---61987%23ABJ660
0112/2///61987#ABP307 | 001 | 01 | 0112/2///61987#ABP307#001 | reference to Functional design of a solenoid valve [I/O module] |  |  |  |  | reference to block ABP303 | [5 empty] | CLASS_REFERENCE_TYPE(0112/2///61987#ABP303) 0112/2///61987#ABP303 - Functional design of a solenoid valve [I/O module] |  |  |  |  | NON_DEPENDENT_P_DET | [5 empty] | 0112/2///61987#ABP301 - Binary valve output | 0112/2///61987#ABA000 |  |  |  | Standard |  | IEC 61987 | IEC | IEC/SC 65E | - | C00128 | 001-01 (2023-01-23 14:53:54 by BATCH 00000807) standard | 0112-2---61987#ABP307 | https://cdd.iec.ch/cdd/iec61987/iec61987.nsf/PropertiesAllVersions/0112-2---61987%23ABP307
0112/2///61987#ABD408 | 004 | 01 | 0112/2///61987#ABD408#004 | maximum insertion length of device |  |  |  |  | greatest insertion length a device may have resulting from deployment geometry parameters |  |  | mm |  |  | REAL_MEASURE_TYPE |  |  |  |  | NON_DEPENDENT_P_DET | [5 empty] | 0112/2///61987#ABC322 - Line or nozzle | 0112/2///61987#ABA000 | 0112/2///62720#UAA862 - millimetre |  | 0112/2///61987#ABT548 - Length short | Standard |  |  |  | SC65E – IEC 61987 | - | C00004 |  | 0112-2---61987#ABD408 | https://cdd.iec.ch/cdd/iec61987/iec61987.nsf/PropertiesAllVersions/0112-2---61987%23ABD408
0112/2///61987#ABE950 | 001 | 01 | 0112/2///61987#ABE950#001 | average influence of ambient temperature on level |  |  |  |  | change in output of a level measuring device caused by a change in ambient temperature with respect to reference conditions, expressed as the average error across the specified ambient temperature range |  |  | m/K |  |  | REAL_MEASURE_TYPE |  |  |  |  | NON_DEPENDENT_P_DET | [5 empty] | 0112/2///61987#ABE949 - Influence of external quantities expressed for level | 0112/2///61987#ABA000 | 0112/2///62720#UAA728 - metre per kelvin |  | 0112/2///61987#ABT549 - Length per temperature | Standard |  | IEC 61987 | IEC | SC65E | - | C00018 | 001-01 (2018-03-28 07:27:03 by BATCH 00000762) standard | 0112-2---61987#ABE950 | https://cdd.iec.ch/cdd/iec61987/iec61987.nsf/PropertiesAllVersions/0112-2---61987%23ABE950
0112/2///61987#ABH679 | 001 | 01 | 0112/2///61987#ABH679#001 | value of voltage indicator/display |  |  |  |  | reading of a value on a display or an indicator representing a voltage variable |  |  | V |  |  | REAL_MEASURE_TYPE |  |  |  |  | NON_DEPENDENT_P_DET | [5 empty] | 0112/2///61987#ABH662 - Output values of voltage | 0112/2///61987#ABA000 | 0112/2///62720#UAA296 - volt |  | 0112/2///61987#ABT506 - Voltage | Standard |  | IEC 61987 |  | SC65E – IEC 61987 | - | C00018 | 001-01 (2019-03-08 15:35:29 by BATCH 00000766) standard | 0112-2---61987#ABH679 | https://cdd.iec.ch/cdd/iec61987/iec61987.nsf/PropertiesAllVersions/0112-2---61987%23ABH679
0112/2///61987#ABI001 | 001 | 01 | 0112/2///61987#ABI001#001 | number of Analog output function blocks |  |  |  |  | cardinality property for an Analog output function block | [5 empty] | INT_TYPE |  |  |  |  | CONDITION_DET | [5 empty] | 0112/2///61987#ABH840 - User application parameters | 0112/2///61987#ABA000 |  |  |  | Standard |  |  |  | SC65E – IEC 61987 | - | C00018 | 001-01 (2019-03-08 15:35:31 by BATCH 00000766) standard | 0112-2---61987#ABI001 | https://cdd.iec.ch/cdd/iec61987/iec61987.nsf/PropertiesAllVersions/0112-2---61987%23ABI001
0112/2///61987#ABJ701 | 001 | 01 | 0112/2///61987#ABJ701#001 | reference to SENSOR_CALIBRATION |  |  |  |  | reference to block ABJ609 | [5 empty] | CLASS_REFERENCE_TYPE(0112/2///61987#ABJ609) 0112/2///61987#ABJ609 - SENSOR_CALIBRATION |  |  |  |  | NON_DEPENDENT_P_DET | [5 empty] | 0112/2///61987#ABH843 - Flow technology block0112/2///61987#ABH849 - Level technology block0112/2///61987#ABH867 - Pressure technology block0112/2///61987#ABI807 - Density technology block0112/2///61987#ABJ614 - SENSOR_INPUT0112/2///61987#ABJ615 - Other measurement technology block | 0112/2///61987#ABA000 |  |  |  | Standard |  |  |  | SC65E – IEC 61987 | - | C00018 | 001-01 (2019-03-08 15:35:34 by BATCH 00000766) standard | 0112-2---61987#ABJ701 | https://cdd.iec.ch/cdd/iec61987/iec61987.nsf/PropertiesAllVersions/0112-2---61987%23ABJ701
0112/2///61987#ABF874 | 001 | 01 | 0112/2///61987#ABF874#001 | reference to Device LOP for guided-wave radar level transmitter/switch |  |  |  |  | reference to block ABE743 | [5 empty] | CLASS_REFERENCE_TYPE(0112/2///61987#ABE743) 0112/2///61987#ABE743 - Device LOP for guided-wave radar level transmitter/switch |  |  |  |  | NON_DEPENDENT_P_DET | [5 empty] | 0112/2///61987#ABA722 - Guided-wave level switch0112/2///61987#ABA827 - Guided-wave radar level transmitter | 0112/2///61987#ABA000 |  |  |  | Standard |  | IEC 61987 | IEC | SC65E | - | C00018 | 001-01 (2018-03-28 07:27:10 by BATCH 00000762) standard | 0112-2---61987#ABF874 | https://cdd.iec.ch/cdd/iec61987/iec61987.nsf/PropertiesAllVersions/0112-2---61987%23ABF874
0112/2///61987#ABA999 | 001 | 04 | 0112/2///61987#ABA999#001 | settling time |  |  |  |  | time interval between the step change of an input signal and the instant when the resulting variation of the output of the signal does not deviate more than 1% from its final steady state value |  |  | s |  |  | REAL_MEASURE_TYPE |  |  | IEC 61298-2 |  | NON_DEPENDENT_P_DET | [5 empty] | 0112/2///61987#ABE398 - Dynamic behaviour [2]0112/2///61987#ABC210 - Dynamic behaviour | 0112/2///61987#ABA000 | 0112/2///62720#UAA972 - second |  | 0112/2///61987#ABT510 - Time/time duration short | Standard |  |  |  | SC65E – IEC 61987 | - | C00004 |  | 0112-2---61987#ABA999 | https://cdd.iec.ch/cdd/iec61987/iec61987.nsf/PropertiesAllVersions/0112-2---61987%23ABA999
0112/2///61987#ABB028 | 005 | 01 | 0112/2///61987#ABB028#005 | operating frequency |  |  |  |  | typical or rated electrical or mechanical vibration frequency at which the device operates |  |  | Hz |  |  | REAL_MEASURE_TYPE |  |  |  |  | NON_DEPENDENT_P_DET | [5 empty] | 0112/2///61987#ABF118 - Microwave probe0112/2///61987#ABF136 - Structural design of a capacitance level transmitter/switch0112/2///61987#ABF155 - Single electrode probe0112/2///61987#ABF182 - Structural design of an ultrasonic level transmitter0112/2///61987#ABF185 - Vibration probe0112/2///61987#ABF520 - Ultrasonic probe0112/2///61987#ABF525 - Microwave emitter0112/2///61987#ABF018 - Structural design of a free-space radar level transmitter0112/2///61987#ABC255 - Function and system design [1]0112/2///61987#ABU549 - Function and system design [2]0112/2///61987#ABU550 - Function and system design [3]0112/2///61987#ABU553 - Function and system design [4]0112/2///61987#ABU556 - Function and system design [5]0112/2///61987#ABU557 - Function and system design [6]0112/2///61987#ABP032 - Function and system design [Infrastructure device] | 0112/2///61987#ABA000 | 0112/2///62720#UAA170 - hertz |  | 0112/2///61987#ABT561 - Frequency | Standard |  |  |  | SC65E – IEC 61987 | - | C00018 |  | 0112-2---61987#ABB028 | https://cdd.iec.ch/cdd/iec61987/iec61987.nsf/PropertiesAllVersions/0112-2---61987%23ABB028
0112/2///61987#ABA987 | 001 | 04 | 0112/2///61987#ABA987#001 | maximum output power (Po) |  |  |  |  | maximum electrical power that can be taken from the apparatus |  |  | mW |  |  | REAL_MEASURE_TYPE |  |  | IEC 60050, part 426-11-19 (Draft) |  | NON_DEPENDENT_P_DET | [5 empty] | 0112/2///61987#ABC585 - Safety related properties for active behaviour | 0112/2///61987#ABA000 | 0112/2///62720#UAA807 - milliwatt |  | 0112/2///61987#ABT525 - Power | Standard |  |  |  | SC65E – IEC 61987 | - | C00004 |  | 0112-2---61987#ABA987 | https://cdd.iec.ch/cdd/iec61987/iec61987.nsf/PropertiesAllVersions/0112-2---61987%23ABA987
0112/2///61987#ABF379 | 001 | 01 | 0112/2///61987#ABF379#001 | type of connection to thermowell |  |  |  |  | classification of a connection to a thermowell according to its fabricated form | [5 empty] | STRING_TYPE |  |  |  |  | NON_DEPENDENT_P_DET | [5 empty] | 0112/2///61987#ABF378 - Structural design of a thermowell extension0112/2///61987#ABF380 - Structural design of a connection head0112/2///61987#ABF396 - Structural design of separate temperature transmitter0112/2///61987#ABF405 - Structural design of an insert/element | 0112/2///61987#ABA000 |  |  |  | Standard |  | IEC 61987 | IEC | SC65E | - | C00019 | 001-01 (2018-03-28 07:27:06 by BATCH 00000762) standard | 0112-2---61987#ABF379 | https://cdd.iec.ch/cdd/iec61987/iec61987.nsf/PropertiesAllVersions/0112-2---61987%23ABF379
0112/2///61987#ABB267 | 005 | 01 | 0112/2///61987#ABB267#005 | thickness of tag plate |  |  |  |  | thickness of a tag plate |  |  | mm |  |  | REAL_MEASURE_TYPE |  |  |  |  | NON_DEPENDENT_P_DET | [5 empty] | 0112/2///61987#ABC193 - Device tag plate | 0112/2///61987#ABA000 | 0112/2///62720#UAA862 - millimetre |  | 0112/2///61987#ABT548 - Length short | Standard |  |  |  | SC65E – IEC 61987 | - | C00004 |  | 0112-2---61987#ABB267 | https://cdd.iec.ch/cdd/iec61987/iec61987.nsf/PropertiesAllVersions/0112-2---61987%23ABB267
0112/2///61987#ABI564 | 001 | 02 | 0112/2///61987#ABI564#001 | reference to Event triggered maintenance/service |  |  |  |  | reference to block ABI485 | [5 empty] | CLASS_REFERENCE_TYPE(0112/2///61987#ABI485) 0112/2///61987#ABI485 - Event triggered maintenance/service |  |  |  |  | DEPENDENT_P_DET | [5 empty] | 0112/2///61987#ABI470 - Maintenance/service and repair | 0112/2///61987#ABA000 |  |  |  | Standard |  | IEC 61987 | IEC | IEC SC65E | 0112/2///61987#ABI503 - number of event triggered maintenances/services | C00112 |  | 0112-2---61987#ABI564 | https://cdd.iec.ch/cdd/iec61987/iec61987.nsf/PropertiesAllVersions/0112-2---61987%23ABI564
0112/2///61987#ABB598 | 005 | 01 | 0112/2///61987#ABB598#005 | failure diagnostic action |  |  |  |  | action taken by the device on detection of a fault | [5 empty] | ENUM_CODE_TYPE(0112/2///61987#ABL273) |  |  |  |  | DEPENDENT_P_DET |  |  | 0112/2///61987#ABL273 | 0112/2///61987#ABL839 - activate fault relay0112/2///61987#ABL840 - deactivate fault relay0112/2///61987#ABL841 - NA0112/2///61987#ABI407 - others |  | 0112/2///61987#ABC189 - Device diagnostic0112/2///61987#ABC545 - Process diagnostic | 0112/2///61987#ABA000 |  |  |  | Standard |  |  |  | SC65E – IEC 61987 | 0112/2///61987#ABI406 - empty_property | C00091 |  | 0112-2---61987#ABB598 | https://cdd.iec.ch/cdd/iec61987/iec61987.nsf/PropertiesAllVersions/0112-2---61987%23ABB598
0112/2///61987#ABH064 | 001 | 01 | 0112/2///61987#ABH064#001 | refractive index |  |  |  |  | ratio of velocity of visible light in vacuum to its velocity in a substance |  |  | 1 |  |  | REAL_MEASURE_TYPE |  |  |  |  | NON_DEPENDENT_P_DET | [5 empty] | 0112/2///61987#ABG459 - Aqueous phase [level]0112/2///61987#ABG461 - Non-aqueous liquid phase [level]0112/2///61987#ABH067 - Intermediate phase [level] | 0112/2///61987#ABA000 | 0112/2///62720#UAA915 - quantity of dimension one |  |  | Standard |  | IEC 61987 | IEC | SC65E | - | C00018 | 001-01 (2018-03-28 07:27:13 by BATCH 00000762) standard | 0112-2---61987#ABH064 | https://cdd.iec.ch/cdd/iec61987/iec61987.nsf/PropertiesAllVersions/0112-2---61987%23ABH064
0112/2///61987#ABJ055 | 001 | 01 | 0112/2///61987#ABJ055#001 | number of Modulation actuation technology blocks |  |  |  |  | cardinality property for Modulation actuation technology block | [5 empty] | INT_TYPE |  |  |  |  | CONDITION_DET | [5 empty] | 0112/2///61987#ABH840 - User application parameters | 0112/2///61987#ABA000 |  |  |  | Standard |  |  |  | SC65E – IEC 61987 | - | C00018 | 001-01 (2019-03-08 15:35:33 by BATCH 00000766) standard | 0112-2---61987#ABJ055 | https://cdd.iec.ch/cdd/iec61987/iec61987.nsf/PropertiesAllVersions/0112-2---61987%23ABJ055
0112/2///61987#ABD095 | 001 | 02 | 0112/2///61987#ABD095#001 | reference to Orifice plate and holder |  |  |  |  | reference to block ABC465 | [5 empty] | CLASS_REFERENCE_TYPE(0112/2///61987#ABC465) 0112/2///61987#ABC465 - Orifice plate and holder |  |  |  |  | NON_DEPENDENT_P_DET | [5 empty] | 0112/2///61987#ABC463 - Orifice assembly | 0112/2///61987#ABA000 |  |  |  | Standard |  |  |  | SC65E – IEC 61987 | - | C00004 |  | 0112-2---61987#ABD095 | https://cdd.iec.ch/cdd/iec61987/iec61987.nsf/PropertiesAllVersions/0112-2---61987%23ABD095
0112/2///61987#ABD254 | 001 | 02 | 0112/2///61987#ABD254#001 | reference to Structural design of a positive displacement flow transmitter or gauge |  |  |  |  | reference to block ABC628 | [5 empty] | CLASS_REFERENCE_TYPE(0112/2///61987#ABC628) 0112/2///61987#ABC628 - Structural design of a positive displacement flow transmitter or gauge |  |  |  |  | NON_DEPENDENT_P_DET | [5 empty] | 0112/2///61987#ABC616 - Structural design [positive displacement flow transmitter/gauge] | 0112/2///61987#ABA000 |  |  |  | Standard |  |  |  | SC65E – IEC 61987 | - | C00004 |  | 0112-2---61987#ABD254 | https://cdd.iec.ch/cdd/iec61987/iec61987.nsf/PropertiesAllVersions/0112-2---61987%23ABD254
0112/2///61987#ABB119 | 002 | 01 | 0112/2///61987#ABB119#002 | style of float element |  |  |  |  | classification of the float element of a variable area flow transmitter according to its shape | [5 empty] | ENUM_CODE_TYPE(0112/2///61987#ABL344) |  |  |  |  | DEPENDENT_P_DET |  |  | 0112/2///61987#ABL344 | 0112/2///61987#ABM107 - conical0112/2///61987#ABM108 - spherical0112/2///61987#ABM109 - cylindrical0112/2///61987#ABM110 - C form0112/2///61987#ABM111 - D form0112/2///61987#ABM112 - T form0112/2///61987#ABI407 - others |  | 0112/2///61987#ABC638 - Structural design of a variable area flow transmitter or gauge | 0112/2///61987#ABA000 |  |  |  | Standard |  |  |  | SC65E – IEC 61987 | 0112/2///61987#ABI406 - empty_property | C00091 |  | 0112-2---61987#ABB119 | https://cdd.iec.ch/cdd/iec61987/iec61987.nsf/PropertiesAllVersions/0112-2---61987%23ABB119
0112/2///61987#ABI522 | 001 | 01 | 0112/2///61987#ABI522#001 | alternative consumable |  |  |  |  | consumable that can be used instead of another | [5 empty] | STRING_TYPE |  |  |  |  | NON_DEPENDENT_P_DET | [5 empty] | 0112/2///61987#ABI474 - Consumable | 0112/2///61987#ABA000 |  |  |  | Standard |  |  |  | SC65E – IEC 61987 | - | C00018 | 001-01 (2019-03-08 15:35:32 by BATCH 00000766) standard | 0112-2---61987#ABI522 | https://cdd.iec.ch/cdd/iec61987/iec61987.nsf/PropertiesAllVersions/0112-2---61987%23ABI522
0112/2///61987#ABA095 | 001 | 02 | 0112/2///61987#ABA095#001 | interference emission |  |  |  |  | degree of electromagnetic interference emitted by the device to its environment, expressed as an instrument class | [5 empty] | STRING_TYPE |  |  |  |  | NON_DEPENDENT_P_DET | [5 empty] | 0112/2///61987#ABC222 - Electromagnetic compatibility | 0112/2///61987#ABA000 |  |  |  | Standard |  |  |  | SC65E – IEC 61987 | - | C00004 |  | 0112-2---61987#ABA095 | https://cdd.iec.ch/cdd/iec61987/iec61987.nsf/PropertiesAllVersions/0112-2---61987%23ABA095
0112/2///61987#ABU661 | 001 | 01 | 0112/2///61987#ABU661#001 | reference to Binary current output |  |  |  |  | reference to block ABC140 | [5 empty] | CLASS_REFERENCE_TYPE(0112/2///61987#ABC140) 0112/2///61987#ABC140 - Binary current output |  |  |  |  | DEPENDENT_P_DET | [5 empty] | 0112/2///61987#ABG153 - Type of output [23] | 0112/2///61987#ABA000 |  |  |  | Standard |  | IEC 61987 | IEC | SC65E | 0112/2///61987#ABU652 - output type [23] | C00017 | 001-01 (2018-03-28 07:27:21 by BATCH 00000762) standard | 0112-2---61987#ABU661 | https://cdd.iec.ch/cdd/iec61987/iec61987.nsf/PropertiesAllVersions/0112-2---61987%23ABU661
0112/2///61987#ABG827 | 001 | 01 | 0112/2///61987#ABG827#001 | reference to Reference conditions for the performance variable [6] |  |  |  |  | reference to block ABG267 | [5 empty] | CLASS_REFERENCE_TYPE(0112/2///61987#ABG267) 0112/2///61987#ABG267 - Reference conditions for the performance variable [6] |  |  |  |  | NON_DEPENDENT_P_DET | [5 empty] | 0112/2///61987#ABG264 - Performance variable [24] | 0112/2///61987#ABA000 |  |  |  | Standard |  | IEC 61987 | IEC | SC65E | - | C00018 | 001-01 (2018-03-28 07:27:11 by BATCH 00000762) standard | 0112-2---61987#ABG827 | https://cdd.iec.ch/cdd/iec61987/iec61987.nsf/PropertiesAllVersions/0112-2---61987%23ABG827
0112/2///61987#ABH595 | 001 | 01 | 0112/2///61987#ABH595#001 | number of replacements of values |  |  |  |  | cardinality property for value replacement | [5 empty] | INT_TYPE |  |  |  |  | CONDITION_DET | [5 empty] | 0112/2///61987#ABH531 - Output signal processing variable | 0112/2///61987#ABA000 |  |  |  | Standard |  | IEC 61987 |  | SC65E – IEC 61987 | - | C00018 | 001-01 (2019-03-08 15:35:29 by BATCH 00000766) standard | 0112-2---61987#ABH595 | https://cdd.iec.ch/cdd/iec61987/iec61987.nsf/PropertiesAllVersions/0112-2---61987%23ABH595
0112/2///61987#ABP237 | 001 | 01 | 0112/2///61987#ABP237#001 | reference to Fuse |  |  |  |  | reference to block ABP033 | [5 empty] | CLASS_REFERENCE_TYPE(0112/2///61987#ABP033) 0112/2///61987#ABP033 - Fuse |  |  |  |  | NON_DEPENDENT_P_DET | [5 empty] | 0112/2///61987#ABC141 - Binary transistor/triac output | 0112/2///61987#ABA000 |  |  |  | Standard |  | IEC 61987 | IEC | IEC/SC 65E | - | C00128 | 001-01 (2023-01-23 14:53:53 by BATCH 00000807) standard | 0112-2---61987#ABP237 | https://cdd.iec.ch/cdd/iec61987/iec61987.nsf/PropertiesAllVersions/0112-2---61987%23ABP237
0112/2///61987#ABD731 | 003 | 01 | 0112/2///61987#ABD731#003 | style of trim |  |  |  |  | classification of the trim (internal elements) of a valve according to whether it is pressure balanced or unbalanced | [5 empty] | ENUM_CODE_TYPE(0112/2///61987#ABL578) |  |  |  |  | DEPENDENT_P_DET |  |  | 0112/2///61987#ABL578 | 0112/2///61987#ABM899 - pressure balanced0112/2///61987#ABM900 - unbalanced0112/2///61987#ABI407 - others |  | 0112/2///61987#ABD812 - Body of valve [2]0112/2///61987#ABD813 - Body of valve [3]0112/2///61987#ABD814 - Body of valve [1]0112/2///61987#ABE605 - Body of solenoid valve | 0112/2///61987#ABA000 |  |  |  | Standard |  |  |  |  | 0112/2///61987#ABI406 - empty_property | C00091 |  | 0112-2---61987#ABD731 | https://cdd.iec.ch/cdd/iec61987/iec61987.nsf/PropertiesAllVersions/0112-2---61987%23ABD731
0112/2///61987#ABF528 | 001 | 01 | 0112/2///61987#ABF528#001 | quantity of operating channels |  |  |  |  | number of channels available with which a device or a device component can operate | [5 empty] | INT_TYPE |  |  |  |  | NON_DEPENDENT_P_DET | [5 empty] | 0112/2///61987#ABF525 - Microwave emitter | 0112/2///61987#ABA000 |  |  |  | Standard |  | IEC 61987 | IEC | SC65E | - | C00018 | 001-01 (2018-03-28 07:27:07 by BATCH 00000762) standard | 0112-2---61987#ABF528 | https://cdd.iec.ch/cdd/iec61987/iec61987.nsf/PropertiesAllVersions/0112-2---61987%23ABF528
0112/2///61987#ABA641 | 005 | 01 | 0112/2///61987#ABA641#005 | type of certificate |  |  |  |  | classification of a certificate according to the standard or directive on the basis of which it was issued | [5 empty] | STRING_TYPE |  |  |  |  | NON_DEPENDENT_P_DET | [5 empty] | 0112/2///61987#ABC466 - Other certificate | 0112/2///61987#ABA000 |  |  |  | Standard |  |  |  | SC65E – IEC 61987 | - | C00004 |  | 0112-2---61987#ABA641 | https://cdd.iec.ch/cdd/iec61987/iec61987.nsf/PropertiesAllVersions/0112-2---61987%23ABA641
0112/2///61987#ABD638 | 002 | 01 | 0112/2///61987#ABD638#002 | upper range-limit of outlet gauge pressure |  |  |  |  | highest gauge pressure value at the device outlet to which a pressure reducing regulator or a back pressure regulator can be adjusted and still remain within the specified performance limits |  |  | bar |  |  | REAL_MEASURE_TYPE |  |  |  |  | NON_DEPENDENT_P_DET | [5 empty] | 0112/2///61987#ABD964 - Parameters of valve body assembly [4]0112/2///61987#ABE560 - Parameters of filter regulator | 0112/2///61987#ABA000 | 0112/2///62720#UAA323 - bar |  | 0112/2///61987#ABT524 - Pressure | Standard |  |  |  |  | - | C00004 |  | 0112-2---61987#ABD638 | https://cdd.iec.ch/cdd/iec61987/iec61987.nsf/PropertiesAllVersions/0112-2---61987%23ABD638
0112/2///61987#ABF595 | 001 | 01 | 0112/2///61987#ABF595#001 | calibrated span for volume fraction |  |  |  |  | difference between the upper and lower range value of volume fraction to which a volume fraction measurement instrument is adjusted and calibrated |  |  | % |  |  | REAL_MEASURE_TYPE |  |  |  |  | NON_DEPENDENT_P_DET | [5 empty] | 0112/2///61987#ABF597 - Assigned volume fraction range | 0112/2///61987#ABA000 | 0112/2///62720#UAA000 - percent |  | 0112/2///61987#ABT533 - Percentage | Standard |  | IEC 61987 | IEC | SC65E | - | C00018 | 001-01 (2018-03-28 07:27:08 by BATCH 00000762) standard | 0112-2---61987#ABF595 | https://cdd.iec.ch/cdd/iec61987/iec61987.nsf/PropertiesAllVersions/0112-2---61987%23ABF595
0112/2///61987#ABF596 | 001 | 01 | 0112/2///61987#ABF596#001 | calibrated span for mass fraction |  |  |  |  | difference between the upper and lower range value of mass fraction to which a mass fraction measurement instrument is adjusted and calibrated |  |  | % |  |  | REAL_MEASURE_TYPE |  |  |  |  | NON_DEPENDENT_P_DET | [5 empty] | 0112/2///61987#ABF598 - Assigned mass fraction range | 0112/2///61987#ABA000 | 0112/2///62720#UAA000 - percent |  | 0112/2///61987#ABT533 - Percentage | Standard |  | IEC 61987 | IEC | SC65E | - | C00018 |  | 0112-2---61987#ABF596 | https://cdd.iec.ch/cdd/iec61987/iec61987.nsf/PropertiesAllVersions/0112-2---61987%23ABF596
0112/2///61987#ABF792 | 001 | 01 | 0112/2///61987#ABF792#001 | reference to Material of displacer |  |  |  |  | reference to block ABF367 | [5 empty] | CLASS_REFERENCE_TYPE(0112/2///61987#ABF367) 0112/2///61987#ABF367 - Material of displacer |  |  |  |  | NON_DEPENDENT_P_DET | [5 empty] | 0112/2///61987#ABF360 - Displacer0112/2///61987#ABF452 - Servo displacer | 0112/2///61987#ABA000 |  |  |  | Standard |  | IEC 61987 | IEC | SC65E | - | C00018 | 001-01 (2018-03-28 07:27:09 by BATCH 00000762) standard | 0112-2---61987#ABF792 | https://cdd.iec.ch/cdd/iec61987/iec61987.nsf/PropertiesAllVersions/0112-2---61987%23ABF792
0112/2///61987#ABF259 | 001 | 01 | 0112/2///61987#ABF259#001 | coating material of objective |  |  |  |  | material from which the objective coating of a radiation thermometer is made | [5 empty] | STRING_TYPE |  |  |  |  | NON_DEPENDENT_P_DET | [5 empty] | 0112/2///61987#ABF254 - Objective | 0112/2///61987#ABA000 |  |  |  | Standard |  | IEC 61987 | IEC | SC65E | - | C00019 | 001-01 (2018-03-28 07:27:05 by BATCH 00000762) standard | 0112-2---61987#ABF259 | https://cdd.iec.ch/cdd/iec61987/iec61987.nsf/PropertiesAllVersions/0112-2---61987%23ABF259
0112/2///61987#ABC731 | 005 | 02 | 0112/2///61987#ABC731#005 | reference to Approval for general usage |  |  |  |  | reference to block ABC101 | [5 empty] | CLASS_REFERENCE_TYPE(0112/2///61987#ABC101) 0112/2///61987#ABC101 - Approval for general usage |  |  |  |  | DEPENDENT_P_DET | [5 empty] | 0112/2///61987#ABC156 - Certificates and approvals0112/2///61987#ABD817 - Certificates and approvals [2]0112/2///61987#ABD818 - Certificates and approvals [3]0112/2///61987#ABE718 - Certificates and approvals [4]0112/2///61987#ABE720 - Certificates and approvals [5] | 0112/2///61987#ABA000 |  |  |  | Standard |  | IEC 61987 | IEC | IEC SC65E | 0112/2///61987#ABA226 - number of approvals for general usage | C00112 |  | 0112-2---61987#ABC731 | https://cdd.iec.ch/cdd/iec61987/iec61987.nsf/PropertiesAllVersions/0112-2---61987%23ABC731
0112/2///61987#ABB275 | 002 | 01 | 0112/2///61987#ABB275#002 | angle of bevel |  |  |  |  | angle of bevel (F) of an orifice plate measured with respect to the horizontal |  |  | ° |  |  | REAL_MEASURE_TYPE |  |  | ISO 5167 |  | NON_DEPENDENT_P_DET | [5 empty] | 0112/2///61987#ABC465 - Orifice plate and holder0112/2///61987#ABE614 - Structural design of a restriction orifice/diffuser | 0112/2///61987#ABA000 | 0112/2///62720#UAA024 - degree |  | 0112/2///61987#ABT580 - Angle | Standard |  |  |  | SC65E – IEC 61987 | - | C00004 |  | 0112-2---61987#ABB275 | https://cdd.iec.ch/cdd/iec61987/iec61987.nsf/PropertiesAllVersions/0112-2---61987%23ABB275
0112/2///61987#ABE545 | 001 | 01 | 0112/2///61987#ABE545#001 | reference to Structural design of a filter regulator |  |  |  |  | reference to block ABE611 | [5 empty] | CLASS_REFERENCE_TYPE(0112/2///61987#ABE611) 0112/2///61987#ABE611 - Structural design of a filter regulator |  |  |  |  | NON_DEPENDENT_P_DET | [5 empty] | 0112/2///61987#ABE609 - Structural design [filter regulator] | 0112/2///61987#ABA000 |  |  |  | Standard |  | IEC 61987 | IEC | SC65E | - | C00016 | 001-01 (2018-03-28 07:27:01 by BATCH 00000762) standard | 0112-2---61987#ABE545 | https://cdd.iec.ch/cdd/iec61987/iec61987.nsf/PropertiesAllVersions/0112-2---61987%23ABE545
0112/2///61987#ABC873 | 001 | 02 | 0112/2///61987#ABC873#001 | reference to Fixed electromagnetic insertion flow transmitter |  |  |  |  | reference to block ABC243 | [5 empty] | CLASS_REFERENCE_TYPE(0112/2///61987#ABC243) 0112/2///61987#ABC243 - Fixed electromagnetic insertion flow transmitter |  |  |  |  | NON_DEPENDENT_P_DET | [5 empty] | 0112/2///61987#ABC643 - Structural design of an electromagnetic insertion flow transmitter | 0112/2///61987#ABA000 |  |  |  | Standard |  |  |  | SC65E – IEC 61987 | - | C00004 |  | 0112-2---61987#ABC873 | https://cdd.iec.ch/cdd/iec61987/iec61987.nsf/PropertiesAllVersions/0112-2---61987%23ABC873
0112/2///61987#ABF707 | 001 | 01 | 0112/2///61987#ABF707#001 | reference to Vertical float switch |  |  |  |  | reference to block ABF046 | [5 empty] | CLASS_REFERENCE_TYPE(0112/2///61987#ABF046) 0112/2///61987#ABF046 - Vertical float switch |  |  |  |  | NON_DEPENDENT_P_DET | [5 empty] | 0112/2///61987#ABF025 - Structural design of a float level transmitter and switch | 0112/2///61987#ABA000 |  |  |  | Standard |  | IEC 61987 | IEC | SC65E | - | C00018 | 001-01 (2018-03-28 07:27:08 by BATCH 00000762) standard | 0112-2---61987#ABF707 | https://cdd.iec.ch/cdd/iec61987/iec61987.nsf/PropertiesAllVersions/0112-2---61987%23ABF707
0112/2///61987#ABF086 | 001 | 01 | 0112/2///61987#ABF086#001 | non-repeatability of resistance |  |  |  |  | for a device, absolute degree of deviation between the results of successive measurements of resistance, carried out under the same conditions of measurement |  |  | Ω |  |  | REAL_MEASURE_TYPE |  |  |  |  | NON_DEPENDENT_P_DET | [5 empty] | 0112/2///61987#ABF076 - Absolute performance for resistance0112/2///61987#ABP010 - Absolute performance for resistance [I/O module] | 0112/2///61987#ABA000 | 0112/2///62720#UAA017 - ohm |  | 0112/2///61987#ABT564 - Electrical resistance | Standard |  | IEC 61987 | IEC | SC65E | - | C00019 | 001-01 (2018-03-28 07:27:04 by BATCH 00000762) standard | 0112-2---61987#ABF086 | https://cdd.iec.ch/cdd/iec61987/iec61987.nsf/PropertiesAllVersions/0112-2---61987%23ABF086
0112/2///61987#ABV170 | 001 | 01 | 0112/2///61987#ABV170#001 | assigned variable type [14] |  |  |  |  | process variable assigned to an input or output |  | Polymorphic control property |  |  |  | ENUM_STRING_TYPE(0112/2///61987#ABV148(Assigned temperature range,Assigned other variable range)) |  |  |  |  | CONDITION_DET |  |  | 0112/2///61987#ABV148 | 0112/2///61987#ABV138 - IEC61987-11 Name of Assigned temperature range0112/2///61987#ABV116 - IEC61987-11 Name of Assigned other variable range |  | 0112/2///61987#ABG094 - Assigned variable [14] | 0112/2///61987#ABA000 |  |  |  | Standard |  | IEC 61987 | IEC | SC65E | - | C00019 | 001-01 (2018-03-28 07:27:23 by BATCH 00000762) standard | 0112-2---61987#ABV170 | https://cdd.iec.ch/cdd/iec61987/iec61987.nsf/PropertiesAllVersions/0112-2---61987%23ABV170
0112/2///61987#ABG882 | 001 | 01 | 0112/2///61987#ABG882#001 | reference to Rated operating conditions [17] |  |  |  |  | reference to block ABG322 | [5 empty] | CLASS_REFERENCE_TYPE(0112/2///61987#ABG322) 0112/2///61987#ABG322 - Rated operating conditions [17] |  |  |  |  | NON_DEPENDENT_P_DET | [5 empty] | 0112/2///61987#ABF858 - Device LOP for buoyancy density transmitter0112/2///61987#ABF859 - Device LOP for refractive index density transmitter0112/2///61987#ABF860 - Device LOP for vibrating tube density transmitter0112/2///61987#ABF861 - Device LOP for radiometric density transmitter0112/2///61987#ABF862 - Device LOP for vibrating fork/rod density transmitter0112/2///61987#ABF863 - Device LOP for ultrasonic density transmitter0112/2///61987#ABF864 - Device LOP for microwave density transmitter0112/2///61987#ABF865 - Device LOP for density transmitter | 0112/2///61987#ABA000 |  |  |  | Standard |  | IEC 61987 | IEC | SC65E | - | C00017 | 001-01 (2018-03-28 07:27:11 by BATCH 00000762) standard | 0112-2---61987#ABG882 | https://cdd.iec.ch/cdd/iec61987/iec61987.nsf/PropertiesAllVersions/0112-2---61987%23ABG882
0112/2///61987#ABB761 | 001 | 04 | 0112/2///61987#ABB761#001 | inaccuracy of flow velocity |  |  |  |  | for a flow velocity measurement, the maximum positive and negative deviation from the specified characteristic curve observed in testing a device under specified conditions and by a specified procedure |  |  | m/s |  |  | REAL_MEASURE_TYPE |  |  | IEC 61298-1, Ed. 2.0, 3.5 |  | NON_DEPENDENT_P_DET | [5 empty] | 0112/2///61987#ABC060 - Absolute performance for flow velocity0112/2///61987#ABC072 - Accuracy for a subrange of flow velocity | 0112/2///61987#ABA000 | 0112/2///62720#UAA733 - metre per second |  | 0112/2///61987#ABT509 - Velocity | Standard |  |  |  | SC65E – IEC 61987 | - | C00004 |  | 0112-2---61987#ABB761 | https://cdd.iec.ch/cdd/iec61987/iec61987.nsf/PropertiesAllVersions/0112-2---61987%23ABB761
0112/2///61987#ABB360 | 006 | 01 | 0112/2///61987#ABB360#006 | minimum gauge pressure of supply |  |  |  |  | lowest gauge pressure provided by a hydraulic or pneumatic power supply or to be applied to a pneumatic or hydraulic device |  |  | bar |  |  | REAL_MEASURE_TYPE |  |  |  |  | NON_DEPENDENT_P_DET | [5 empty] | 0112/2///61987#ABD411 - Purge gas supply0112/2///61987#ABC519 - Pneumatic/hydraulic supply [1]0112/2///61987#ABC520 - Pneumatic/hydraulic supply [2] | 0112/2///61987#ABA000 | 0112/2///62720#UAA323 - bar |  | 0112/2///61987#ABT524 - Pressure | Standard |  |  |  | SC65E – IEC 61987 | - | C00004 |  | 0112-2---61987#ABB360 | https://cdd.iec.ch/cdd/iec61987/iec61987.nsf/PropertiesAllVersions/0112-2---61987%23ABB360
0112/2///61987#ABE529 | 002 | 01 | 0112/2///61987#ABE529#002 | switch status |  |  |  |  | status of switch when tripped | [5 empty] | ENUM_CODE_TYPE(0112/2///61987#ABL544) |  |  |  |  | DEPENDENT_P_DET |  |  | 0112/2///61987#ABL544 | 0112/2///61987#ABM788 - normally open (NO)0112/2///61987#ABM789 - normally closed (NC)0112/2///61987#ABI407 - others |  | 0112/2///61987#ABE602 - Switching position | 0112/2///61987#ABA000 |  |  |  | Standard |  | IEC 61987 | IEC | SC65E | 0112/2///61987#ABI406 - empty_property | C00091 |  | 0112-2---61987#ABE529 | https://cdd.iec.ch/cdd/iec61987/iec61987.nsf/PropertiesAllVersions/0112-2---61987%23ABE529
0112/2///61987#ABH675 | 001 | 01 | 0112/2///61987#ABH675#001 | value of ullage digital output |  |  |  |  | digital reading of a value representing a ullage variable |  |  | m |  |  | REAL_MEASURE_TYPE |  |  |  |  | NON_DEPENDENT_P_DET | [5 empty] | 0112/2///61987#ABH658 - Output values of ullage | 0112/2///61987#ABA000 | 0112/2///62720#UAA726 - metre |  | 0112/2///61987#ABT548 - Length short | Standard |  | IEC 61987 |  | SC65E – IEC 61987 | - | C00018 | 001-01 (2019-03-08 15:35:29 by BATCH 00000766) standard | 0112-2---61987#ABH675 | https://cdd.iec.ch/cdd/iec61987/iec61987.nsf/PropertiesAllVersions/0112-2---61987%23ABH675
0112/2///61987#ABB931 | 003 | 01 | 0112/2///61987#ABB931#003 | reference standard for pneumatic/hydraulic output |  |  |  |  | standard in which the pneumatic or hydraulic signals are rated | [5 empty] | STRING_TYPE |  |  |  |  | NON_DEPENDENT_P_DET | [5 empty] | 0112/2///61987#ABC146 - Binary pneumatic/hydraulic output0112/2///61987#ABC513 - Pneumatic/hydraulic connection0112/2///61987#ABC515 - Pneumatic/hydraulic input/output parameters | 0112/2///61987#ABA000 |  |  |  | Standard |  |  |  | SC65E – IEC 61987 | - | C00004 |  | 0112-2---61987#ABB931 | https://cdd.iec.ch/cdd/iec61987/iec61987.nsf/PropertiesAllVersions/0112-2---61987%23ABB931
0112/2///61987#ABB610 | 004 | 01 | 0112/2///61987#ABB610#004 | maximum supply voltage DC |  |  |  |  | highest DC voltage with which the device can be supplied in order that it operates within its specification |  |  | V |  |  | REAL_MEASURE_TYPE |  |  |  |  | NON_DEPENDENT_P_DET | [5 empty] | 0112/2///61987#ABC218 - Electrical power input circuit | 0112/2///61987#ABA000 | 0112/2///62720#UAA296 - volt |  | 0112/2///61987#ABT506 - Voltage | Standard |  |  |  | SC65E – IEC 61987 | - | C00004 |  | 0112-2---61987#ABB610 | https://cdd.iec.ch/cdd/iec61987/iec61987.nsf/PropertiesAllVersions/0112-2---61987%23ABB610
0112/2///61987#ABA071 | 004 | 01 | 0112/2///61987#ABA071#004 | number of function blocks |  |  |  |  | @number of function blocks |  | cardinality property |  |  |  | INT_TYPE |  |  |  |  | CONDITION_DET | [5 empty] | 0112/2///61987#ABC242 - Fieldbus parameters | 0112/2///61987#ABA000 |  |  |  | Standard |  |  |  | SC65E – IEC 61987 | - | C00004 |  | 0112-2---61987#ABA071 | https://cdd.iec.ch/cdd/iec61987/iec61987.nsf/PropertiesAllVersions/0112-2---61987%23ABA071
0112/2///61987#ABB380 | 001 | 04 | 0112/2///61987#ABB380#001 | melting point |  |  |  |  | temperature at which a solid changes to the liquid state at the given operating pressure |  |  | °C |  |  | REAL_MEASURE_TYPE |  |  |  |  | NON_DEPENDENT_P_DET | [5 empty] | 0112/2///61987#ABC597 - Solid/particle phase [pressure]0112/2///61987#ABC598 - Solid/particle phase [flow]0112/2///61987#ABG465 - Solid/particle phase [level]0112/2///61987#ABG466 - Solid/particle phase [density] | 0112/2///61987#ABA000 | 0112/2///62720#UAA033 - degree Celsius |  | 0112/2///61987#ABT514 - Temperature | Standard |  |  |  | SC65E – IEC 61987 | - | C00004 |  | 0112-2---61987#ABB380 | https://cdd.iec.ch/cdd/iec61987/iec61987.nsf/PropertiesAllVersions/0112-2---61987%23ABB380
0112/2///61987#ABF856 | 001 | 01 | 0112/2///61987#ABF856#001 | reference to Material of ultrasonic sensor head |  |  |  |  | reference to block ABF641 | [5 empty] | CLASS_REFERENCE_TYPE(0112/2///61987#ABF641) 0112/2///61987#ABF641 - Material of ultrasonic sensor head |  |  |  |  | NON_DEPENDENT_P_DET | [5 empty] | 0112/2///61987#ABF640 - Inline ultrasonic density transmitter0112/2///61987#ABF642 - Insertion ultrasonic density transmitter | 0112/2///61987#ABA000 |  |  |  | Standard |  | IEC 61987 | IEC | SC65E | - | C00017 | 001-01 (2018-03-28 07:27:10 by BATCH 00000762) standard | 0112-2---61987#ABF856 | https://cdd.iec.ch/cdd/iec61987/iec61987.nsf/PropertiesAllVersions/0112-2---61987%23ABF856
0112/2///61987#ABV180 | 001 | 02 | 0112/2///61987#ABV180#001 | reference to Analog current input [5] |  |  |  |  | reference to block ABG084 | [5 empty] | CLASS_REFERENCE_TYPE(0112/2///61987#ABG084) 0112/2///61987#ABG084 - Analog current input [5] |  |  |  |  | DEPENDENT_P_DET | [5 empty] | 0112/2///61987#ABG065 - Type of auxiliary input [16] | 0112/2///61987#ABA000 |  |  |  | Standard |  | IEC 61987 | IEC | SC65E | 0112/2///61987#ABV168 - auxiliary input type [16] | C00019 |  | 0112-2---61987#ABV180 | https://cdd.iec.ch/cdd/iec61987/iec61987.nsf/PropertiesAllVersions/0112-2---61987%23ABV180
0112/2///61987#ABH225 | 001 | 01 | 0112/2///61987#ABH225#001 | maximum time duration between measurements |  |  |  |  | highest duration of time between successive measurement for which a device is or has to be designed to operate within specified performance limits |  |  | s |  |  | REAL_MEASURE_TYPE |  |  |  |  | NON_DEPENDENT_P_DET | [5 empty] | 0112/2///61987#ABH229 - Process case variables for non-contact temperature transmitter | 0112/2///61987#ABA000 | 0112/2///62720#UAA972 - second |  | 0112/2///61987#ABT510 - Time/time duration short | Standard |  | IEC 61987 | IEC | SC65E | - | C00019 | 001-01 (2018-03-28 07:27:14 by BATCH 00000762) standard | 0112-2---61987#ABH225 | https://cdd.iec.ch/cdd/iec61987/iec61987.nsf/PropertiesAllVersions/0112-2---61987%23ABH225
0112/2///61987#ABB393 | 005 | 01 | 0112/2///61987#ABB393#005 | mounting location |  |  |  |  | design of a device or a device component mounting classified by the type of surface on/to which it will be mounted | [5 empty] | ENUM_CODE_TYPE(0112/2///61987#ABL652) |  |  |  |  | DEPENDENT_P_DET |  |  | 0112/2///61987#ABL652 | 0112/2///61987#ABN219 - surface mount0112/2///61987#ABN220 - DIN-rail0112/2///61987#ABN221 - wall mount0112/2///61987#ABN222 - panel mount0112/2///61987#ABN223 - rack mount0112/2///61987#ABI407 - others |  | 0112/2///61987#ABC171 - Connection compartment0112/2///61987#ABC195 - Dial indicator0112/2///61987#ABD848 - Dial indicator [3]0112/2///61987#ABF465 - Container of nuclear source0112/2///61987#ABC040 - Totalizer indicator [2]0112/2///61987#ABC048 - Transmitter housing [1]0112/2///61987#ABC049 - Transmitter housing [2]0112/2///61987#ABE040 - Transmitter housing [3]0112/2///61987#ABE607 - Solenoid valve housing0112/2///61987#ABF375 - Transmitter/switch housing0112/2///61987#ABP025 - Device housing | 0112/2///61987#ABA000 |  |  |  | Standard |  |  |  | SC65E – IEC 61987 | 0112/2///61987#ABI406 - empty_property | C00091 |  | 0112-2---61987#ABB393 | https://cdd.iec.ch/cdd/iec61987/iec61987.nsf/PropertiesAllVersions/0112-2---61987%23ABB393
0112/2///61987#ABB932 | 004 | 01 | 0112/2///61987#ABB932#004 | outside diameter |  |  |  |  | actual external diameter of a circular or cylindrical object |  |  | mm |  |  | REAL_MEASURE_TYPE |  |  |  |  | NON_DEPENDENT_P_DET | [5 empty] | 0112/2///61987#ABC044 - Transmitter body [1]0112/2///61987#ABC045 - Transmitter body [2]0112/2///61987#ABC046 - Transmitter body [3]0112/2///61987#ABC047 - Transmitter body [4]0112/2///61987#ABC051 - Tube/pipe0112/2///61987#ABC174 - Connection head0112/2///61987#ABF029 - Float0112/2///61987#ABF040 - Float guide0112/2///61987#ABF319 - Structural design of a thermowell0112/2///61987#ABF348 - Immersible probe or transmitter0112/2///61987#ABF360 - Displacer0112/2///61987#ABF368 - Displacer support0112/2///61987#ABF378 - Structural design of a thermowell extension0112/2///61987#ABF380 - Structural design of a connection head0112/2///61987#ABF452 - Servo displacer0112/2///61987#ABH108 - Shell0112/2///61987#ABH421 - Float extension0112/2///61987#ABF535 - Sight glass0112/2///61987#ABH113 - Head0112/2///61987#ABC048 - Transmitter housing [1]0112/2///61987#ABC049 - Transmitter housing [2]0112/2///61987#ABE040 - Transmitter housing [3]0112/2///61987#ABE607 - Solenoid valve housing0112/2///61987#ABF375 - Transmitter/switch housing | 0112/2///61987#ABA000 | 0112/2///62720#UAA862 - millimetre |  | 0112/2///61987#ABT548 - Length short | Standard |  |  |  | SC65E – IEC 61987 | - | C00004 |  | 0112-2---61987#ABB932 | https://cdd.iec.ch/cdd/iec61987/iec61987.nsf/PropertiesAllVersions/0112-2---61987%23ABB932
0112/2///61987#ABB423 | 001 | 04 | 0112/2///61987#ABB423#001 | downstream straight length of a meter run |  |  |  |  | length of straight pipe without fittings or obstructions downstream of an instrument |  |  | mm |  |  | REAL_MEASURE_TYPE |  |  |  |  | NON_DEPENDENT_P_DET | [5 empty] | 0112/2///61987#ABC445 - Meter run | 0112/2///61987#ABA000 | 0112/2///62720#UAA862 - millimetre |  | 0112/2///61987#ABT548 - Length short | Standard |  |  |  | SC65E – IEC 61987 | - | C00004 |  | 0112-2---61987#ABB423 | https://cdd.iec.ch/cdd/iec61987/iec61987.nsf/PropertiesAllVersions/0112-2---61987%23ABB423
0112/2///61987#ABH257 | 001 | 01 | 0112/2///61987#ABH257#001 | designation of gas component |  |  |  |  | alphanumeric character sequence identifying a gas component | [5 empty] | STRING_TYPE |  |  |  |  | NON_DEPENDENT_P_DET | [5 empty] | 0112/2///61987#ABH256 - Gas component | 0112/2///61987#ABA000 |  |  |  | Standard |  | IEC 61987 | IEC | SC65E | - | C00019 | 001-01 (2018-03-28 07:27:14 by BATCH 00000762) standard | 0112-2---61987#ABH257 | https://cdd.iec.ch/cdd/iec61987/iec61987.nsf/PropertiesAllVersions/0112-2---61987%23ABH257
0112/2///61987#ABU536 | 001 | 03 | 0112/2///61987#ABU536#001 | reference to Frequency output [5] |  |  |  |  | reference to block ABD875 |  | Id specified in IEC61987-22: ABE119 |  |  |  | CLASS_REFERENCE_TYPE(0112/2///61987#ABD875) 0112/2///61987#ABD875 - Frequency output [5] |  |  |  |  | DEPENDENT_P_DET | [5 empty] | 0112/2///61987#ABE042 - Type of output [8] | 0112/2///61987#ABA000 |  |  |  | Standard |  |  |  |  | 0112/2///61987#ABU529 - output type [8] | C00004 |  | 0112-2---61987#ABU536 | https://cdd.iec.ch/cdd/iec61987/iec61987.nsf/PropertiesAllVersions/0112-2---61987%23ABU536
0112/2///61987#ABE897 | 001 | 01 | 0112/2///61987#ABE897#001 | minimum span for level |  |  |  |  | lowest span to which a level measurement instrument can be adjusted |  |  | m |  |  | REAL_MEASURE_TYPE |  |  |  |  | NON_DEPENDENT_P_DET | [5 empty] | 0112/2///61987#ABE813 - Measuring range for level0112/2///61987#ABF004 - Measuring range for degree of filling | 0112/2///61987#ABA000 | 0112/2///62720#UAA726 - metre |  | 0112/2///61987#ABT548 - Length short | Standard |  | IEC 61987 | IEC | SC65E | - | C00018 | 001-01 (2018-03-28 07:27:02 by BATCH 00000762) standard | 0112-2---61987#ABE897 | https://cdd.iec.ch/cdd/iec61987/iec61987.nsf/PropertiesAllVersions/0112-2---61987%23ABE897
0112/2///61987#ABF772 | 001 | 01 | 0112/2///61987#ABF772#001 | reference to Long-term behaviour [2] |  |  |  |  | reference to block ABF308 | [5 empty] | CLASS_REFERENCE_TYPE(0112/2///61987#ABF308) 0112/2///61987#ABF308 - Long-term behaviour [2] |  |  |  |  | NON_DEPENDENT_P_DET | [5 empty] | 0112/2///61987#ABF109 - Absolute performance for temperature [2]0112/2///61987#ABG319 - Absolute performance for temperature [3] | 0112/2///61987#ABA000 |  |  |  | Standard |  | IEC 61987 | IEC | SC65E | - | C00019 | 001-01 (2018-03-28 07:27:09 by BATCH 00000762) standard | 0112-2---61987#ABF772 | https://cdd.iec.ch/cdd/iec61987/iec61987.nsf/PropertiesAllVersions/0112-2---61987%23ABF772
0112/2///61987#ABA461 | 003 | 01 | 0112/2///61987#ABA461#003 | maximum temperature of heating system |  |  |  |  | highest temperature that a trace heating system can attain in normal operation |  |  | °C |  |  | REAL_MEASURE_TYPE |  |  |  |  | NON_DEPENDENT_P_DET | [5 empty] | 0112/2///61987#ABC042 - Trace heating system0112/2///61987#ABE039 - Trace heating system [2]0112/2///61987#ABH106 - Insulation and trace heating of process equipment | 0112/2///61987#ABA000 | 0112/2///62720#UAA033 - degree Celsius |  | 0112/2///61987#ABT514 - Temperature | Standard |  |  |  | SC65E – IEC 61987 | - | C00004 |  | 0112-2---61987#ABA461 | https://cdd.iec.ch/cdd/iec61987/iec61987.nsf/PropertiesAllVersions/0112-2---61987%23ABA461
0112/2///61987#ABB208 | 001 | 05 | 0112/2///61987#ABB208#001 | set upper range end-value of interval of pressure |  |  |  |  | value defining the end of a subrange for pressure |  |  | bar |  |  | REAL_MEASURE_TYPE |  |  | IEC 61298-2 |  | NON_DEPENDENT_P_DET | [5 empty] | 0112/2///61987#ABC076 - Accuracy for a subrange of pressure | 0112/2///61987#ABA000 | 0112/2///62720#UAA323 - bar |  | 0112/2///61987#ABT524 - Pressure | Standard |  | IEC 61987 | IEC | IEC/SC 65E | - | C00128 |  | 0112-2---61987#ABB208 | https://cdd.iec.ch/cdd/iec61987/iec61987.nsf/PropertiesAllVersions/0112-2---61987%23ABB208
0112/2///61987#ABB041 | 002 | 01 | 0112/2///61987#ABB041#002 | style of diaphragm remote seal |  |  |  |  | classification of a diaphragm remote seal according to its construction | [5 empty] | ENUM_CODE_TYPE(0112/2///61987#ABL416) |  |  |  |  | DEPENDENT_P_DET |  |  | 0112/2///61987#ABL416 | 0112/2///61987#ABM349 - flange-type0112/2///61987#ABM350 - flange-type with extended diaphragm0112/2///61987#ABM351 - cell-type (pancake)0112/2///61987#ABI407 - others |  | 0112/2///61987#ABC198 - Extended diaphragm seal | 0112/2///61987#ABA000 |  |  |  | Standard |  |  |  | SC65E – IEC 61987 | 0112/2///61987#ABI406 - empty_property | C00091 |  | 0112-2---61987#ABB041 | https://cdd.iec.ch/cdd/iec61987/iec61987.nsf/PropertiesAllVersions/0112-2---61987%23ABB041
0112/2///61987#ABA947 | 001 | 04 | 0112/2///61987#ABA947#001 | specific heat at constant pressure |  |  |  |  | quantity of heat required at constant pressure and a given temperature to heat a substance of one mass unit by one temperature unit |  |  | "(kJ/K)/kg" |  |  | REAL_MEASURE_TYPE |  |  |  |  | NON_DEPENDENT_P_DET | [5 empty] | 0112/2///61987#ABC680 - Gas/vapor phase [flow]0112/2///61987#ABG464 - Gas/vapor phase [density] | 0112/2///61987#ABA000 | 0112/2///62720#UAA571 - kilojoule per kilogram kelvin |  | 0112/2///61987#ABT558 - Heat capacity | Standard |  |  |  | SC65E – IEC 61987 | - | C00018 |  | 0112-2---61987#ABA947 | https://cdd.iec.ch/cdd/iec61987/iec61987.nsf/PropertiesAllVersions/0112-2---61987%23ABA947
0112/2///61987#ABI663 | 001 | 01 | 0112/2///61987#ABI663#001 | ALARM_STATE |  |  |  |  | parameter indicating the reported state of an alarm | [5 empty] | BINARY_TYPE |  |  |  |  | NON_DEPENDENT_P_DET | [5 empty] | 0112/2///61987#ABI797 - BLOCK_ALARM | 0112/2///61987#ABA000 |  |  |  | Standard |  |  |  | SC65E – IEC 61987 | - | C00018 | 001-01 (2019-03-08 15:35:33 by BATCH 00000766) standard | 0112-2---61987#ABI663 | https://cdd.iec.ch/cdd/iec61987/iec61987.nsf/PropertiesAllVersions/0112-2---61987%23ABI663
0112/2///61987#ABF175 | 001 | 01 | 0112/2///61987#ABF175#001 | style of flooding protection |  |  |  |  | classification of a probe according to the method employed to prevent it flooding | [5 empty] | STRING_TYPE |  |  |  |  | NON_DEPENDENT_P_DET | [5 empty] | 0112/2///61987#ABF168 - Sonic probe | 0112/2///61987#ABA000 |  |  |  | Standard |  | IEC 61987 | IEC | SC65E | - | C00018 | 001-01 (2018-03-28 07:27:04 by BATCH 00000762) standard | 0112-2---61987#ABF175 | https://cdd.iec.ch/cdd/iec61987/iec61987.nsf/PropertiesAllVersions/0112-2---61987%23ABF175
0112/2///61987#ABI066 | 001 | 01 | 0112/2///61987#ABI066#001 | burst mode command number |  |  |  |  | CPF 9 read command number associated with the burst message | CPF 9 is the IEC 61784 acronym for HART. |  |  |  |  | INT_TYPE |  |  |  |  | NON_DEPENDENT_P_DET | [5 empty] | 0112/2///61987#ABH919 - HART burst mode parameters | 0112/2///61987#ABA000 |  |  |  | Standard |  |  |  | SC65E – IEC 61987 | - | C00019 | 001-01 (2018-03-28 07:27:16 by BATCH 00000762) standard | 0112-2---61987#ABI066 | https://cdd.iec.ch/cdd/iec61987/iec61987.nsf/PropertiesAllVersions/0112-2---61987%23ABI066
0112/2///61987#ABP125 | 001 | 01 | 0112/2///61987#ABP125#001 | maximum influence of ambient temperature on current |  |  |  |  | change in output of a current measuring device caused by a change in ambient temperature with respect to reference conditions, expressed as the maximum error across the specified ambient temperature range |  |  | mA/K |  |  | REAL_MEASURE_TYPE |  |  |  |  | NON_DEPENDENT_P_DET | [5 empty] | 0112/2///61987#ABP037 - Influence of external quantities expressed for current [I/O module] | 0112/2///61987#ABA000 | 0112/2///62720#UAD896 - ampere per kelvin |  | 0112/2///61987#ABP001 - Electrical current per temperature | Standard |  | IEC 61987 | IEC | IEC/SC 65E | - | C00128 | 001-01 (2023-01-23 14:53:52 by BATCH 00000807) standard | 0112-2---61987#ABP125 | https://cdd.iec.ch/cdd/iec61987/iec61987.nsf/PropertiesAllVersions/0112-2---61987%23ABP125
0112/2///61987#ABB168 | 004 | 01 | 0112/2///61987#ABB168#004 | lambda DD |  |  |  |  | rate of all the detected dangerous failures within the channel of the subsystem |  |  | 1/h |  |  | REAL_MEASURE_TYPE |  |  | IEC 61508-6 |  | NON_DEPENDENT_P_DET | [5 empty] | 0112/2///61987#ABD877 - Functional safety and reliability [2]0112/2///61987#ABC257 - Functional safety and reliability | 0112/2///61987#ABA000 | 0112/2///62720#UAA526 - reciprocal hour |  | 0112/2///61987#ABT560 - Frequency low | Standard |  |  |  | SC65E – IEC 61987 | - | C00004 |  | 0112-2---61987#ABB168 | https://cdd.iec.ch/cdd/iec61987/iec61987.nsf/PropertiesAllVersions/0112-2---61987%23ABB168
0112/2///61987#ABB080 | 005 | 01 | 0112/2///61987#ABB080#005 | explosion protection approval |  |  |  |  | designation of a document verifying that the device is suitable for use in hazardous areas | [5 empty] | STRING_TYPE |  |  |  |  | NON_DEPENDENT_P_DET | [5 empty] | 0112/2///61987#ABC265 - Hazardous area approval | 0112/2///61987#ABA000 |  |  |  | Standard |  |  |  | SC65E – IEC 61987 | - | C00004 |  | 0112-2---61987#ABB080 | https://cdd.iec.ch/cdd/iec61987/iec61987.nsf/PropertiesAllVersions/0112-2---61987%23ABB080
0112/2///61987#ABA583 | 001 | 02 | 0112/2///61987#ABA583#001 | colour of display foreground |  |  |  |  | colour used as the foreground to a device display | [5 empty] | STRING_TYPE |  |  |  |  | NON_DEPENDENT_P_DET | [5 empty] | 0112/2///61987#ABD471 - Dial0112/2///61987#ABD482 - Dial [2] | 0112/2///61987#ABA000 |  |  |  | Standard |  |  |  | SC65E – IEC 61987 | - | C00004 |  | 0112-2---61987#ABA583 | https://cdd.iec.ch/cdd/iec61987/iec61987.nsf/PropertiesAllVersions/0112-2---61987%23ABA583
0112/2///61987#ABA242 | 002 | 01 | 0112/2///61987#ABA242#002 | type of business partner code number |  |  |  |  | classification of a business partner code number according to the origins of the coding system | [5 empty] | ENUM_CODE_TYPE(0112/2///61987#ABL321) |  |  |  |  | DEPENDENT_P_DET |  |  | 0112/2///61987#ABL321 | 0112/2///61987#ABM025 - buyer specific number0112/2///61987#ABM026 - customer specific number0112/2///61987#ABM027 - Dun & Bradstreet number0112/2///61987#ABM028 - international location number0112/2///61987#ABM029 - party specific number0112/2///61987#ABM030 - supplier specific number0112/2///61987#ABI407 - others |  | 0112/2///61987#ABA379 - Identifier of business partner | 0112/2///61987#ABA000 |  |  |  | Standard |  | IEC 61987 |  | SC65E – IEC 61987 | 0112/2///61987#ABI406 - empty_property | C00091 |  | 0112-2---61987#ABA242 | https://cdd.iec.ch/cdd/iec61987/iec61987.nsf/PropertiesAllVersions/0112-2---61987%23ABA242
0112/2///61987#ABC706 | 001 | 05 | 0112/2///61987#ABC706#001 | reference to Accuracy for a subrange of pressure |  |  |  |  | reference to block ABC076 | [5 empty] | CLASS_REFERENCE_TYPE(0112/2///61987#ABC076) 0112/2///61987#ABC076 - Accuracy for a subrange of pressure |  |  |  |  | DEPENDENT_P_DET | [5 empty] | 0112/2///61987#ABC064 - Absolute performance for pressure | 0112/2///61987#ABA000 |  |  |  | Standard |  | IEC 61987 | IEC | IEC SC65E | 0112/2///61987#ABB746 - number of accuracies for a subrange of pressure | C00112 |  | 0112-2---61987#ABC706 | https://cdd.iec.ch/cdd/iec61987/iec61987.nsf/PropertiesAllVersions/0112-2---61987%23ABC706
0112/2///61987#ABN620 | 001 | 02 | 0112/2///61987#ABN620#001 | current |  |  |  |  | scalar quantity given by the surface integral of the (vector) current density through a given directed surface |  |  | A |  |  | REAL_MEASURE_TYPE |  |  | IEV 121-11-13 MOD |  | NON_DEPENDENT_P_DET | [5 empty] | 0112/2///61987#ABN691 - Specific electrical measurement variables | 0112/2///61987#ABA000 | 0112/2///62720#UAA101 - ampere |  | 0112/2///61987#ABT567 - Electrical current | Standard |  | IEC 61987 | IEC | IEC SC65E | - | C00112 |  | 0112-2---61987#ABN620 | https://cdd.iec.ch/cdd/iec61987/iec61987.nsf/PropertiesAllVersions/0112-2---61987%23ABN620
0112/2///61987#ABB620 | 001 | 05 | 0112/2///61987#ABB620#001 | set lower range end-value of manufacturer-specific pulse/frequency signal |  |  |  |  | pulse/frequency value defining the start of a signal range |  |  | Hz |  |  | REAL_MEASURE_TYPE |  |  |  |  | NON_DEPENDENT_P_DET | [5 empty] | 0112/2///61987#ABC486 - Parameters of a manufacturer-specific analog pulse/frequency signal | 0112/2///61987#ABA000 | 0112/2///62720#UAA170 - hertz |  | 0112/2///61987#ABT561 - Frequency | Standard |  | IEC 61987 | IEC | IEC/SC 65E | - | C00128 |  | 0112-2---61987#ABB620 | https://cdd.iec.ch/cdd/iec61987/iec61987.nsf/PropertiesAllVersions/0112-2---61987%23ABB620
0112/2///61987#ABU250 | 001 | 03 | 0112/2///61987#ABU250#001 | reference to Binary input |  |  |  |  | reference to block ABC142 |  | Id specified in IEC61987-12/-13: ABC772 |  |  |  | CLASS_REFERENCE_TYPE(0112/2///61987#ABC142) 0112/2///61987#ABC142 - Binary input |  |  |  |  | DEPENDENT_P_DET | [5 empty] | 0112/2///61987#ABC656 - Type of auxiliary input [6] | 0112/2///61987#ABA000 |  |  |  | Standard |  |  |  | SC65E – IEC 61987 | 0112/2///61987#ABU245 - auxiliary input type [6] | C00004 |  | 0112-2---61987#ABU250 | https://cdd.iec.ch/cdd/iec61987/iec61987.nsf/PropertiesAllVersions/0112-2---61987%23ABU250
0112/2///61987#ABF482 | 001 | 01 | 0112/2///61987#ABF482#001 | beam exit angle |  |  |  |  | angle of aperture of an emitted beam |  |  | ° |  |  | REAL_MEASURE_TYPE |  |  |  |  | NON_DEPENDENT_P_DET | [5 empty] | 0112/2///61987#ABF465 - Container of nuclear source | 0112/2///61987#ABA000 | 0112/2///62720#UAA024 - degree |  | 0112/2///61987#ABT580 - Angle | Standard |  | IEC 61987 | IEC | SC65E | - | C00018 | 001-01 (2018-03-28 07:27:07 by BATCH 00000762) standard | 0112-2---61987#ABF482 | https://cdd.iec.ch/cdd/iec61987/iec61987.nsf/PropertiesAllVersions/0112-2---61987%23ABF482
0112/2///61987#ABC788 | 005 | 01 | 0112/2///61987#ABC788#005 | reference to CNG approval |  |  |  |  | reference to block ABC158 | [5 empty] | CLASS_REFERENCE_TYPE(0112/2///61987#ABC158) 0112/2///61987#ABC158 - CNG approval |  |  |  |  | NON_DEPENDENT_P_DET | [5 empty] | 0112/2///61987#ABC102 - Approval for use in special applications0112/2///61987#ABD804 - Approval for use in special applications [2]0112/2///61987#ABE722 - Approval for use in special applications [4]0112/2///61987#ABE724 - Approval for use in special applications [5] | 0112/2///61987#ABA000 |  |  |  | Standard |  |  |  | SC65E – IEC 61987 | - | C00004 |  | 0112-2---61987#ABC788 | https://cdd.iec.ch/cdd/iec61987/iec61987.nsf/PropertiesAllVersions/0112-2---61987%23ABC788
0112/2///61987#ABB421 | 002 | 01 | 0112/2///61987#ABB421#002 | type of bore |  |  |  |  | classification of the inner surface of a pipe or a bore according to the surface structure | [5 empty] | ENUM_CODE_TYPE(0112/2///61987#ABL444) |  |  |  |  | DEPENDENT_P_DET |  |  | 0112/2///61987#ABL444 | 0112/2///61987#ABL133 - honed0112/2///61987#ABM466 - standard pipe0112/2///61987#ABI407 - others |  | 0112/2///61987#ABC445 - Meter run | 0112/2///61987#ABA000 |  |  |  | Standard |  |  |  | SC65E – IEC 61987 | 0112/2///61987#ABI406 - empty_property | C00091 |  | 0112-2---61987#ABB421 | https://cdd.iec.ch/cdd/iec61987/iec61987.nsf/PropertiesAllVersions/0112-2---61987%23ABB421
0112/2///61987#ABH112 | 001 | 01 | 0112/2///61987#ABH112#001 | number of heads |  |  |  |  | @number of heads |  | Cardinality property |  |  |  | INT_TYPE |  |  |  |  | CONDITION_DET | [5 empty] | 0112/2///61987#ABG478 - Process equipment [level] | 0112/2///61987#ABA000 |  |  |  | Standard |  | IEC 61987 | IEC | SC65E | - | C00018 | 001-01 (2018-03-28 07:27:13 by BATCH 00000762) standard | 0112-2---61987#ABH112 | https://cdd.iec.ch/cdd/iec61987/iec61987.nsf/PropertiesAllVersions/0112-2---61987%23ABH112
0112/2///61987#ABH701 | 001 | 01 | 0112/2///61987#ABH701#001 | output value |  |  |  |  | output value of a variable | [5 empty] | REAL_TYPE |  |  |  |  | NON_DEPENDENT_P_DET | [5 empty] | 0112/2///61987#ABH699 - Linearization point | 0112/2///61987#ABA000 |  |  |  | Standard |  | IEC 61987 |  | SC65E – IEC 61987 | - | C00019 | 001-01 (2019-03-08 15:35:30 by BATCH 00000766) standard | 0112-2---61987#ABH701 | https://cdd.iec.ch/cdd/iec61987/iec61987.nsf/PropertiesAllVersions/0112-2---61987%23ABH701
0112/2///61987#ABG924 | 001 | 01 | 0112/2///61987#ABG924#001 | reference to Mechanical and electrical construction [guided-wave radar level transmitter/switch] |  |  |  |  | reference to block ABG364 | [5 empty] | CLASS_REFERENCE_TYPE(0112/2///61987#ABG364) 0112/2///61987#ABG364 - Mechanical and electrical construction [guided-wave radar level transmitter/switch] |  |  |  |  | NON_DEPENDENT_P_DET | [5 empty] | 0112/2///61987#ABE743 - Device LOP for guided-wave radar level transmitter/switch | 0112/2///61987#ABA000 |  |  |  | Standard |  | IEC 61987 | IEC | SC65E | - | C00018 | 001-01 (2018-03-28 07:27:12 by BATCH 00000762) standard | 0112-2---61987#ABG924 | https://cdd.iec.ch/cdd/iec61987/iec61987.nsf/PropertiesAllVersions/0112-2---61987%23ABG924
0112/2///61987#ABU156 | 001 | 03 | 0112/2///61987#ABU156#001 | reference to Percentage performance |  |  |  |  | reference to block ABC489 |  | Id specified in IEC61987-12/-13: ABD119 |  |  |  | CLASS_REFERENCE_TYPE(0112/2///61987#ABC489) 0112/2///61987#ABC489 - Percentage performance |  |  |  |  | DEPENDENT_P_DET | [5 empty] | 0112/2///61987#ABC671 - Type of performance variable [1] | 0112/2///61987#ABA000 |  |  |  | Standard |  |  |  | SC65E – IEC 61987 | 0112/2///61987#ABU144 - performance variable type [1] | C00004 |  | 0112-2---61987#ABU156 | https://cdd.iec.ch/cdd/iec61987/iec61987.nsf/PropertiesAllVersions/0112-2---61987%23ABU156
0112/2///61987#ABF020 | 002 | 01 | 0112/2///61987#ABF020#002 | thickness |  |  |  |  | shortest distance between two surfaces limiting a layer, when this distance can be considered to be constant over a region of finite size |  |  | mm |  |  | REAL_MEASURE_TYPE |  |  | IEV 113-01-24 |  | NON_DEPENDENT_P_DET | [5 empty] | 0112/2///61987#ABF017 - Structural design of a window0112/2///61987#ABF326 - Thermowell tip0112/2///61987#ABH204 - Window0112/2///61987#ABH233 - Dimensions of target0112/2///61987#ABH247 - Window for radiation0112/2///61987#ABH478 - Shield of sight glass | 0112/2///61987#ABA000 | 0112/2///62720#UAA862 - millimetre |  | 0112/2///61987#ABT548 - Length short | Standard |  | IEC 61987 | IEC | SC65E | - | C00019 |  | 0112-2---61987#ABF020 | https://cdd.iec.ch/cdd/iec61987/iec61987.nsf/PropertiesAllVersions/0112-2---61987%23ABF020
0112/2///61987#ABF240 | 001 | 01 | 0112/2///61987#ABF240#001 | center wave length |  |  |  |  | mid wavelength of a spectral range |  |  | µm |  |  | REAL_MEASURE_TYPE |  |  |  |  | NON_DEPENDENT_P_DET | [5 empty] | 0112/2///61987#ABF315 - Infrared detector | 0112/2///61987#ABA000 | 0112/2///62720#UAA090 - micrometre |  | 0112/2///61987#ABT548 - Length short | Standard |  | IEC 61987 | IEC | SC65E | - | C00018 | 001-01 (2018-03-28 07:27:05 by BATCH 00000762) standard | 0112-2---61987#ABF240 | https://cdd.iec.ch/cdd/iec61987/iec61987.nsf/PropertiesAllVersions/0112-2---61987%23ABF240
0112/2///61987#ABU999 | 001 | 01 | 0112/2///61987#ABU999#001 | assigned variable type [12] |  |  |  |  | process variable assigned to an input or output |  | Polymorphic control property |  |  |  | ENUM_STRING_TYPE(0112/2///61987#ABU843(Assigned other variable range)) |  |  |  |  | CONDITION_DET |  |  | 0112/2///61987#ABU843 | 0112/2///61987#ABU808 - IEC61987-11 Name of Assigned other variable range |  | 0112/2///61987#ABG092 - Assigned variable [12] | 0112/2///61987#ABA000 |  |  |  | Standard |  | IEC 61987 | IEC | SC65E | - | C00018 | 001-01 (2018-03-28 07:27:23 by BATCH 00000762) standard | 0112-2---61987#ABU999 | https://cdd.iec.ch/cdd/iec61987/iec61987.nsf/PropertiesAllVersions/0112-2---61987%23ABU999
0112/2///61987#ABB043 | 001 | 04 | 0112/2///61987#ABB043#001 | diameter of extension |  |  |  |  | diameter of an extension at its widest point |  |  | mm |  |  | REAL_MEASURE_TYPE |  |  |  |  | NON_DEPENDENT_P_DET | [5 empty] | 0112/2///61987#ABC198 - Extended diaphragm seal | 0112/2///61987#ABA000 | 0112/2///62720#UAA862 - millimetre |  | 0112/2///61987#ABT548 - Length short | Standard |  |  |  | SC65E – IEC 61987 | - | C00004 |  | 0112-2---61987#ABB043 | https://cdd.iec.ch/cdd/iec61987/iec61987.nsf/PropertiesAllVersions/0112-2---61987%23ABB043
0112/2///61987#ABB718 | 001 | 04 | 0112/2///61987#ABB718#001 | measurement cycle time |  |  |  |  | time duration between two successive measurements |  |  | ms |  |  | REAL_MEASURE_TYPE |  |  |  |  | NON_DEPENDENT_P_DET | [5 empty] | 0112/2///61987#ABE398 - Dynamic behaviour [2]0112/2///61987#ABE995 - Dynamic behaviour of point level0112/2///61987#ABF307 - Dynamic behaviour [2]0112/2///61987#ABG315 - Dynamic behaviour [3]0112/2///61987#ABG316 - Dynamic behaviour [4]0112/2///61987#ABG317 - Dynamic behaviour [5]0112/2///61987#ABC210 - Dynamic behaviour0112/2///61987#ABP019 - Analog voltage input parameters [I/O module] | 0112/2///61987#ABA000 | 0112/2///62720#UAA899 - millisecond |  | 0112/2///61987#ABT510 - Time/time duration short | Standard |  |  |  | SC65E – IEC 61987 | - | C00004 |  | 0112-2---61987#ABB718 | https://cdd.iec.ch/cdd/iec61987/iec61987.nsf/PropertiesAllVersions/0112-2---61987%23ABB718
0112/2///61987#ABI582 | 001 | 01 | 0112/2///61987#ABI582#001 | ACTUAL |  |  |  |  | parameter indicating the current mode in which the block is operating | [5 empty] | BINARY_TYPE | B8 |  |  |  | NON_DEPENDENT_P_DET | [5 empty] | 0112/2///61987#ABI714 - MODE_BLOCK | 0112/2///61987#ABA000 |  |  |  | Standard |  |  |  | SC65E – IEC 61987 | - | C00018 | 001-01 (2019-03-08 15:35:32 by BATCH 00000766) standard | 0112-2---61987#ABI582 | https://cdd.iec.ch/cdd/iec61987/iec61987.nsf/PropertiesAllVersions/0112-2---61987%23ABI582
0112/2///61987#ABI621 | 001 | 01 | 0112/2///61987#ABI621#001 | MEASUREMENT_STATUS |  |  |  |  | parameter indicating the status of the measured value output by the block | [5 empty] | INT_TYPE |  |  |  |  | NON_DEPENDENT_P_DET | [5 empty] | 0112/2///61987#ABI757 - MEASUREMENT | 0112/2///61987#ABA000 |  |  |  | Standard |  |  |  | SC65E – IEC 61987 | - | C00019 | 001-01 (2019-03-08 15:35:33 by BATCH 00000766) standard | 0112-2---61987#ABI621 | https://cdd.iec.ch/cdd/iec61987/iec61987.nsf/PropertiesAllVersions/0112-2---61987%23ABI621
0112/2///61987#ABN723 | 001 | 01 | 0112/2///61987#ABN723#001 | diagnostic results of valves |  |  |  |  | property describing diagnostic results found for the valves | [5 empty] | ENUM_CODE_TYPE(0112/2///61987#ABN777) |  |  |  |  | DEPENDENT_P_DET |  |  | 0112/2///61987#ABN777 | 0112/2///61987#ABN874 - load for opening low limit exceeded0112/2///61987#ABN875 - load for opening high limit exceeded0112/2///61987#ABN876 - stiction low limit exceeded0112/2///61987#ABN877 - stiction high limit exceeded0112/2///61987#ABN878 - fieldbus communication failure rate limit exceeded0112/2///61987#ABN879 - daily reversal trend limit exceeded0112/2///61987#ABN880 - calibration recommended0112/2///61987#ABN881 - dynamic state deviation limit exceeded0112/2///61987#ABN882 - supply pressure limit exceeded0112/2///61987#ABN883 - temperature limit exceeded0112/2///61987#ABN884 - hunting detected0112/2///61987#ABN885 - steady state deviation limit exceeded0112/2///61987#ABN886 - spool valve problem detected0112/2///61987#ABN887 - position sensor out of range detected0112/2///61987#ABN888 - device in reduced performance mode0112/2///61987#ABN889 - supply pressure too low for single acting actuator0112/2///61987#ABN890 - valve position high limit exceeded0112/2///61987#ABN891 - valve position low limit exceeded0112/2///61987#ABN892 - pressure sensor failure detected0112/2///61987#ABN893 - spool valve sensor failure detected0112/2///61987#ABN894 - temperature sensor failure detected0112/2///61987#ABN895 - electronics failure detected0112/2///61987#ABN896 - pneumatics problem detected0112/2///61987#ABN897 - friction problem detected0112/2///61987#ABN898 - position sensor failure detected0112/2///61987#ABN899 - pre-stage failure detected0112/2///61987#ABN900 - internal communication failure detected0112/2///61987#ABI407 - others |  | 0112/2///61987#ABN727 - Specific diagnostic results | 0112/2///61987#ABA000 |  |  |  | Standard |  |  |  | SC65E – IEC 61987 | 0112/2///61987#ABI406 - empty_property | C00092 | 001-01 (2020-02-24 12:37:21 by BATCH 00000778) standard | 0112-2---61987#ABN723 | https://cdd.iec.ch/cdd/iec61987/iec61987.nsf/PropertiesAllVersions/0112-2---61987%23ABN723
0112/2///61987#ABU931 | 001 | 01 | 0112/2///61987#ABU931#001 | reference to Absolute performance for volume fraction |  |  |  |  | reference to block ABE793 | [5 empty] | CLASS_REFERENCE_TYPE(0112/2///61987#ABE793) 0112/2///61987#ABE793 - Absolute performance for volume fraction |  |  |  |  | DEPENDENT_P_DET | [5 empty] | 0112/2///61987#ABG277 - Type of performance variable [11] | 0112/2///61987#ABA000 |  |  |  | Standard |  | IEC 61987 | IEC | SC65E | 0112/2///61987#ABU918 - performance variable type [11] | C00018 | 001-01 (2018-03-28 07:27:22 by BATCH 00000762) standard | 0112-2---61987#ABU931 | https://cdd.iec.ch/cdd/iec61987/iec61987.nsf/PropertiesAllVersions/0112-2---61987%23ABU931
0112/2///61987#ABA202 | 001 | 03 | 0112/2///61987#ABA202#001 | interval of scale |  |  |  |  | difference between two markings expressed in the units of measure of the scale | [5 empty] | REAL_TYPE |  |  |  |  | NON_DEPENDENT_P_DET | [5 empty] | 0112/2///61987#ABC272 - Scale range0112/2///61987#ABC638 - Structural design of a variable area flow transmitter or gauge0112/2///61987#ABF162 - Indicator rail0112/2///61987#ABF277 - Indicator for sight glass | 0112/2///61987#ABA000 |  |  |  | Standard |  |  |  | SC65E – IEC 61987 | - | C00019 |  | 0112-2---61987#ABA202 | https://cdd.iec.ch/cdd/iec61987/iec61987.nsf/PropertiesAllVersions/0112-2---61987%23ABA202
0112/2///61987#ABB248 | 004 | 01 | 0112/2///61987#ABB248#004 | number of wireless communication interfaces |  |  |  |  | @number of wireless communication interfaces |  | cardinality property |  |  |  | INT_TYPE |  |  |  |  | CONDITION_DET | [5 empty] | 0112/2///61987#ABC511 - Physical layer | 0112/2///61987#ABA000 |  |  |  | Standard |  |  |  | SC65E – IEC 61987 | - | C00004 |  | 0112-2---61987#ABB248 | https://cdd.iec.ch/cdd/iec61987/iec61987.nsf/PropertiesAllVersions/0112-2---61987%23ABB248
0112/2///61987#ABC734 | 004 | 02 | 0112/2///61987#ABC734#004 | reference to Area classification |  |  |  |  | reference to block ABC104 | [5 empty] | CLASS_REFERENCE_TYPE(0112/2///61987#ABC104) 0112/2///61987#ABC104 - Area classification |  |  |  |  | DEPENDENT_P_DET | [5 empty] | 0112/2///61987#ABC512 - Physical location0112/2///61987#ABD976 - Physical location [2]0112/2///61987#ABD977 - Physical location [3]0112/2///61987#ABG480 - Physical location [4] | 0112/2///61987#ABA000 |  |  |  | Standard |  | IEC 61987 | IEC | IEC SC65E | 0112/2///61987#ABB362 - number of area classifications | C00112 |  | 0112-2---61987#ABC734 | https://cdd.iec.ch/cdd/iec61987/iec61987.nsf/PropertiesAllVersions/0112-2---61987%23ABC734
0112/2///61987#ABB501 | 001 | 02 | 0112/2///61987#ABB501#001 | material of spiral vane |  |  |  |  | material of which a spiral vane is made | [5 empty] | STRING_TYPE |  |  |  |  | NON_DEPENDENT_P_DET | [5 empty] | 0112/2///61987#ABC634 - Structural design of a swirl flow transmitter | 0112/2///61987#ABA000 |  |  |  | Standard |  |  |  | SC65E – IEC 61987 | - | C00004 |  | 0112-2---61987#ABB501 | https://cdd.iec.ch/cdd/iec61987/iec61987.nsf/PropertiesAllVersions/0112-2---61987%23ABB501
0112/2///61987#ABH766 | 001 | 01 | 0112/2///61987#ABH766#001 | reference to Output values of pressure |  |  |  |  | reference to block ABH654 | [5 empty] | CLASS_REFERENCE_TYPE(0112/2///61987#ABH654) 0112/2///61987#ABH654 - Output values of pressure |  |  |  |  | NON_DEPENDENT_P_DET | [5 empty] | 0112/2///61987#ABH636 - Calibration point of pressure | 0112/2///61987#ABA000 |  |  |  | Standard |  | IEC 61987 |  | SC65E – IEC 61987 | - | C00018 | 001-01 (2019-03-08 15:35:30 by BATCH 00000766) standard | 0112-2---61987#ABH766 | https://cdd.iec.ch/cdd/iec61987/iec61987.nsf/PropertiesAllVersions/0112-2---61987%23ABH766
0112/2///61987#ABH589 | 001 | 01 | 0112/2///61987#ABH589#001 | value of volume digital output |  |  |  |  | digital reading of a value representing a volume variable |  |  | m³ |  |  | REAL_MEASURE_TYPE |  |  |  |  | NON_DEPENDENT_P_DET | [5 empty] | 0112/2///61987#ABH660 - Output values of volume | 0112/2///61987#ABA000 | 0112/2///62720#UAA757 - metre cubed |  | 0112/2///61987#ABT505 - Volume | Standard |  | IEC 61987 |  | SC65E – IEC 61987 | - | C00018 | 001-01 (2019-03-08 15:35:29 by BATCH 00000766) standard | 0112-2---61987#ABH589 | https://cdd.iec.ch/cdd/iec61987/iec61987.nsf/PropertiesAllVersions/0112-2---61987%23ABH589
0112/2///61987#ABG950 | 001 | 01 | 0112/2///61987#ABG950#001 | reference to Mechanical and electrical construction [separate temperature transmitter] |  |  |  |  | reference to block ABG390 | [5 empty] | CLASS_REFERENCE_TYPE(0112/2///61987#ABG390) 0112/2///61987#ABG390 - Mechanical and electrical construction [separate temperature transmitter] |  |  |  |  | NON_DEPENDENT_P_DET | [5 empty] | 0112/2///61987#ABE764 - Device LOP for separate temperature transmitter | 0112/2///61987#ABA000 |  |  |  | Standard |  | IEC 61987 | IEC | SC65E | - | C00019 | 001-01 (2018-03-28 07:27:12 by BATCH 00000762) standard | 0112-2---61987#ABG950 | https://cdd.iec.ch/cdd/iec61987/iec61987.nsf/PropertiesAllVersions/0112-2---61987%23ABG950
0112/2///61987#ABA973 | 006 | 01 | 0112/2///61987#ABA973#006 | minimum supply frequency |  |  |  |  | lowest frequency of a power supply with which the device can be operated |  |  | Hz |  |  | REAL_MEASURE_TYPE |  |  |  |  | NON_DEPENDENT_P_DET | [5 empty] | 0112/2///61987#ABC218 - Electrical power input circuit | 0112/2///61987#ABA000 | 0112/2///62720#UAA170 - hertz |  | 0112/2///61987#ABT561 - Frequency | Standard |  | IEC 61987 | IEC | IEC/SC 65E | - | C00112 |  | 0112-2---61987#ABA973 | https://cdd.iec.ch/cdd/iec61987/iec61987.nsf/PropertiesAllVersions/0112-2---61987%23ABA973
0112/2///61987#ABA215 | 001 | 02 | 0112/2///61987#ABA215#001 | colour of set pointer |  |  |  |  | colour of the pointer of a set pointer | [5 empty] | STRING_TYPE |  |  |  |  | NON_DEPENDENT_P_DET | [5 empty] | 0112/2///61987#ABC591 - Set pointer | 0112/2///61987#ABA000 |  |  |  | Standard |  |  |  | SC65E – IEC 61987 | - | C00004 |  | 0112-2---61987#ABA215 | https://cdd.iec.ch/cdd/iec61987/iec61987.nsf/PropertiesAllVersions/0112-2---61987%23ABA215
0112/2///61987#ABP306 | 001 | 01 | 0112/2///61987#ABP306#001 | reference to Binary valve output |  |  |  |  | reference to block ABP301 | [5 empty] | CLASS_REFERENCE_TYPE(0112/2///61987#ABP301) 0112/2///61987#ABP301 - Binary valve output |  |  |  |  | NON_DEPENDENT_P_DET | [5 empty] | 0112/2///61987#ABP052 - Output [I/O module] | 0112/2///61987#ABA000 |  |  |  | Standard |  | IEC 61987 | IEC | IEC/SC 65E | - | C00128 | 001-01 (2023-01-23 14:53:54 by BATCH 00000807) standard | 0112-2---61987#ABP306 | https://cdd.iec.ch/cdd/iec61987/iec61987.nsf/PropertiesAllVersions/0112-2---61987%23ABP306
0112/2///61987#ABB846 | 002 | 01 | 0112/2///61987#ABB846#002 | type of non-linearity/non-conformity |  |  |  |  | classification of a non-linearity/non-conformity statement based on the method used to determine inaccuracy according to IEC 61298-2:2008, 4.1.8 | [5 empty] | ENUM_CODE_TYPE(0112/2///61987#ABL459) |  |  |  |  | DEPENDENT_P_DET |  |  | 0112/2///61987#ABL459 | 0112/2///61987#ABM511 - independent0112/2///61987#ABM512 - terminal-based0112/2///61987#ABM513 - zero-based0112/2///61987#ABI407 - others |  | 0112/2///61987#ABC067 - Accuracy expressed as a percentage [1]0112/2///61987#ABC068 - Accuracy expressed as a percentage [2]0112/2///61987#ABE365 - Accuracy expressed as a percentage [3]0112/2///61987#ABE702 - Accuracy expressed as a percentage [4]0112/2///61987#ABG353 - Accuracy expressed as a percentage [5]0112/2///61987#ABJ595 - Accuracy expressed as a percentage [6]0112/2///61987#ABG352 - Accuracy expressed as a percentage [7]0112/2///61987#ABP013 - Accuracy expressed as a percentage [I/O module] | 0112/2///61987#ABA000 |  |  |  | Standard |  |  |  | SC65E – IEC 61987 | 0112/2///61987#ABI406 - empty_property | C00091 |  | 0112-2---61987#ABB846 | https://cdd.iec.ch/cdd/iec61987/iec61987.nsf/PropertiesAllVersions/0112-2---61987%23ABB846
0112/2///61987#ABB459 | 003 | 01 | 0112/2///61987#ABB459#003 | line size reduction |  |  |  |  | degree of reduction of line size related to the process connection diameter | [5 empty] | ENUM_CODE_TYPE(0112/2///61987#ABL630) |  |  |  |  | DEPENDENT_P_DET |  |  | 0112/2///61987#ABL630 | 0112/2///61987#ABN135 - single0112/2///61987#ABN136 - double0112/2///61987#ABI407 - others |  | 0112/2///61987#ABC246 - Flowtube assembly0112/2///61987#ABC412 - Flow measuring chamber0112/2///61987#ABC639 - Structural design of a vortex flow transmitter | 0112/2///61987#ABA000 |  |  |  | Standard |  |  |  | SC65E – IEC 61987 | 0112/2///61987#ABI406 - empty_property | C00091 |  | 0112-2---61987#ABB459 | https://cdd.iec.ch/cdd/iec61987/iec61987.nsf/PropertiesAllVersions/0112-2---61987%23ABB459
0112/2///61987#ABB872 | 001 | 04 | 0112/2///61987#ABB872#001 | nominal pulse-to-pause ratio |  |  |  |  | nominal ratio of the pulse duration to the pulse period of a periodic pulse train |  |  | % |  |  | REAL_MEASURE_TYPE |  |  |  |  | NON_DEPENDENT_P_DET | [5 empty] | 0112/2///61987#ABC249 - Frequency input/output parameters | 0112/2///61987#ABA000 | 0112/2///62720#UAA000 - percent |  | 0112/2///61987#ABT533 - Percentage | Standard |  |  |  | SC65E – IEC 61987 | - | C00004 |  | 0112-2---61987#ABB872 | https://cdd.iec.ch/cdd/iec61987/iec61987.nsf/PropertiesAllVersions/0112-2---61987%23ABB872
0112/2///61987#ABD151 | 005 | 02 | 0112/2///61987#ABD151#005 | reference to Potable water approval |  |  |  |  | reference to block ABC521 | [5 empty] | CLASS_REFERENCE_TYPE(0112/2///61987#ABC521) 0112/2///61987#ABC521 - Potable water approval |  |  |  |  | DEPENDENT_P_DET | [5 empty] | 0112/2///61987#ABC102 - Approval for use in special applications0112/2///61987#ABD804 - Approval for use in special applications [2] | 0112/2///61987#ABA000 |  |  |  | Standard |  | IEC 61987 | IEC | IEC SC65E | 0112/2///61987#ABA232 - number of potable water approvals | C00112 |  | 0112-2---61987#ABD151 | https://cdd.iec.ch/cdd/iec61987/iec61987.nsf/PropertiesAllVersions/0112-2---61987%23ABD151
0112/2///61987#ABA603 | 001 | 04 | 0112/2///61987#ABA603#001 | critical temperature |  |  |  |  | end point of the liquid-gas equilibrium curve in a pressure-temperature phase diagram | Critical temperature and critical pressure form the critical point |  | °C |  |  | REAL_MEASURE_TYPE |  |  |  |  | NON_DEPENDENT_P_DET | [5 empty] | 0112/2///61987#ABC469 - Other material properties0112/2///61987#ABD833 - Liquid phase [valves]0112/2///61987#ABD881 - Gas phase [valves]0112/2///61987#ABE045 - Vapor phase [valves] | 0112/2///61987#ABA000 | 0112/2///62720#UAA033 - degree Celsius |  | 0112/2///61987#ABT514 - Temperature | Standard |  |  |  | SC65E – IEC 61987 | - | C00004 |  | 0112-2---61987#ABA603 | https://cdd.iec.ch/cdd/iec61987/iec61987.nsf/PropertiesAllVersions/0112-2---61987%23ABA603
0112/2///61987#ABA503 | 001 | 02 | 0112/2///61987#ABA503#001 | default setting of other software function |  |  |  |  | setting of a software function as delivered from a factory | [5 empty] | STRING_TYPE |  |  |  |  | NON_DEPENDENT_P_DET | [5 empty] | 0112/2///61987#ABC473 - Other software function | 0112/2///61987#ABA000 |  |  |  | Standard |  |  |  | SC65E – IEC 61987 | - | C00004 |  | 0112-2---61987#ABA503 | https://cdd.iec.ch/cdd/iec61987/iec61987.nsf/PropertiesAllVersions/0112-2---61987%23ABA503
0112/2///61987#ABU854 | 001 | 01 | 0112/2///61987#ABU854#001 | reference to Gas/vapor phase [level] |  |  |  |  | reference to block ABG463 | [5 empty] | CLASS_REFERENCE_TYPE(0112/2///61987#ABG463) 0112/2///61987#ABG463 - Gas/vapor phase [level] |  |  |  |  | DEPENDENT_P_DET | [5 empty] | 0112/2///61987#ABG457 - Phase [level] | 0112/2///61987#ABA000 |  |  |  | Standard |  | IEC 61987 | IEC | SC65E | 0112/2///61987#ABU848 - phase type | C00018 | 001-01 (2018-03-28 07:27:21 by BATCH 00000762) standard | 0112-2---61987#ABU854 | https://cdd.iec.ch/cdd/iec61987/iec61987.nsf/PropertiesAllVersions/0112-2---61987%23ABU854
0112/2///61987#ABH131 | 001 | 01 | 0112/2///61987#ABH131#001 | vertical position |  |  |  |  | distance of the end connection of a vertically mounted nozzle, the sealing surface of a nozzle flange, the upper end of a nozzle thread or the centerline of a horizontally mounted nozzle to the datum point for vertical position |  |  | mm |  |  | REAL_MEASURE_TYPE |  |  |  |  | NON_DEPENDENT_P_DET | [5 empty] | 0112/2///61987#ABH129 - Position of nozzle | 0112/2///61987#ABA000 | 0112/2///62720#UAA862 - millimetre |  | 0112/2///61987#ABT548 - Length short | Standard |  | IEC 61987 | IEC | SC65E | - | C00018 | 001-01 (2018-03-28 07:27:13 by BATCH 00000762) standard | 0112-2---61987#ABH131 | https://cdd.iec.ch/cdd/iec61987/iec61987.nsf/PropertiesAllVersions/0112-2---61987%23ABH131
0112/2///61987#ABJ290 | 002 | 01 | 0112/2///61987#ABJ290#002 | DEVICE_CERTIFICATION |  |  |  |  | parameter indicating the device certification | [5 empty] | STRING_TYPE |  |  |  |  | NON_DEPENDENT_P_DET | [5 empty] | 0112/2///61987#ABH841 - Device (resource) block | 0112/2///61987#ABA000 |  |  |  | Standard |  |  |  | SC65E – IEC 61987 | - | C00091 |  | 0112-2---61987#ABJ290 | https://cdd.iec.ch/cdd/iec61987/iec61987.nsf/PropertiesAllVersions/0112-2---61987%23ABJ290
0112/2///61987#ABH760 | 001 | 01 | 0112/2///61987#ABH760#001 | reference to Output values of normalized volume flow |  |  |  |  | reference to block ABH648 | [5 empty] | CLASS_REFERENCE_TYPE(0112/2///61987#ABH648) 0112/2///61987#ABH648 - Output values of normalized volume flow |  |  |  |  | NON_DEPENDENT_P_DET | [5 empty] | 0112/2///61987#ABH630 - Calibration point of normalized volume flow | 0112/2///61987#ABA000 |  |  |  | Standard |  | IEC 61987 |  | SC65E – IEC 61987 | - | C00018 | 001-01 (2019-03-08 15:35:30 by BATCH 00000766) standard | 0112-2---61987#ABH760 | https://cdd.iec.ch/cdd/iec61987/iec61987.nsf/PropertiesAllVersions/0112-2---61987%23ABH760
0112/2///61987#ABI537 | 001 | 01 | 0112/2///61987#ABI537#001 | designation of maintenance/service plan |  |  |  |  | alphanumeric character sequence identifying a maintenance/service plan | [5 empty] | STRING_TYPE |  |  |  |  | NON_DEPENDENT_P_DET | [5 empty] | 0112/2///61987#ABI479 - Regular maintenance/service0112/2///61987#ABI485 - Event triggered maintenance/service | 0112/2///61987#ABA000 |  |  |  | Standard |  |  |  | SC65E – IEC 61987 | - | C00018 | 001-01 (2019-03-08 15:35:32 by BATCH 00000766) standard | 0112-2---61987#ABI537 | https://cdd.iec.ch/cdd/iec61987/iec61987.nsf/PropertiesAllVersions/0112-2---61987%23ABI537
0112/2///61987#ABG920 | 001 | 01 | 0112/2///61987#ABG920#001 | reference to Mechanical and electrical construction [level transmitter] |  |  |  |  | reference to block ABG360 | [5 empty] | CLASS_REFERENCE_TYPE(0112/2///61987#ABG360) 0112/2///61987#ABG360 - Mechanical and electrical construction [level transmitter] |  |  |  |  | NON_DEPENDENT_P_DET | [5 empty] | 0112/2///61987#ABE735 - Device LOP for level transmitter | 0112/2///61987#ABA000 |  |  |  | Standard |  | IEC 61987 | IEC | SC65E | - | C00018 | 001-01 (2018-03-28 07:27:12 by BATCH 00000762) standard | 0112-2---61987#ABG920 | https://cdd.iec.ch/cdd/iec61987/iec61987.nsf/PropertiesAllVersions/0112-2---61987%23ABG920
0112/2///61987#ABE650 | 004 | 02 | 0112/2///61987#ABE650#004 | reference to Pneumatic/hydraulic supply [2] |  |  |  |  | reference to block ABC520 with cardinality | [5 empty] | CLASS_REFERENCE_TYPE(0112/2///61987#ABC520) 0112/2///61987#ABC520 - Pneumatic/hydraulic supply [2] |  |  |  |  | DEPENDENT_P_DET | [5 empty] | 0112/2///61987#ABC524 - Power supply [2] | 0112/2///61987#ABA000 |  |  |  | Standard |  | IEC 61987 | IEC | IEC SC65E | 0112/2///61987#ABE651 - number of pneumatic/hydraulic supplies | C00112 |  | 0112-2---61987#ABE650 | https://cdd.iec.ch/cdd/iec61987/iec61987.nsf/PropertiesAllVersions/0112-2---61987%23ABE650
0112/2///61987#ABG983 | 001 | 01 | 0112/2///61987#ABG983#001 | reference to Structural design [vibrating level switch] |  |  |  |  | reference to block ABG423 | [5 empty] | CLASS_REFERENCE_TYPE(0112/2///61987#ABG423) 0112/2///61987#ABG423 - Structural design [vibrating level switch] |  |  |  |  | NON_DEPENDENT_P_DET | [5 empty] | 0112/2///61987#ABG378 - Mechanical and electrical construction [vibrating level switch] | 0112/2///61987#ABA000 |  |  |  | Standard |  | IEC 61987 | IEC | SC65E | - | C00018 | 001-01 (2018-03-28 07:27:12 by BATCH 00000762) standard | 0112-2---61987#ABG983 | https://cdd.iec.ch/cdd/iec61987/iec61987.nsf/PropertiesAllVersions/0112-2---61987%23ABG983
0112/2///61987#ABA295 | 001 | 01 | 0112/2///61987#ABA295#001 | PO box number |  |  |  |  | number of a letter box at a post office where mail for a business partner is collected | [5 empty] | STRING_TYPE |  |  |  |  | NON_DEPENDENT_P_DET | [5 empty] | 0112/2///61987#ABI571 - Address | 0112/2///61987#ABA000 |  |  |  | Standard |  | IEC 61987 |  | SC65E – IEC 61987 | - | C00018 | 001-01 (2019-03-08 15:35:28 by BATCH 00000766) standard | 0112-2---61987#ABA295 | https://cdd.iec.ch/cdd/iec61987/iec61987.nsf/PropertiesAllVersions/0112-2---61987%23ABA295
0112/2///61987#ABA934 | 001 | 04 | 0112/2///61987#ABA934#001 | maximum adjustable full scale frequency value |  |  |  |  | highest upper range end-value to which a frequency output can be adjusted |  |  | Hz |  |  | REAL_MEASURE_TYPE |  |  |  |  | NON_DEPENDENT_P_DET | [5 empty] | 0112/2///61987#ABC142 - Binary input0112/2///61987#ABC249 - Frequency input/output parameters0112/2///61987#ABP021 - Binary input [I/O module] | 0112/2///61987#ABA000 | 0112/2///62720#UAA170 - hertz |  | 0112/2///61987#ABT561 - Frequency | Standard |  |  |  | SC65E – IEC 61987 | - | C00018 |  | 0112-2---61987#ABA934 | https://cdd.iec.ch/cdd/iec61987/iec61987.nsf/PropertiesAllVersions/0112-2---61987%23ABA934
0112/2///61987#ABE651 | 004 | 01 | 0112/2///61987#ABE651#004 | number of pneumatic/hydraulic supplies |  |  |  |  | cardinality property for pneumatic/hydraulic supply |  | cardinality property |  |  |  | INT_TYPE |  |  |  |  | CONDITION_DET | [5 empty] | 0112/2///61987#ABC524 - Power supply [2] | 0112/2///61987#ABA000 |  |  |  | Standard |  |  |  | SC65E – IEC 61987 | - | C00016 |  | 0112-2---61987#ABE651 | https://cdd.iec.ch/cdd/iec61987/iec61987.nsf/PropertiesAllVersions/0112-2---61987%23ABE651
0112/2///61987#ABD698 | 002 | 01 | 0112/2///61987#ABD698#002 | reference standard for connection |  |  |  |  | standard to which a construction of a connection or codes of the material refer | [5 empty] | STRING_TYPE |  |  |  |  | NON_DEPENDENT_P_DET | [5 empty] | 0112/2///61987#ABD796 - Actuator0112/2///61987#ABE044 - Valve body assembly | 0112/2///61987#ABA000 |  |  |  | Standard |  |  |  |  | - | C00004 |  | 0112-2---61987#ABD698 | https://cdd.iec.ch/cdd/iec61987/iec61987.nsf/PropertiesAllVersions/0112-2---61987%23ABD698
0112/2///61987#ABD737 | 001 | 04 | 0112/2///61987#ABD737#001 | force by actuating fluid at 0% travel |  |  |  |  | force of an actuator at zero travel caused by the actuation fluid at given supply pressure |  |  | kN |  |  | REAL_MEASURE_TYPE |  |  |  |  | NON_DEPENDENT_P_DET | [5 empty] | 0112/2///61987#ABE436 - Force by actuation fluid pressure | 0112/2///61987#ABA000 | 0112/2///62720#UAA573 - kilonewton |  | 0112/2///61987#ABT562 - Force | Standard |  |  |  |  | - | C00004 |  | 0112-2---61987#ABD737 | https://cdd.iec.ch/cdd/iec61987/iec61987.nsf/PropertiesAllVersions/0112-2---61987%23ABD737
0112/2///61987#ABE543 | 001 | 01 | 0112/2///61987#ABE543#001 | reference to Structural design [filter regulator] |  |  |  |  | reference to block ABE609 | [5 empty] | CLASS_REFERENCE_TYPE(0112/2///61987#ABE609) 0112/2///61987#ABE609 - Structural design [filter regulator] |  |  |  |  | NON_DEPENDENT_P_DET | [5 empty] | 0112/2///61987#ABE608 - Mechanical and electrical construction [filter regulator] | 0112/2///61987#ABA000 |  |  |  | Standard |  | IEC 61987 | IEC | SC65E | - | C00016 | 001-01 (2018-03-28 07:27:01 by BATCH 00000762) standard | 0112-2---61987#ABE543 | https://cdd.iec.ch/cdd/iec61987/iec61987.nsf/PropertiesAllVersions/0112-2---61987%23ABE543
0112/2///61987#ABH668 | 001 | 01 | 0112/2///61987#ABH668#001 | input value of volume fraction |  |  |  |  | input value of a volume fraction table |  |  | % |  |  | REAL_MEASURE_TYPE |  |  |  |  | NON_DEPENDENT_P_DET | [5 empty] | 0112/2///61987#ABH634 - Calibration point of volume fraction | 0112/2///61987#ABA000 | 0112/2///62720#UAA000 - percent |  | 0112/2///61987#ABT533 - Percentage | Standard |  | IEC 61987 |  | SC65E – IEC 61987 | - | C00018 | 001-01 (2019-03-08 15:35:29 by BATCH 00000766) standard | 0112-2---61987#ABH668 | https://cdd.iec.ch/cdd/iec61987/iec61987.nsf/PropertiesAllVersions/0112-2---61987%23ABH668
0112/2///61987#ABU363 | 001 | 02 | 0112/2///61987#ABU363#001 | reference to Type of performance variable [4] |  |  |  |  | reference to block ABC674 |  | Id specified in IEC61987-12/-13: ABD317 |  |  |  | CLASS_REFERENCE_TYPE(0112/2///61987#ABC674) 0112/2///61987#ABC674 - Type of performance variable [4] |  |  |  |  | NON_DEPENDENT_P_DET | [5 empty] | 0112/2///61987#ABC506 - Performance variable [4] | 0112/2///61987#ABA000 |  |  |  | Standard |  |  |  | SC65E – IEC 61987 | - | C00004 |  | 0112-2---61987#ABU363 | https://cdd.iec.ch/cdd/iec61987/iec61987.nsf/PropertiesAllVersions/0112-2---61987%23ABU363
0112/2///61987#ABU160 | 001 | 03 | 0112/2///61987#ABU160#001 | reference to Absolute performance for normalized volume flow |  |  |  |  | reference to block ABC062 |  | Id specified in IEC61987-12/-13: ABC692 |  |  |  | CLASS_REFERENCE_TYPE(0112/2///61987#ABC062) 0112/2///61987#ABC062 - Absolute performance for normalized volume flow |  |  |  |  | DEPENDENT_P_DET | [5 empty] | 0112/2///61987#ABC671 - Type of performance variable [1] | 0112/2///61987#ABA000 |  |  |  | Standard |  |  |  | SC65E – IEC 61987 | 0112/2///61987#ABU144 - performance variable type [1] | C00004 |  | 0112-2---61987#ABU160 | https://cdd.iec.ch/cdd/iec61987/iec61987.nsf/PropertiesAllVersions/0112-2---61987%23ABU160
0112/2///61987#ABD782 | 001 | 02 | 0112/2///61987#ABD782#001 | type of online status information of a valve assembly |  |  |  |  | classification of a valve assembly according to the status information it provides during operation | [5 empty] | STRING_TYPE |  |  |  |  | NON_DEPENDENT_P_DET | [5 empty] | 0112/2///61987#ABE034 - Structural design of a positioner0112/2///61987#ABE618 - Structural design of an I/P converter | 0112/2///61987#ABA000 |  |  |  | Standard |  |  |  |  | - | C00004 |  | 0112-2---61987#ABD782 | https://cdd.iec.ch/cdd/iec61987/iec61987.nsf/PropertiesAllVersions/0112-2---61987%23ABD782
0112/2///61987#ABE412 | 001 | 05 | 0112/2///61987#ABE412#001 | reference to Stem/shaft packing |  |  |  |  | reference to block ABE411 | [5 empty] | CLASS_REFERENCE_TYPE(0112/2///61987#ABE411) 0112/2///61987#ABE411 - Stem/shaft packing |  |  |  |  | DEPENDENT_P_DET | [5 empty] | 0112/2///61987#ABE409 - Stem/shaft | 0112/2///61987#ABA000 |  |  |  | Standard |  | IEC 61987 | IEC | IEC SC65E | 0112/2///61987#ABD675 - number of seats | C00112 |  | 0112-2---61987#ABE412 | https://cdd.iec.ch/cdd/iec61987/iec61987.nsf/PropertiesAllVersions/0112-2---61987%23ABE412
0112/2///61987#ABE493 | 001 | 01 | 0112/2///61987#ABE493#001 | reference to Pneumatic/hydraulic output for solenoid valve |  |  |  |  | reference to block ABE576 | [5 empty] | CLASS_REFERENCE_TYPE(0112/2///61987#ABE576) 0112/2///61987#ABE576 - Pneumatic/hydraulic output for solenoid valve |  |  |  |  | NON_DEPENDENT_P_DET | [5 empty] | 0112/2///61987#ABE575 - Type of output [10] | 0112/2///61987#ABA000 |  |  |  | Standard |  | IEC 61987 | IEC | SC65E | - | C00016 | 001-01 (2018-03-28 07:27:00 by BATCH 00000762) standard | 0112-2---61987#ABE493 | https://cdd.iec.ch/cdd/iec61987/iec61987.nsf/PropertiesAllVersions/0112-2---61987%23ABE493
0112/2///61987#ABP146 | 001 | 01 | 0112/2///61987#ABP146#001 | measured error of power factor |  |  |  |  | largest positive or negative value of error of the average upscale or downscale value at each point of power factor measurement expressed as an absolute value |  |  | 1 |  |  | REAL_MEASURE_TYPE |  |  | IEC 61298 and IEC 60770-2 |  | NON_DEPENDENT_P_DET | [5 empty] | 0112/2///61987#ABP008 - Absolute performance for power factor [I/O module] | 0112/2///61987#ABA000 | 0112/2///62720#UAA915 - quantity of dimension one |  |  | Standard |  | IEC 61987 | IEC | IEC/SC 65E | - | C00128 | 001-01 (2023-01-23 14:53:52 by BATCH 00000807) standard | 0112-2---61987#ABP146 | https://cdd.iec.ch/cdd/iec61987/iec61987.nsf/PropertiesAllVersions/0112-2---61987%23ABP146
0112/2///61987#ABU516 | 001 | 02 | 0112/2///61987#ABU516#001 | reference to Device LOP for ball valve |  |  |  |  | reference to block ABE317 | [5 empty] | CLASS_REFERENCE_TYPE(0112/2///61987#ABE317) 0112/2///61987#ABE317 - Device LOP for ball valve |  |  |  |  | NON_DEPENDENT_P_DET | [5 empty] | 0112/2///61987#ABD349 - Ball valve | 0112/2///61987#ABA000 |  |  |  | Standard |  |  |  |  | - | C00004 |  | 0112-2---61987#ABU516 | https://cdd.iec.ch/cdd/iec61987/iec61987.nsf/PropertiesAllVersions/0112-2---61987%23ABU516
0112/2///61987#ABA358 | 001 | 04 | 0112/2///61987#ABA358#001 | lower range-value of temperature | lower range-value |  |  |  | temperature value assigned to the lower range end-value of the input or output signal |  |  | °C |  |  | REAL_MEASURE_TYPE |  |  |  |  | NON_DEPENDENT_P_DET | [5 empty] | 0112/2///61987#ABC116 - Assigned temperature range | 0112/2///61987#ABA000 | 0112/2///62720#UAA033 - degree Celsius |  | 0112/2///61987#ABT514 - Temperature | Standard |  |  |  | SC65E – IEC 61987 | - | C00004 |  | 0112-2---61987#ABA358 | https://cdd.iec.ch/cdd/iec61987/iec61987.nsf/PropertiesAllVersions/0112-2---61987%23ABA358
0112/2///61987#ABE140 | 002 | 01 | 0112/2///61987#ABE140#002 | reference to Installation conditions [7] |  |  |  |  | reference to block ABD896 | [5 empty] | CLASS_REFERENCE_TYPE(0112/2///61987#ABD896) 0112/2///61987#ABD896 - Installation conditions [7] |  |  |  |  | NON_DEPENDENT_P_DET | [5 empty] | 0112/2///61987#ABD999 - Rated operating conditions [10] | 0112/2///61987#ABA000 |  |  |  | Standard |  |  |  |  | - | C00004 |  | 0112-2---61987#ABE140 | https://cdd.iec.ch/cdd/iec61987/iec61987.nsf/PropertiesAllVersions/0112-2---61987%23ABE140
0112/2///61987#ABD629 | 002 | 01 | 0112/2///61987#ABD629#002 | maximum force of set point spring |  |  |  |  | highest force generated by the built-in setpoint spring of a pressure regulator |  |  | N |  |  | REAL_MEASURE_TYPE |  |  |  |  | NON_DEPENDENT_P_DET | [5 empty] | 0112/2///61987#ABE035 - Structural design of a pressure reducing regulator or back pressure/excess pressure regulator0112/2///61987#ABE611 - Structural design of a filter regulator | 0112/2///61987#ABA000 | 0112/2///62720#UAA235 - newton |  | 0112/2///61987#ABT562 - Force | Standard |  |  |  |  | - | C00004 |  | 0112-2---61987#ABD629 | https://cdd.iec.ch/cdd/iec61987/iec61987.nsf/PropertiesAllVersions/0112-2---61987%23ABD629
0112/2///61987#ABF807 | 001 | 01 | 0112/2///61987#ABF807#001 | reference to Structural design of a plumb bob level transmitter |  |  |  |  | reference to block ABF431 | [5 empty] | CLASS_REFERENCE_TYPE(0112/2///61987#ABF431) 0112/2///61987#ABF431 - Structural design of a plumb bob level transmitter |  |  |  |  | NON_DEPENDENT_P_DET | [5 empty] | 0112/2///61987#ABG416 - Structural design [plumb bob level transmitter] | 0112/2///61987#ABA000 |  |  |  | Standard |  | IEC 61987 | IEC | SC65E | - | C00018 | 001-01 (2018-03-28 07:27:09 by BATCH 00000762) standard | 0112-2---61987#ABF807 | https://cdd.iec.ch/cdd/iec61987/iec61987.nsf/PropertiesAllVersions/0112-2---61987%23ABF807
0112/2///61987#ABA444 | 001 | 04 | 0112/2///61987#ABA444#001 | current signal resolution |  |  |  |  | smallest detectable increment between two signal values |  |  | µA |  |  | REAL_MEASURE_TYPE |  |  |  |  | NON_DEPENDENT_P_DET | [5 empty] | 0112/2///61987#ABC091 - Analog current output parameters0112/2///61987#ABP015 - Analog current input parameters [I/O module] | 0112/2///61987#ABA000 | 0112/2///62720#UAA057 - microampere |  | 0112/2///61987#ABT567 - Electrical current | Standard |  |  |  | SC65E – IEC 61987 | - | C00004 |  | 0112-2---61987#ABA444 | https://cdd.iec.ch/cdd/iec61987/iec61987.nsf/PropertiesAllVersions/0112-2---61987%23ABA444
0112/2///61987#ABE929 | 001 | 01 | 0112/2///61987#ABE929#001 | minimum assignable quantity of pulses per value of ullage |  |  |  |  | lowest number of pulses assignable to quantity of pulses per pulse value of ullage |  |  | m |  |  | REAL_MEASURE_TYPE |  |  |  |  | NON_DEPENDENT_P_DET | [5 empty] | 0112/2///61987#ABE914 - Assigned ullage pulse value | 0112/2///61987#ABA000 | 0112/2///62720#UAA726 - metre |  | 0112/2///61987#ABT548 - Length short | Standard |  | IEC 61987 | IEC | SC65E | - | C00018 | 001-01 (2018-03-28 07:27:03 by BATCH 00000762) standard | 0112-2---61987#ABE929 | https://cdd.iec.ch/cdd/iec61987/iec61987.nsf/PropertiesAllVersions/0112-2---61987%23ABE929
0112/2///61987#ABI422 | 001 | 01 | 0112/2///61987#ABI422#001 | maximum packing unit |  |  |  |  | highest number items of product per packing |  |  | 1 |  |  | REAL_MEASURE_TYPE |  |  |  |  | NON_DEPENDENT_P_DET | [5 empty] | 0112/2///61987#ABI417 - Packing information | 0112/2///61987#ABA000 | 0112/2///62720#UAD673 - one |  |  | Standard |  |  |  | SC65E – IEC 61987 | - | C00019 | 001-01 (2019-03-08 15:35:31 by BATCH 00000766) standard | 0112-2---61987#ABI422 | https://cdd.iec.ch/cdd/iec61987/iec61987.nsf/PropertiesAllVersions/0112-2---61987%23ABI422
0112/2///61987#ABP241 | 001 | 01 | 0112/2///61987#ABP241#001 | reference to Influence of external quantities expressed for current [I/O module] |  |  |  |  | reference to block ABP037 | [5 empty] | CLASS_REFERENCE_TYPE(0112/2///61987#ABP037) 0112/2///61987#ABP037 - Influence of external quantities expressed for current [I/O module] |  |  |  |  | NON_DEPENDENT_P_DET | [5 empty] | 0112/2///61987#ABP006 - Absolute performance for current [I/O module] | 0112/2///61987#ABA000 |  |  |  | Standard |  | IEC 61987 | IEC | IEC/SC 65E | - | C00128 | 001-01 (2023-01-23 14:53:53 by BATCH 00000807) standard | 0112-2---61987#ABP241 | https://cdd.iec.ch/cdd/iec61987/iec61987.nsf/PropertiesAllVersions/0112-2---61987%23ABP241
0112/2///61987#ABU239 | 001 | 03 | 0112/2///61987#ABU239#001 | reference to Pneumatic/hydraulic input |  |  |  |  | reference to block ABC514 |  | Id specified in IEC61987-12/-13: ABD144 |  |  |  | CLASS_REFERENCE_TYPE(0112/2///61987#ABC514) 0112/2///61987#ABC514 - Pneumatic/hydraulic input |  |  |  |  | DEPENDENT_P_DET | [5 empty] | 0112/2///61987#ABC056 - Type of auxiliary input [5] | 0112/2///61987#ABA000 |  |  |  | Standard |  |  |  | SC65E – IEC 61987 | 0112/2///61987#ABU230 - auxiliary input type [5] | C00004 |  | 0112-2---61987#ABU239 | https://cdd.iec.ch/cdd/iec61987/iec61987.nsf/PropertiesAllVersions/0112-2---61987%23ABU239
0112/2///61987#ABC005 | 002 | 01 | 0112/2///61987#ABC005#002 | vertical distance of lower process connection to lower-range limit height |  |  |  |  | distance between a liquid level at lower range limit and the lower process connection of a pressure transmitter or pressure gauge |  |  | mm |  |  | REAL_MEASURE_TYPE |  |  |  |  | NON_DEPENDENT_P_DET | [5 empty] | 0112/2///61987#ABC411 - Pressure measurement instrument installation0112/2///61987#ABH168 - Parameters of differential pressure level measurement | 0112/2///61987#ABA000 | 0112/2///62720#UAA862 - millimetre |  | 0112/2///61987#ABT548 - Length short | Standard |  |  |  | SC65E – IEC 61987 | - | C00004 |  | 0112-2---61987#ABC005 | https://cdd.iec.ch/cdd/iec61987/iec61987.nsf/PropertiesAllVersions/0112-2---61987%23ABC005
0112/2///61987#ABB231 | 003 | 01 | 0112/2///61987#ABB231#003 | minimum operating velocity of sound |  |  |  |  | lowest velocity of sound for which a device is or should be designed to operate within its specified limits |  |  | m/s |  |  | REAL_MEASURE_TYPE |  |  |  |  | NON_DEPENDENT_P_DET | [5 empty] | 0112/2///61987#ABC451 - Normal process conditions [1]0112/2///61987#ABC455 - Normal process design conditions [2]0112/2///61987#ABG476 - Normal process design conditions [5]0112/2///61987#ABH462 - Normal process conditions [11]0112/2///61987#ABG346 - Normal process conditions [8]0112/2///61987#ABG343 - Normal process conditions [5]0112/2///61987#ABG344 - Normal process conditions [6]0112/2///61987#ABG347 - Normal process conditions [9] | 0112/2///61987#ABA000 | 0112/2///62720#UAA733 - metre per second |  | 0112/2///61987#ABT509 - Velocity | Standard |  |  |  | SC65E – IEC 61987 | - | C00004 |  | 0112-2---61987#ABB231 | https://cdd.iec.ch/cdd/iec61987/iec61987.nsf/PropertiesAllVersions/0112-2---61987%23ABB231
0112/2///61987#ABA901 | 005 | 01 | 0112/2///61987#ABA901#005 | accuracy class |  |  |  |  | category of instruments or components thereof, all of which are intended to comply with a set of specifications regarding uncertainty | [5 empty] | STRING_TYPE |  |  | IEV 311-06-09 (modified) |  | NON_DEPENDENT_P_DET | [5 empty] | 0112/2///61987#ABC501 - Performance of indicator0112/2///61987#ABC638 - Structural design of a variable area flow transmitter or gauge0112/2///61987#ABF492 - Performance of temperature measuring devices | 0112/2///61987#ABA000 |  |  |  | Standard |  |  |  | SC65E – IEC 61987 | - | C00019 |  | 0112-2---61987#ABA901 | https://cdd.iec.ch/cdd/iec61987/iec61987.nsf/PropertiesAllVersions/0112-2---61987%23ABA901
0112/2///61987#ABD789 | 001 | 05 | 0112/2///61987#ABD789#001 | set upper range end-value of travel for rotary motion |  |  |  |  | value defining the end of the linear range of a rotary travel |  |  | ° |  |  | REAL_MEASURE_TYPE |  |  |  |  | NON_DEPENDENT_P_DET | [5 empty] | 0112/2///61987#ABD962 - Parameters of pneumatic rotary actuator0112/2///61987#ABD963 - Parameters of positioner | 0112/2///61987#ABA000 | 0112/2///62720#UAA024 - degree |  | 0112/2///61987#ABT580 - Angle | Standard |  | IEC 61987 | IEC | IEC/SC 65E | - | C00128 |  | 0112-2---61987#ABD789 | https://cdd.iec.ch/cdd/iec61987/iec61987.nsf/PropertiesAllVersions/0112-2---61987%23ABD789
0112/2///61987#ABB138 | 005 | 01 | 0112/2///61987#ABB138#005 | reference standard for explosion protection |  |  |  |  | standards on which explosion protection measures are based | [5 empty] | ENUM_CODE_TYPE(0112/2///61987#ABJ753) |  |  |  |  | DEPENDENT_P_DET |  |  | 0112/2///61987#ABJ753 | 0112/2///61987#ABK698 - EN 600790112/2///61987#ABK699 - IEC 600790112/2///61987#ABK700 - NEC 5000112/2///61987#ABK701 - NEC 5050112/2///61987#ABK702 - EN 134630112/2///61987#ABK703 - ISO 800790112/2///61987#ABK560 - TIIS0112/2///61987#ABI407 - others |  | 0112/2///61987#ABC232 - Explosion protection design approval | 0112/2///61987#ABA000 |  |  |  | Standard |  |  |  | SC65E – IEC 61987 | 0112/2///61987#ABI406 - empty_property | C00091 |  | 0112-2---61987#ABB138 | https://cdd.iec.ch/cdd/iec61987/iec61987.nsf/PropertiesAllVersions/0112-2---61987%23ABB138
0112/2///61987#ABC936 | 002 | 01 | 0112/2///61987#ABC936#002 | reference to Installation design conditions [1] |  |  |  |  | reference to block ABC306 | [5 empty] | CLASS_REFERENCE_TYPE(0112/2///61987#ABC306) 0112/2///61987#ABC306 - Installation design conditions [1] |  |  |  |  | NON_DEPENDENT_P_DET | [5 empty] | 0112/2///61987#ABC267 - High/single pressure side operating conditions for device design0112/2///61987#ABC326 - Low pressure side operating conditions for device design0112/2///61987#ABG468 - Operating conditions for device design [temperature] | 0112/2///61987#ABA000 |  |  |  | Standard |  |  |  | SC65E – IEC 61987 | - | C00004 |  | 0112-2---61987#ABC936 | https://cdd.iec.ch/cdd/iec61987/iec61987.nsf/PropertiesAllVersions/0112-2---61987%23ABC936
0112/2///61987#ABB685 | 001 | 04 | 0112/2///61987#ABB685#001 | process pressure test point |  |  |  |  | process pressure to which a statement of its influence applies |  |  | bar |  |  | REAL_MEASURE_TYPE |  |  |  |  | NON_DEPENDENT_P_DET | [5 empty] | 0112/2///61987#ABC285 - Influence of process pressure at selected test point | 0112/2///61987#ABA000 | 0112/2///62720#UAA323 - bar |  | 0112/2///61987#ABT524 - Pressure | Standard |  |  |  | SC65E – IEC 61987 | - | C00004 |  | 0112-2---61987#ABB685 | https://cdd.iec.ch/cdd/iec61987/iec61987.nsf/PropertiesAllVersions/0112-2---61987%23ABB685
0112/2///61987#ABE062 | 001 | 05 | 0112/2///61987#ABE062#001 | reference to Control input |  |  |  |  | reference to block ABD806 | [5 empty] | CLASS_REFERENCE_TYPE(0112/2///61987#ABD806) 0112/2///61987#ABD806 - Control input |  |  |  |  | DEPENDENT_P_DET | [5 empty] | 0112/2///61987#ABD894 - Input [11]0112/2///61987#ABH340 - Input [35] | 0112/2///61987#ABA000 |  |  |  | Standard |  | IEC 61987 | IEC | IEC SC65E | 0112/2///61987#ABE324 - number of control inputs | C00112 |  | 0112-2---61987#ABE062 | https://cdd.iec.ch/cdd/iec61987/iec61987.nsf/PropertiesAllVersions/0112-2---61987%23ABE062
0112/2///61987#ABP213 | 001 | 01 | 0112/2///61987#ABP213#001 | reference to Absolute performance for reactive power [I/O module] |  |  |  |  | reference to block ABP009 | [5 empty] | CLASS_REFERENCE_TYPE(0112/2///61987#ABP009) 0112/2///61987#ABP009 - Absolute performance for reactive power [I/O module] |  |  |  |  | NON_DEPENDENT_P_DET | [5 empty] | 0112/2///61987#ABP057 - Performance variable [input module] | 0112/2///61987#ABA000 |  |  |  | Standard |  | IEC 61987 | IEC | IEC/SC 65E | - | C00128 | 001-01 (2023-01-23 14:53:53 by BATCH 00000807) standard | 0112-2---61987#ABP213 | https://cdd.iec.ch/cdd/iec61987/iec61987.nsf/PropertiesAllVersions/0112-2---61987%23ABP213
0112/2///61987#ABI500 | 001 | 01 | 0112/2///61987#ABI500#001 | number of regular inspections |  |  |  |  | cardinality property for regular inspection | [5 empty] | INT_TYPE |  |  |  |  | CONDITION_DET | [5 empty] | 0112/2///61987#ABI470 - Maintenance/service and repair | 0112/2///61987#ABA000 |  |  |  | Standard |  |  |  | SC65E – IEC 61987 | - | C00018 | 001-01 (2019-03-08 15:35:32 by BATCH 00000766) standard | 0112-2---61987#ABI500 | https://cdd.iec.ch/cdd/iec61987/iec61987.nsf/PropertiesAllVersions/0112-2---61987%23ABI500
0112/2///61987#ABE532 | 001 | 01 | 0112/2///61987#ABE532#001 | reference to Mechanical and electrical construction [solenoid valve] |  |  |  |  | reference to block ABE603 | [5 empty] | CLASS_REFERENCE_TYPE(0112/2///61987#ABE603) 0112/2///61987#ABE603 - Mechanical and electrical construction [solenoid valve] |  |  |  |  | NON_DEPENDENT_P_DET | [5 empty] | 0112/2///61987#ABE631 - Device LOP for solenoid valve | 0112/2///61987#ABA000 |  |  |  | Standard |  | IEC 61987 | IEC | SC65E | - | C00016 | 001-01 (2018-03-28 07:27:01 by BATCH 00000762) standard | 0112-2---61987#ABE532 | https://cdd.iec.ch/cdd/iec61987/iec61987.nsf/PropertiesAllVersions/0112-2---61987%23ABE532
0112/2///61987#ABA348 | 001 | 04 | 0112/2///61987#ABA348#001 | lower range-value of actual flow | lower range-value |  |  |  | actual volumetric flow value assigned to the lower range end-value of the input or output signal |  |  | m³/h |  |  | REAL_MEASURE_TYPE |  |  |  |  | NON_DEPENDENT_P_DET | [5 empty] | 0112/2///61987#ABC105 - Assigned actual volume flow range | 0112/2///61987#ABA000 | 0112/2///62720#UAA763 - metre cubed per hour |  | 0112/2///61987#ABT504 - Volume flow rate | Standard |  |  |  | SC65E – IEC 61987 | - | C00004 |  | 0112-2---61987#ABA348 | https://cdd.iec.ch/cdd/iec61987/iec61987.nsf/PropertiesAllVersions/0112-2---61987%23ABA348
0112/2///61987#ABE701 | 001 | 01 | 0112/2///61987#ABE701#001 | reference to Percentage performance [3] |  |  |  |  | reference to block ABE700 | [5 empty] | CLASS_REFERENCE_TYPE(0112/2///61987#ABE700) 0112/2///61987#ABE700 - Percentage performance [3] |  |  |  |  | NON_DEPENDENT_P_DET | [5 empty] | 0112/2///61987#ABE698 - Type of performance variable [18] | 0112/2///61987#ABA000 |  |  |  | Standard |  |  |  |  | - | C00016 | 001-01 (2018-03-28 07:27:01 by BATCH 00000762) standard | 0112-2---61987#ABE701 | https://cdd.iec.ch/cdd/iec61987/iec61987.nsf/PropertiesAllVersions/0112-2---61987%23ABE701
0112/2///61987#ABB706 | 001 | 04 | 0112/2///61987#ABB706#001 | maximum influence of supply voltage on span |  |  |  |  | change in output caused by a change in supply voltage with respect to reference conditions, expressed as the maximum error within the specified supply voltage range |  |  | % |  |  | REAL_MEASURE_TYPE |  |  | IEC 61298-3, chapter 12 |  | NON_DEPENDENT_P_DET | [5 empty] | 0112/2///61987#ABC277 - Influence of external quantities expressed as a percentage for pressure0112/2///61987#ABJ593 - Influence of external quantities expressed as a percentage [5]0112/2///61987#ABC276 - Influence of external quantities expressed as a percentage0112/2///61987#ABD890 - Influence of external quantities expressed as a percentage [2]0112/2///61987#ABG313 - Influence of external quantities expressed as a percentage [3]0112/2///61987#ABG314 - Influence of external quantities expressed as a percentage [4] | 0112/2///61987#ABA000 | 0112/2///62720#UAA000 - percent |  | 0112/2///61987#ABT533 - Percentage | Standard |  |  |  | SC65E – IEC 61987 | - | C00004 |  | 0112-2---61987#ABB706 | https://cdd.iec.ch/cdd/iec61987/iec61987.nsf/PropertiesAllVersions/0112-2---61987%23ABB706
0112/2///61987#ABD011 | 002 | 01 | 0112/2///61987#ABD011#002 | reference to Material of pressure bearing bolting |  |  |  |  | reference to block ABC381 | [5 empty] | CLASS_REFERENCE_TYPE(0112/2///61987#ABC381) 0112/2///61987#ABC381 - Material of pressure bearing bolting |  |  |  |  | NON_DEPENDENT_P_DET | [5 empty] | 0112/2///61987#ABC630 - Structural design of a remote seal [1]0112/2///61987#ABC631 - Structural design of a remote seal [2] | 0112/2///61987#ABA000 |  |  |  | Standard |  |  |  | SC65E – IEC 61987 | - | C00004 |  | 0112-2---61987#ABD011 | https://cdd.iec.ch/cdd/iec61987/iec61987.nsf/PropertiesAllVersions/0112-2---61987%23ABD011
0112/2///61987#ABE908 | 001 | 01 | 0112/2///61987#ABE908#001 | upper range-value of ullage | upper range-value |  |  |  | ullage value assigned to the upper range end-value of the input or output signal |  |  | m |  |  | REAL_MEASURE_TYPE |  |  |  |  | NON_DEPENDENT_P_DET | [5 empty] | 0112/2///61987#ABE900 - Assigned ullage range | 0112/2///61987#ABA000 | 0112/2///62720#UAA726 - metre |  | 0112/2///61987#ABT548 - Length short | Standard |  | IEC 61987 | IEC | SC65E | - | C00018 | 001-01 (2018-03-28 07:27:02 by BATCH 00000762) standard | 0112-2---61987#ABE908 | https://cdd.iec.ch/cdd/iec61987/iec61987.nsf/PropertiesAllVersions/0112-2---61987%23ABE908
0112/2///61987#ABG492 | 001 | 01 | 0112/2///61987#ABG492#001 | reference to Input [25] |  |  |  |  | reference to block ABF932 | [5 empty] | CLASS_REFERENCE_TYPE(0112/2///61987#ABF932) 0112/2///61987#ABF932 - Input [25] |  |  |  |  | NON_DEPENDENT_P_DET | [5 empty] | 0112/2///61987#ABE736 - Device LOP for displacer level transmitter/switch | 0112/2///61987#ABA000 |  |  |  | Standard |  | IEC 61987 | IEC | SC65E | - | C00018 | 001-01 (2018-03-28 07:27:10 by BATCH 00000762) standard | 0112-2---61987#ABG492 | https://cdd.iec.ch/cdd/iec61987/iec61987.nsf/PropertiesAllVersions/0112-2---61987%23ABG492
0112/2///61987#ABU256 | 001 | 03 | 0112/2///61987#ABU256#001 | auxiliary input type [3] |  |  |  |  | type of signal that can be connected to the auxiliary input |  | polymorphic control property; Id specified in IEC61987-12/-13: ABA343 |  |  |  | ENUM_STRING_TYPE(0112/2///61987#ABU101(Analog current input [2],Analog voltage input [2],Resistance temperature detector/thermocouple input,Binary input,Binary input IEC 60947-5-6 (NAMUR),0112/2///61987#Frequency input [2],0112/2///61987#Pulse input,0112/2///61987#Manufacturer-specific input [2])) |  | 0112/2///61987#ABU101 |  |  | CONDITION_DET |  |  | 0112/2///61987#ABU101 | 0112/2///61987#ABU027 - IEC61987-11 Name of Analog current input [2]0112/2///61987#ABU028 - IEC61987-11 Name of Analog voltage input [2]0112/2///61987#ABU042 - IEC61987-11 Name of RTD/thermocouple input0112/2///61987#ABU058 - IEC61987-11 Name of Binary input0112/2///61987#ABU059 - IEC61987-11 Name of Binary input IEC 60947-5-6 (NAMUR)0112/2///61987#ABU029 - IEC61987-11 Name of Frequency input [2]0112/2///61987#ABU044 - IEC61987-11 Name of Pulse input0112/2///61987#ABU030 - IEC61987-11 Name of Manufacturer-specific input [2] |  | 0112/2///61987#ABC054 - Type of auxiliary input [3] | 0112/2///61987#ABA000 |  |  |  | Standard |  | IEC 61987 | IEC | IEC/SC 65E | - | C00112 |  | 0112-2---61987#ABU256 | https://cdd.iec.ch/cdd/iec61987/iec61987.nsf/PropertiesAllVersions/0112-2---61987%23ABU256
0112/2///61987#ABP160 | 001 | 01 | 0112/2///61987#ABP160#001 | non-repeatability of power factor |  |  |  |  | for a device, absolute degree of deviation between the results of successive measurements of power factor, carried out under the same conditions of measurement |  |  | 1 |  |  | REAL_MEASURE_TYPE |  |  |  |  | NON_DEPENDENT_P_DET | [5 empty] | 0112/2///61987#ABP008 - Absolute performance for power factor [I/O module] | 0112/2///61987#ABA000 | 0112/2///62720#UAA915 - quantity of dimension one |  |  | Standard |  | IEC 61987 | IEC | IEC/SC 65E | - | C00128 | 001-01 (2023-01-23 14:53:52 by BATCH 00000807) standard | 0112-2---61987#ABP160 | https://cdd.iec.ch/cdd/iec61987/iec61987.nsf/PropertiesAllVersions/0112-2---61987%23ABP160
0112/2///61987#ABG946 | 001 | 01 | 0112/2///61987#ABG946#001 | reference to Mechanical and electrical construction [bypass/measuring chamber] |  |  |  |  | reference to block ABG386 | [5 empty] | CLASS_REFERENCE_TYPE(0112/2///61987#ABG386) 0112/2///61987#ABG386 - Mechanical and electrical construction [bypass/measuring chamber] |  |  |  |  | NON_DEPENDENT_P_DET | [5 empty] | 0112/2///61987#ABE753 - Device LOP for bypass/measuring chamber | 0112/2///61987#ABA000 |  |  |  | Standard |  | IEC 61987 | IEC | SC65E | - | C00018 | 001-01 (2018-03-28 07:27:12 by BATCH 00000762) standard | 0112-2---61987#ABG946 | https://cdd.iec.ch/cdd/iec61987/iec61987.nsf/PropertiesAllVersions/0112-2---61987%23ABG946
0112/2///61987#ABA400 | 005 | 01 | 0112/2///61987#ABA400#005 | maximum core cross-section AWG |  |  |  |  | largest core cross-section expressed in AWG that can be accommodated by a terminal | [5 empty] | ENUM_CODE_TYPE(0112/2///61987#ABN524) |  |  |  |  | DEPENDENT_P_DET |  |  | 0112/2///61987#ABN524 | 0112/2///61987#ABN525 - 4/0 AWG0112/2///61987#ABN526 - 3/0 AWG0112/2///61987#ABN527 - 2/0 AWG0112/2///61987#ABN528 - 1/0 AWG0112/2///61987#ABN529 - 1 AWG0112/2///61987#ABN530 - 2 AWG0112/2///61987#ABN531 - 3 AWG0112/2///61987#ABN532 - 4 AWG0112/2///61987#ABN533 - 5 AWG0112/2///61987#ABN534 - 6 AWG0112/2///61987#ABN535 - 7 AWG0112/2///61987#ABN536 - 8 AWG0112/2///61987#ABN537 - 9 AWG0112/2///61987#ABN538 - 10 AWG0112/2///61987#ABN539 - 11 AWG0112/2///61987#ABN540 - 12 AWG0112/2///61987#ABN541 - 13 AWG0112/2///61987#ABN542 - 14 AWG0112/2///61987#ABN543 - 15 AWG0112/2///61987#ABN544 - 16 AWG0112/2///61987#ABN545 - 17 AWG0112/2///61987#ABN546 - 18 AWG0112/2///61987#ABN547 - 19 AWG0112/2///61987#ABN548 - 20 AWG0112/2///61987#ABN549 - 21 AWG0112/2///61987#ABN550 - 22 AWG0112/2///61987#ABN551 - 23 AWG0112/2///61987#ABN552 - 24 AWG0112/2///61987#ABN553 - 25 AWG0112/2///61987#ABN554 - 26 AWG0112/2///61987#ABN555 - 27 AWG0112/2///61987#ABN556 - 28 AWG0112/2///61987#ABN557 - 29 AWG0112/2///61987#ABN558 - 30 AWG0112/2///61987#ABN559 - 31 AWG0112/2///61987#ABN560 - 32 AWG0112/2///61987#ABN561 - 33 AWG0112/2///61987#ABN562 - 34 AWG0112/2///61987#ABN563 - 35 AWG0112/2///61987#ABN564 - 36 AWG0112/2///61987#ABN565 - 37 AWG0112/2///61987#ABN566 - 38 AWG0112/2///61987#ABN567 - 39 AWG0112/2///61987#ABN568 - 40 AWG0112/2///61987#ABN569 - 41 AWG0112/2///61987#ABN570 - 42 AWG0112/2///61987#ABN571 - 43 AWG0112/2///61987#ABN572 - 44 AWG0112/2///61987#ABN573 - 45 AWG0112/2///61987#ABN574 - 46 AWG0112/2///61987#ABN575 - 47 AWG0112/2///61987#ABN576 - 48 AWG0112/2///61987#ABN577 - 49 AWG0112/2///61987#ABN578 - 50 AWG0112/2///61987#ABN579 - 51 AWG0112/2///61987#ABN580 - 52 AWG0112/2///61987#ABN581 - 53 AWG0112/2///61987#ABN582 - 54 AWG0112/2///61987#ABN583 - 55 AWG0112/2///61987#ABN584 - 56 AWG0112/2///61987#ABI407 - others |  | 0112/2///61987#ABC171 - Connection compartment0112/2///61987#ABC220 - Electrical terminal | 0112/2///61987#ABA000 |  |  |  | Standard |  |  |  | SC65E – IEC 61987 | 0112/2///61987#ABI406 - empty_property | C00091 |  | 0112-2---61987#ABA400 | https://cdd.iec.ch/cdd/iec61987/iec61987.nsf/PropertiesAllVersions/0112-2---61987%23ABA400
0112/2///61987#ABF049 | 001 | 01 | 0112/2///61987#ABF049#001 | highest position of float |  |  |  |  | highest position the float may have, measured from reference point of the float to the lowest point of the float guide in the case of vertical mounting or to the point of fastening in the case of horizontal mounting, referenced to the vertical |  |  | mm |  |  | REAL_MEASURE_TYPE |  |  |  |  | NON_DEPENDENT_P_DET | [5 empty] | 0112/2///61987#ABF046 - Vertical float switch0112/2///61987#ABF050 - Horizontal float switch | 0112/2///61987#ABA000 | 0112/2///62720#UAA862 - millimetre |  | 0112/2///61987#ABT548 - Length short | Standard |  | IEC 61987 | IEC | SC65E | - | C00018 | 001-01 (2018-03-28 07:27:03 by BATCH 00000762) standard | 0112-2---61987#ABF049 | https://cdd.iec.ch/cdd/iec61987/iec61987.nsf/PropertiesAllVersions/0112-2---61987%23ABF049
0112/2///61987#ABB394 | 001 | 03 | 0112/2///61987#ABB394#001 | quantity of input sensors |  |  |  |  | number of sensors used to perform the measurement function of a device | [5 empty] | INT_TYPE |  |  |  |  | NON_DEPENDENT_P_DET | [5 empty] | 0112/2///61987#ABC590 - Sensor of a thermal mass flow transmitter | 0112/2///61987#ABA000 |  |  |  | Standard |  |  |  | SC65E – IEC 61987 | - | C00004 |  | 0112-2---61987#ABB394 | https://cdd.iec.ch/cdd/iec61987/iec61987.nsf/PropertiesAllVersions/0112-2---61987%23ABB394
0112/2///61987#ABV029 | 001 | 01 | 0112/2///61987#ABV029#001 | reference to Assigned flow velocity range |  |  |  |  | reference to block ABD493 | [5 empty] | CLASS_REFERENCE_TYPE(0112/2///61987#ABD493) 0112/2///61987#ABD493 - Assigned flow velocity range |  |  |  |  | DEPENDENT_P_DET | [5 empty] | 0112/2///61987#ABG089 - Assigned variable [9]0112/2///61987#ABG090 - Assigned variable [10]0112/2///61987#ABH044 - Assigned variable [22] | 0112/2///61987#ABA000 |  |  |  | Standard |  | IEC 61987 | IEC | SC65E | 0112/2///61987#ABV007 - assigned variable type [10] | C00018 | 001-01 (2018-03-28 07:27:23 by BATCH 00000762) standard | 0112-2---61987#ABV029 | https://cdd.iec.ch/cdd/iec61987/iec61987.nsf/PropertiesAllVersions/0112-2---61987%23ABV029
0112/2///61987#ABA058 | 005 | 01 | 0112/2///61987#ABA058#005 | type of physical layer |  |  |  |  | classification of a physical layer according to the associated transmission method or standard | [5 empty] | ENUM_CODE_TYPE(0112/2///61987#ABL304) |  |  |  |  | DEPENDENT_P_DET |  |  | 0112/2///61987#ABL304 | 0112/2///61987#ABL956 - Bell 202 (FSK)+EE5:E220112/2///61987#ABL957 - EIA RS-2320112/2///61987#ABL958 - EIA RS-4220112/2///61987#ABL959 - EIA RS-4850112/2///61987#ABP381 - IEC 61131 Part 90112/2///61987#ABL960 - IEC 61158-20112/2///61987#ABP382 - USB 1.x/2.00112/2///61987#ABP383 - USB 3.x0112/2///61987#ABP384 - IEEE 802.3cg (10Base-T1L)0112/2///61987#ABL961 - IEEE 802.3u (100Base-TX)0112/2///61987#ABP385 - IEEE 802.3u (100Base-FX)0112/2///61987#ABP386 - IEEE 802.3ab (1000Base-T)0112/2///61987#ABP387 - IEEE 802.3bp (1000Base-T1)0112/2///61987#ABP388 - IEEE 802.3z (1000Base-X)0112/2///61987#ABP389 - IEEE 802.3an (10GBase-T)0112/2///61987#ABP390 - IEEE 802.11n0112/2///61987#ABP391 - IEEE 802.15.10112/2///61987#ABL962 - IEEE 802.15.40112/2///61987#ABP392 - IEEE 802.160112/2///61987#ABP393 - IrPHY 1.00112/2///61987#ABP394 - IrPHY 1.10112/2///61987#ABI407 - others |  | 0112/2///61987#ABC511 - Physical layer | 0112/2///61987#ABA000 |  |  |  | Standard |  |  |  | SC65E – IEC 61987 | 0112/2///61987#ABI406 - empty_property | C00091 |  | 0112-2---61987#ABA058 | https://cdd.iec.ch/cdd/iec61987/iec61987.nsf/PropertiesAllVersions/0112-2---61987%23ABA058
0112/2///61987#ABF548 | 001 | 01 | 0112/2///61987#ABF548#001 | material of laser window |  |  |  |  | material of which a laser window is made | [5 empty] | STRING_TYPE |  |  |  |  | NON_DEPENDENT_P_DET | [5 empty] | 0112/2///61987#ABF542 - Laser probe | 0112/2///61987#ABA000 |  |  |  | Standard |  | IEC 61987 | IEC | SC65E | - | C00018 | 001-01 (2018-03-28 07:27:07 by BATCH 00000762) standard | 0112-2---61987#ABF548 | https://cdd.iec.ch/cdd/iec61987/iec61987.nsf/PropertiesAllVersions/0112-2---61987%23ABF548
0112/2///61987#ABU920 | 001 | 01 | 0112/2///61987#ABU920#001 | reference to Type of output [24] |  |  |  |  | reference to block ABG154 | [5 empty] | CLASS_REFERENCE_TYPE(0112/2///61987#ABG154) 0112/2///61987#ABG154 - Type of output [24] |  |  |  |  | NON_DEPENDENT_P_DET | [5 empty] | 0112/2///61987#ABG139 - Output [24] | 0112/2///61987#ABA000 |  |  |  | Standard |  | IEC 61987 | IEC | SC65E | - | C00018 | 001-01 (2018-03-28 07:27:22 by BATCH 00000762) standard | 0112-2---61987#ABU920 | https://cdd.iec.ch/cdd/iec61987/iec61987.nsf/PropertiesAllVersions/0112-2---61987%23ABU920
0112/2///61987#ABE844 | 001 | 02 | 0112/2///61987#ABE844#001 | set lower range end-value of interval of volume |  |  |  |  | value defining the start of a subrange for volume |  |  | m³ |  |  | REAL_MEASURE_TYPE |  |  |  |  | NON_DEPENDENT_P_DET | [5 empty] | 0112/2///61987#ABE843 - Accuracy for a subrange of volume | 0112/2///61987#ABA000 | 0112/2///62720#UAA757 - metre cubed |  | 0112/2///61987#ABT505 - Volume | Standard |  | IEC 61987 | IEC | IEC/SC 65E | - | C00128 |  | 0112-2---61987#ABE844 | https://cdd.iec.ch/cdd/iec61987/iec61987.nsf/PropertiesAllVersions/0112-2---61987%23ABE844
0112/2///61987#ABF591 | 002 | 02 | 0112/2///61987#ABF591#002 | set span for concentration |  |  |  |  | difference between the upper and lower range value of concentration to which a concentration measurement instrument is adjusted |  |  | mg/m³ |  |  | REAL_MEASURE_TYPE |  |  |  |  | NON_DEPENDENT_P_DET | [5 empty] | 0112/2///61987#ABE883 - Assigned concentration range | 0112/2///61987#ABA000 | 0112/2///62720#UAA830 - milligram per metre cubed |  | 0112/2///61987#ABT575 - Mass concentration (mass per volume) | Standard |  | IEC 61987 | IEC | IEC SC65E | - | C00112 |  | 0112-2---61987#ABF591 | https://cdd.iec.ch/cdd/iec61987/iec61987.nsf/PropertiesAllVersions/0112-2---61987%23ABF591
0112/2///61987#ABJ292 | 001 | 01 | 0112/2///61987#ABJ292#001 | DEVICE_INSTALLATION_DATE |  |  |  |  | parameter indicating the date of installation of the device | [5 empty] | DATE_TYPE |  |  |  |  | NON_DEPENDENT_P_DET | [5 empty] | 0112/2///61987#ABH841 - Device (resource) block | 0112/2///61987#ABA000 |  |  |  | Standard |  |  |  | SC65E – IEC 61987 | - | C00018 | 001-01 (2019-03-08 15:35:33 by BATCH 00000766) standard | 0112-2---61987#ABJ292 | https://cdd.iec.ch/cdd/iec61987/iec61987.nsf/PropertiesAllVersions/0112-2---61987%23ABJ292
0112/2///61987#ABH829 | 002 | 01 | 0112/2///61987#ABH829#002 | storage/transport position |  |  |  |  | designed geometrical orientation of the packed object by the manufacturer during transportation or storage | The orientation during transport or storage of an object is normally indicated outside at the package by grafical symbols |  |  |  |  | ENUM_CODE_TYPE(0112/2///61987#ABL677) |  |  |  |  | DEPENDENT_P_DET |  |  | 0112/2///61987#ABL677 | 0112/2///61987#ABN315 - upright only0112/2///61987#ABN316 - horizontal only0112/2///61987#ABN317 - not specified0112/2///61987#ABI407 - others |  | 0112/2///61987#ABH806 - Storage0112/2///61987#ABI413 - Packaging and transportation | 0112/2///61987#ABA000 |  |  |  | Standard |  |  |  | SC65E – IEC 61987 | 0112/2///61987#ABI406 - empty_property | C00091 |  | 0112-2---61987#ABH829 | https://cdd.iec.ch/cdd/iec61987/iec61987.nsf/PropertiesAllVersions/0112-2---61987%23ABH829
0112/2///61987#ABG789 | 001 | 01 | 0112/2///61987#ABG789#001 | reference to Performance [26] |  |  |  |  | reference to block ABG229 | [5 empty] | CLASS_REFERENCE_TYPE(0112/2///61987#ABG229) 0112/2///61987#ABG229 - Performance [26] |  |  |  |  | NON_DEPENDENT_P_DET | [5 empty] | 0112/2///61987#ABE759 - Device LOP for temperature gauge | 0112/2///61987#ABA000 |  |  |  | Standard |  | IEC 61987 | IEC | SC65E | - | C00019 | 001-01 (2018-03-28 07:27:11 by BATCH 00000762) standard | 0112-2---61987#ABG789 | https://cdd.iec.ch/cdd/iec61987/iec61987.nsf/PropertiesAllVersions/0112-2---61987%23ABG789
0112/2///61987#ABB968 | 002 | 01 | 0112/2///61987#ABB968#002 | maximum step response time T63 |  |  |  |  | maximum time duration from a step change in the input signal to a system for the change in output of the system to reach for the first time 63% of its final steady state value |  |  | s |  |  | REAL_MEASURE_TYPE |  |  |  |  | NON_DEPENDENT_P_DET | [5 empty] | 0112/2///61987#ABC502 - Performance of remote seal | 0112/2///61987#ABA000 | 0112/2///62720#UAA972 - second |  | 0112/2///61987#ABT510 - Time/time duration short | Standard |  |  |  | SC65E – IEC 61987 | - | C00004 |  | 0112-2---61987#ABB968 | https://cdd.iec.ch/cdd/iec61987/iec61987.nsf/PropertiesAllVersions/0112-2---61987%23ABB968
0112/2///61987#ABU247 | 001 | 03 | 0112/2///61987#ABU247#001 | reference to Analog current input [2] |  |  |  |  | reference to block ABC084 |  | Id specified in IEC61987-12/-13: ABC714 |  |  |  | CLASS_REFERENCE_TYPE(0112/2///61987#ABC084) 0112/2///61987#ABC084 - Analog current input [2] |  |  |  |  | DEPENDENT_P_DET | [5 empty] | 0112/2///61987#ABC656 - Type of auxiliary input [6] | 0112/2///61987#ABA000 |  |  |  | Standard |  |  |  | SC65E – IEC 61987 | 0112/2///61987#ABU245 - auxiliary input type [6] | C00004 |  | 0112-2---61987#ABU247 | https://cdd.iec.ch/cdd/iec61987/iec61987.nsf/PropertiesAllVersions/0112-2---61987%23ABU247
0112/2///61987#ABB816 | 001 | 04 | 0112/2///61987#ABB816#001 | maximum influence of process temperature on mass flow |  |  |  |  | change in output of a mass flow measuring device caused by a change in process temperature with respect to reference conditions, expressed as the maximum error across the specified process temperature range |  |  | "(kg/h)/K" |  |  | REAL_MEASURE_TYPE |  |  |  |  | NON_DEPENDENT_P_DET | [5 empty] | 0112/2///61987#ABC279 - Influence of external quantities expressed for mass flow | 0112/2///61987#ABA000 | 0112/2///62720#UAA608 - kilogram per hour kelvin |  | 0112/2///61987#ABT543 - Mass flow rate per temperature | Standard |  |  |  | SC65E – IEC 61987 | - | C00018 |  | 0112-2---61987#ABB816 | https://cdd.iec.ch/cdd/iec61987/iec61987.nsf/PropertiesAllVersions/0112-2---61987%23ABB816
0112/2///61987#ABF281 | 001 | 01 | 0112/2///61987#ABF281#001 | type of markings |  |  |  |  | classification of markings according to their mechanical design | [5 empty] | STRING_TYPE |  |  |  |  | NON_DEPENDENT_P_DET | [5 empty] | 0112/2///61987#ABF277 - Indicator for sight glass0112/2///61987#ABF282 - Structural design of a sight level indicator | 0112/2///61987#ABA000 |  |  |  | Standard |  | IEC 61987 | IEC | SC65E | - | C00018 | 001-01 (2018-03-28 07:27:05 by BATCH 00000762) standard | 0112-2---61987#ABF281 | https://cdd.iec.ch/cdd/iec61987/iec61987.nsf/PropertiesAllVersions/0112-2---61987%23ABF281
0112/2///61987#ABN654 | 001 | 02 | 0112/2///61987#ABN654#001 | overall vibration acceleration rms |  |  |  |  | root mean square of the oscillation displacement, expressed as acceleration |  |  | m/s² |  |  | REAL_MEASURE_TYPE |  |  |  |  | NON_DEPENDENT_P_DET | [5 empty] | 0112/2///61987#ABN694 - Specific machine vibration measurement variables | 0112/2///61987#ABA000 | 0112/2///62720#UAA736 - metre per second squared |  | 0112/2///61987#ABT587 - Acceleration | Standard |  | IEC 61987 | IEC | IEC SC65E | - | C00112 |  | 0112-2---61987#ABN654 | https://cdd.iec.ch/cdd/iec61987/iec61987.nsf/PropertiesAllVersions/0112-2---61987%23ABN654
0112/2///61987#ABE422 | 001 | 02 | 0112/2///61987#ABE422#001 | reference to Material of casing |  |  |  |  | reference to block ABE421 | [5 empty] | CLASS_REFERENCE_TYPE(0112/2///61987#ABE421) 0112/2///61987#ABE421 - Material of casing |  |  |  |  | NON_DEPENDENT_P_DET | [5 empty] | 0112/2///61987#ABD811 - Body of actuator | 0112/2///61987#ABA000 |  |  |  | Standard |  |  |  |  | - | C00004 |  | 0112-2---61987#ABE422 | https://cdd.iec.ch/cdd/iec61987/iec61987.nsf/PropertiesAllVersions/0112-2---61987%23ABE422
0112/2///61987#ABD632 | 002 | 01 | 0112/2///61987#ABD632#002 | maximum leakage rate |  |  |  |  | greatest amount of fluid leaking through a final control element in the close position from inlet to outlet under operating conditions, expressed as normal volume flow rate |  |  | m³/h |  |  | REAL_MEASURE_TYPE |  |  |  |  | NON_DEPENDENT_P_DET | [5 empty] | 0112/2///61987#ABD844 - Design conditions for valve body assembly | 0112/2///61987#ABA000 | 0112/2///62720#UAA763 - metre cubed per hour |  | 0112/2///61987#ABT504 - Volume flow rate | Standard |  |  |  |  | - | C00004 |  | 0112-2---61987#ABD632 | https://cdd.iec.ch/cdd/iec61987/iec61987.nsf/PropertiesAllVersions/0112-2---61987%23ABD632
0112/2///61987#ABE381 | 002 | 01 | 0112/2///61987#ABE381#002 | type of bypass manifold |  |  |  |  | classification of a bypass manifold according to the number of gauges mounted | [5 empty] | ENUM_CODE_TYPE(0112/2///61987#ABJ809) |  |  |  |  | DEPENDENT_P_DET |  |  | 0112/2///61987#ABJ809 | 0112/2///61987#ABL755 - 1-gauge manifold0112/2///61987#ABL756 - 2-gauge manifold0112/2///61987#ABL757 - 3-gauge manifold0112/2///61987#ABI407 - others |  | 0112/2///61987#ABE034 - Structural design of a positioner | 0112/2///61987#ABA000 |  |  |  | Standard |  |  |  | SC65E – IEC 61987 | 0112/2///61987#ABI406 - empty_property | C00091 |  | 0112-2---61987#ABE381 | https://cdd.iec.ch/cdd/iec61987/iec61987.nsf/PropertiesAllVersions/0112-2---61987%23ABE381
0112/2///61987#ABE723 | 001 | 01 | 0112/2///61987#ABE723#001 | reference to Approval for use in special applications [4] |  |  |  |  | reference to block ABE722 | [5 empty] | CLASS_REFERENCE_TYPE(0112/2///61987#ABE722) 0112/2///61987#ABE722 - Approval for use in special applications [4] |  |  |  |  | NON_DEPENDENT_P_DET | [5 empty] | 0112/2///61987#ABE718 - Certificates and approvals [4] | 0112/2///61987#ABA000 |  |  |  | Standard |  |  |  | SC65E – IEC 61987 | - | C00016 | 001-01 (2018-03-28 07:27:01 by BATCH 00000762) standard | 0112-2---61987#ABE723 | https://cdd.iec.ch/cdd/iec61987/iec61987.nsf/PropertiesAllVersions/0112-2---61987%23ABE723
0112/2///61987#ABC779 | 002 | 05 | 0112/2///61987#ABC779#002 | reference to Cable/conduit entry |  |  |  |  | reference to block ABC149 | [5 empty] | CLASS_REFERENCE_TYPE(0112/2///61987#ABC149) 0112/2///61987#ABC149 - Cable/conduit entry |  |  |  |  | DEPENDENT_P_DET | [5 empty] | 0112/2///61987#ABC172 - Connection facility [1]0112/2///61987#ABC173 - Connection facility [2]0112/2///61987#ABF380 - Structural design of a connection head | 0112/2///61987#ABA000 |  |  |  | Standard |  | IEC 61987 | IEC | IEC SC65E | 0112/2///61987#ABC010 - number of cable/conduit entries | C00112 |  | 0112-2---61987#ABC779 | https://cdd.iec.ch/cdd/iec61987/iec61987.nsf/PropertiesAllVersions/0112-2---61987%23ABC779
0112/2///61987#ABB159 | 004 | 01 | 0112/2///61987#ABB159#004 | maximum surface temperature for dust-proof |  |  |  |  | maximum permissible surface temperature of a device used in an explosion hazardous area with combustible dust |  |  | °C |  |  | REAL_MEASURE_TYPE |  |  |  |  | NON_DEPENDENT_P_DET | [5 empty] | 0112/2///61987#ABC232 - Explosion protection design approval0112/2///61987#ABD868 - Explosion protection design approval [2] | 0112/2///61987#ABA000 | 0112/2///62720#UAA033 - degree Celsius |  | 0112/2///61987#ABT514 - Temperature | Standard |  |  |  | SC65E – IEC 61987 | - | C00004 |  | 0112-2---61987#ABB159 | https://cdd.iec.ch/cdd/iec61987/iec61987.nsf/PropertiesAllVersions/0112-2---61987%23ABB159
0112/2///61987#ABJ662 | 001 | 01 | 0112/2///61987#ABJ662#001 | CHANGE_CONFIGURATION |  |  |  |  | parameter enabling/disabling lead breakage and short circuit detection for a sensor | [5 empty] | INT_TYPE |  |  | IEC 61804-2 |  | NON_DEPENDENT_P_DET | [5 empty] | 0112/2///61987#ABJ613 - TEMPERATURE_SENSOR_DESCRIPTION | 0112/2///61987#ABA000 |  |  |  | Standard |  |  |  | SC65E – IEC 61987 | - | C00018 | 001-01 (2019-03-08 15:35:34 by BATCH 00000766) standard | 0112-2---61987#ABJ662 | https://cdd.iec.ch/cdd/iec61987/iec61987.nsf/PropertiesAllVersions/0112-2---61987%23ABJ662
0112/2///61987#ABU976 | 001 | 01 | 0112/2///61987#ABU976#001 | reference to Percentage performance for pressure |  |  |  |  | reference to block ABC490 | [5 empty] | CLASS_REFERENCE_TYPE(0112/2///61987#ABC490) 0112/2///61987#ABC490 - Percentage performance for pressure |  |  |  |  | DEPENDENT_P_DET | [5 empty] | 0112/2///61987#ABG275 - Type of performance variable [9]0112/2///61987#ABG276 - Type of performance variable [10]0112/2///61987#ABG277 - Type of performance variable [11]0112/2///61987#ABG278 - Type of performance variable [12]0112/2///61987#ABG280 - Type of performance variable [14] | 0112/2///61987#ABA000 |  |  |  | Standard |  | IEC 61987 | IEC | SC65E | 0112/2///61987#ABU943 - performance variable type [14] | C00018 | 001-01 (2018-03-28 07:27:23 by BATCH 00000762) standard | 0112-2---61987#ABU976 | https://cdd.iec.ch/cdd/iec61987/iec61987.nsf/PropertiesAllVersions/0112-2---61987%23ABU976
0112/2///61987#ABI584 | 001 | 01 | 0112/2///61987#ABI584#001 | NORMAL |  |  |  |  | parameter indicating the normal operating mode of a block | [5 empty] | BINARY_TYPE | B8 |  |  |  | NON_DEPENDENT_P_DET | [5 empty] | 0112/2///61987#ABI714 - MODE_BLOCK | 0112/2///61987#ABA000 |  |  |  | Standard |  |  |  | SC65E – IEC 61987 | - | C00018 | 001-01 (2019-03-08 15:35:32 by BATCH 00000766) standard | 0112-2---61987#ABI584 | https://cdd.iec.ch/cdd/iec61987/iec61987.nsf/PropertiesAllVersions/0112-2---61987%23ABI584
0112/2///61987#ABB770 | 001 | 04 | 0112/2///61987#ABB770#001 | non-repeatability of density |  |  |  |  | for a device, absolute degree of deviation between the results of successive measurements of density, carried out under the same conditions of measurement |  |  | kg/m³ |  |  | REAL_MEASURE_TYPE |  |  | IEV 311-06-06 (Repeatability), MOD |  | NON_DEPENDENT_P_DET | [5 empty] | 0112/2///61987#ABC058 - Absolute performance for density0112/2///61987#ABG318 - Absolute performance for density [2] | 0112/2///61987#ABA000 | 0112/2///62720#UAA619 - kilogram per metre cubed |  | 0112/2///61987#ABT573 - Density | Standard |  |  |  | SC65E – IEC 61987 | - | C00004 |  | 0112-2---61987#ABB770 | https://cdd.iec.ch/cdd/iec61987/iec61987.nsf/PropertiesAllVersions/0112-2---61987%23ABB770
0112/2///61987#ABA608 | 002 | 01 | 0112/2///61987#ABA608#002 | quantity of load cycles |  |  |  |  | number of load cycles before failure of a switching element when the load remains within specifications | [5 empty] | INT_TYPE |  |  |  |  | NON_DEPENDENT_P_DET | [5 empty] | 0112/2///61987#ABC223 - Electromechanical contact parameters0112/2///61987#ABE606 - Structural design of a solenoid valve0112/2///61987#ABC144 - Binary relay output0112/2///61987#ABP303 - Functional design of a solenoid valve [I/O module] | 0112/2///61987#ABA000 |  |  |  | Standard |  |  |  | SC65E – IEC 61987 | - | C00004 |  | 0112-2---61987#ABA608 | https://cdd.iec.ch/cdd/iec61987/iec61987.nsf/PropertiesAllVersions/0112-2---61987%23ABA608
0112/2///61987#ABE435 | 001 | 03 | 0112/2///61987#ABE435#001 | number of forces by actuation fluid pressure |  |  |  |  | @number of forces by actuation fluid pressure |  | cardinality property |  |  |  | INT_TYPE |  |  |  |  | CONDITION_DET | [5 empty] | 0112/2///61987#ABE032 - Structural design of a pneumatic linear actuator | 0112/2///61987#ABA000 |  |  |  | Standard |  |  |  |  | - | C00004 |  | 0112-2---61987#ABE435 | https://cdd.iec.ch/cdd/iec61987/iec61987.nsf/PropertiesAllVersions/0112-2---61987%23ABE435
0112/2///61987#ABA921 | 003 | 01 | 0112/2///61987#ABA921#003 | upper limiting value of process temperature |  |  |  |  | highest temperature to which the wetted parts of the device may be subjected without permanent impairment of operating characteristics |  |  | °C |  |  | REAL_MEASURE_TYPE |  |  | IEC 61987-1, 5.7.3.2 |  | NON_DEPENDENT_P_DET | [5 empty] | 0112/2///61987#ABC318 - Limiting process conditions [1]0112/2///61987#ABC319 - Limiting process conditions [2]0112/2///61987#ABC320 - Limiting process conditions [3]0112/2///61987#ABD829 - Limiting process conditions [4]0112/2///61987#ABG349 - Limiting process conditions [7]0112/2///61987#ABG350 - Limiting process conditions [8]0112/2///61987#ABG351 - Limiting process conditions [9] | 0112/2///61987#ABA000 | 0112/2///62720#UAA033 - degree Celsius |  | 0112/2///61987#ABT514 - Temperature | Standard |  |  |  | SC65E – IEC 61987 | - | C00004 |  | 0112-2---61987#ABA921 | https://cdd.iec.ch/cdd/iec61987/iec61987.nsf/PropertiesAllVersions/0112-2---61987%23ABA921
0112/2///61987#ABC703 | 001 | 05 | 0112/2///61987#ABC703#001 | reference to Accuracy for a subrange of mass flow |  |  |  |  | reference to block ABC073 | [5 empty] | CLASS_REFERENCE_TYPE(0112/2///61987#ABC073) 0112/2///61987#ABC073 - Accuracy for a subrange of mass flow |  |  |  |  | DEPENDENT_P_DET | [5 empty] | 0112/2///61987#ABC061 - Absolute performance for mass flow | 0112/2///61987#ABA000 |  |  |  | Standard |  | IEC 61987 | IEC | IEC SC65E | 0112/2///61987#ABB723 - number of accuracies for a subrange of mass flow | C00112 |  | 0112-2---61987#ABC703 | https://cdd.iec.ch/cdd/iec61987/iec61987.nsf/PropertiesAllVersions/0112-2---61987%23ABC703
0112/2///61987#ABC708 | 001 | 05 | 0112/2///61987#ABC708#001 | reference to Accuracy for a subrange of temperature |  |  |  |  | reference to block ABC078 | [5 empty] | CLASS_REFERENCE_TYPE(0112/2///61987#ABC078) 0112/2///61987#ABC078 - Accuracy for a subrange of temperature |  |  |  |  | DEPENDENT_P_DET | [5 empty] | 0112/2///61987#ABC065 - Absolute performance for temperature0112/2///61987#ABF109 - Absolute performance for temperature [2]0112/2///61987#ABG319 - Absolute performance for temperature [3] | 0112/2///61987#ABA000 |  |  |  | Standard |  | IEC 61987 | IEC | IEC SC65E | 0112/2///61987#ABB748 - number of accuracies for a subrange of temperature | C00112 |  | 0112-2---61987#ABC708 | https://cdd.iec.ch/cdd/iec61987/iec61987.nsf/PropertiesAllVersions/0112-2---61987%23ABC708
0112/2///61987#ABA605 | 006 | 01 | 0112/2///61987#ABA605#006 | maximum relative ripple |  |  |  |  | set of unwanted periodic deviations with respect to the average value of the supply voltage, occurring at frequencies which can be based on that of the line supply, related to the rated line voltage |  |  | % |  |  | REAL_MEASURE_TYPE |  |  |  |  | NON_DEPENDENT_P_DET | [5 empty] | 0112/2///61987#ABC215 - Electrical line power supply0112/2///61987#ABC219 - Electrical power output circuit0112/2///61987#ABD858 - Electrical line power supply [2]0112/2///61987#ABC218 - Electrical power input circuit | 0112/2///61987#ABA000 | 0112/2///62720#UAA000 - percent |  | 0112/2///61987#ABT533 - Percentage | Standard |  |  |  | SC65E – IEC 61987 | - | C00004 |  | 0112-2---61987#ABA605 | https://cdd.iec.ch/cdd/iec61987/iec61987.nsf/PropertiesAllVersions/0112-2---61987%23ABA605
0112/2///61987#ABC847 | 003 | 01 | 0112/2///61987#ABC847#003 | reference to Electrical parameters of power supply |  |  |  |  | reference to block ABC217 | [5 empty] | CLASS_REFERENCE_TYPE(0112/2///61987#ABC217) 0112/2///61987#ABC217 - Electrical parameters of power supply |  |  |  |  | NON_DEPENDENT_P_DET | [5 empty] | 0112/2///61987#ABC448 - Nonincendive field-wiring parameters | 0112/2///61987#ABA000 |  |  |  | Standard |  |  |  | SC65E – IEC 61987 | - | C00004 |  | 0112-2---61987#ABC847 | https://cdd.iec.ch/cdd/iec61987/iec61987.nsf/PropertiesAllVersions/0112-2---61987%23ABC847
0112/2///61987#ABH673 | 001 | 01 | 0112/2///61987#ABH673#001 | value of mass fraction indicator/display |  |  |  |  | reading of a value on a display or an indicator representing a mass fraction variable |  |  | % |  |  | REAL_MEASURE_TYPE |  |  |  |  | NON_DEPENDENT_P_DET | [5 empty] | 0112/2///61987#ABH653 - Output values of mass fraction | 0112/2///61987#ABA000 | 0112/2///62720#UAA000 - percent |  | 0112/2///61987#ABT533 - Percentage | Standard |  | IEC 61987 |  | SC65E – IEC 61987 | - | C00018 | 001-01 (2019-03-08 15:35:29 by BATCH 00000766) standard | 0112-2---61987#ABH673 | https://cdd.iec.ch/cdd/iec61987/iec61987.nsf/PropertiesAllVersions/0112-2---61987%23ABH673
0112/2///61987#ABJ646 | 001 | 01 | 0112/2///61987#ABJ646#001 | READBACK_OUT_STATUS |  |  |  |  | parameter indicating the status of the current output value of the block | [5 empty] | INT_TYPE |  |  |  |  | NON_DEPENDENT_P_DET | [5 empty] | 0112/2///61987#ABJ618 - READBACK_OUT | 0112/2///61987#ABA000 |  |  |  | Standard |  |  |  | SC65E – IEC 61987 | - | C00019 | 001-01 (2019-03-08 15:35:34 by BATCH 00000766) standard | 0112-2---61987#ABJ646 | https://cdd.iec.ch/cdd/iec61987/iec61987.nsf/PropertiesAllVersions/0112-2---61987%23ABJ646
0112/2///61987#ABE222 | 001 | 02 | 0112/2///61987#ABE222#001 | reference to Parameters of valve body assembly [2] |  |  |  |  | reference to block ABD966 | [5 empty] | CLASS_REFERENCE_TYPE(0112/2///61987#ABD966) 0112/2///61987#ABD966 - Parameters of valve body assembly [2] |  |  |  |  | NON_DEPENDENT_P_DET | [5 empty] | 0112/2///61987#ABE311 - Device LOP for globe valve0112/2///61987#ABE312 - Device LOP for gate valve0112/2///61987#ABE313 - Device LOP for diaphragm/pinch valve | 0112/2///61987#ABA000 |  |  |  | Standard |  |  |  |  | - | C00004 |  | 0112-2---61987#ABE222 | https://cdd.iec.ch/cdd/iec61987/iec61987.nsf/PropertiesAllVersions/0112-2---61987%23ABE222
0112/2///61987#ABU450 | 001 | 03 | 0112/2///61987#ABU450#001 | reference to Assigned other variable range |  |  |  |  | reference to block ABC114 |  | Id specified in IEC61987-12/-13: ABC744 |  |  |  | CLASS_REFERENCE_TYPE(0112/2///61987#ABC114) 0112/2///61987#ABC114 - Assigned other variable range |  |  |  |  | DEPENDENT_P_DET | [5 empty] | 0112/2///61987#ABC120 - Assigned variable [3] | 0112/2///61987#ABA000 |  |  |  | Standard |  |  |  | SC65E – IEC 61987 | 0112/2///61987#ABU429 - assigned variable type [3] | C00004 |  | 0112-2---61987#ABU450 | https://cdd.iec.ch/cdd/iec61987/iec61987.nsf/PropertiesAllVersions/0112-2---61987%23ABU450
0112/2///61987#ABF280 | 001 | 01 | 0112/2///61987#ABF280#001 | location of scale |  |  |  |  | position on a device where a scale is mounted | [5 empty] | STRING_TYPE |  |  |  |  | NON_DEPENDENT_P_DET | [5 empty] | 0112/2///61987#ABF277 - Indicator for sight glass | 0112/2///61987#ABA000 |  |  |  | Standard |  | IEC 61987 | IEC | SC65E | - | C00018 | 001-01 (2018-03-28 07:27:05 by BATCH 00000762) standard | 0112-2---61987#ABF280 | https://cdd.iec.ch/cdd/iec61987/iec61987.nsf/PropertiesAllVersions/0112-2---61987%23ABF280
0112/2///61987#ABH734 | 001 | 01 | 0112/2///61987#ABH734#001 | reference to Calibration of ullage |  |  |  |  | reference to block ABH622 | [5 empty] | CLASS_REFERENCE_TYPE(0112/2///61987#ABH622) 0112/2///61987#ABH622 - Calibration of ullage |  |  |  |  | DEPENDENT_P_DET | [5 empty] | 0112/2///61987#ABH561 - Calibration | 0112/2///61987#ABA000 |  |  |  | Standard |  | IEC 61987 |  | SC65E – IEC 61987 | 0112/2///61987#ABH562 - calibration variable type | C00018 | 001-01 (2019-03-08 15:35:30 by BATCH 00000766) standard | 0112-2---61987#ABH734 | https://cdd.iec.ch/cdd/iec61987/iec61987.nsf/PropertiesAllVersions/0112-2---61987%23ABH734
0112/2///61987#ABF897 | 001 | 01 | 0112/2///61987#ABF897#001 | reference to Device LOP for contact temperature transmitter |  |  |  |  | reference to block ABE760 | [5 empty] | CLASS_REFERENCE_TYPE(0112/2///61987#ABE760) 0112/2///61987#ABE760 - Device LOP for contact temperature transmitter |  |  |  |  | NON_DEPENDENT_P_DET | [5 empty] | 0112/2///61987#ABA837 - Contact temperature transmitter | 0112/2///61987#ABA000 |  |  |  | Standard |  | IEC 61987 | IEC | SC65E | - | C00019 | 001-01 (2018-03-28 07:27:10 by BATCH 00000762) standard | 0112-2---61987#ABF897 | https://cdd.iec.ch/cdd/iec61987/iec61987.nsf/PropertiesAllVersions/0112-2---61987%23ABF897
0112/2///61987#ABH398 | 005 | 01 | 0112/2///61987#ABH398#005 | transient protection |  |  |  |  | classification of a means of overvoltage protection according to its electrical and mechanical construction | [5 empty] | STRING_TYPE |  |  |  |  | NON_DEPENDENT_P_DET | [5 empty] | 0112/2///61987#ABC048 - Transmitter housing [1]0112/2///61987#ABC049 - Transmitter housing [2]0112/2///61987#ABE040 - Transmitter housing [3]0112/2///61987#ABF375 - Transmitter/switch housing0112/2///61987#ABC141 - Binary transistor/triac output0112/2///61987#ABP025 - Device housing | 0112/2///61987#ABA000 |  |  |  | Standard |  |  |  | SC65E – IEC 61987 | - | C00018 |  | 0112-2---61987#ABH398 | https://cdd.iec.ch/cdd/iec61987/iec61987.nsf/PropertiesAllVersions/0112-2---61987%23ABH398
0112/2///61987#ABU235 | 001 | 03 | 0112/2///61987#ABU235#001 | reference to Binary input IEC 60947-5-6 (NAMUR) |  |  |  |  | reference to block ABC143 |  | Id specified in IEC61987-12/-13: ABC773 |  |  |  | CLASS_REFERENCE_TYPE(0112/2///61987#ABC143) 0112/2///61987#ABC143 - Binary input IEC 60947-5-6 (NAMUR) |  |  |  |  | DEPENDENT_P_DET | [5 empty] | 0112/2///61987#ABC056 - Type of auxiliary input [5] | 0112/2///61987#ABA000 |  |  |  | Standard |  |  |  | SC65E – IEC 61987 | 0112/2///61987#ABU230 - auxiliary input type [5] | C00004 |  | 0112-2---61987#ABU235 | https://cdd.iec.ch/cdd/iec61987/iec61987.nsf/PropertiesAllVersions/0112-2---61987%23ABU235
0112/2///61987#ABN704 | 001 | 02 | 0112/2///61987#ABN704#001 | number concentration (per mass) |  |  |  |  | quotient from the constituent number of the particles of a mixture and the total mass of that mixture |  |  | 1/kg |  |  | REAL_MEASURE_TYPE |  |  |  |  | NON_DEPENDENT_P_DET | [5 empty] | 0112/2///61987#ABN688 - Concentration measurement variables | 0112/2///61987#ABA000 | 0112/2///62720#UAC003 - reciprocal kilogram |  | 0112/2///61987#ABT536 - Per mass | Standard |  | IEC 61987 | IEC | IEC SC65E | - | C00112 |  | 0112-2---61987#ABN704 | https://cdd.iec.ch/cdd/iec61987/iec61987.nsf/PropertiesAllVersions/0112-2---61987%23ABN704
0112/2///61987#ABB635 | 001 | 04 | 0112/2///61987#ABB635#001 | load characteristic |  |  |  |  | linear or non-linear relationship between the value of the output pressure and the value of the output variable for a specified load and for a fixed setting of the controls, expressed as normalized volume flow at a given supply pressure |  |  | m³/h |  |  | REAL_MEASURE_TYPE |  |  | IEC 60050 Part 312, 312-06-04 MOD |  | NON_DEPENDENT_P_DET | [5 empty] | 0112/2///61987#ABC515 - Pneumatic/hydraulic input/output parameters | 0112/2///61987#ABA000 | 0112/2///62720#UAA763 - metre cubed per hour |  | 0112/2///61987#ABT504 - Volume flow rate | Standard |  |  |  | SC65E – IEC 61987 | - | C00004 |  | 0112-2---61987#ABB635 | https://cdd.iec.ch/cdd/iec61987/iec61987.nsf/PropertiesAllVersions/0112-2---61987%23ABB635
0112/2///61987#ABF729 | 001 | 01 | 0112/2///61987#ABF729#001 | reference to Material of guided microwave probe |  |  |  |  | reference to block ABF125 | [5 empty] | CLASS_REFERENCE_TYPE(0112/2///61987#ABF125) 0112/2///61987#ABF125 - Material of guided microwave probe |  |  |  |  | NON_DEPENDENT_P_DET | [5 empty] | 0112/2///61987#ABF118 - Microwave probe | 0112/2///61987#ABA000 |  |  |  | Standard |  | IEC 61987 | IEC | SC65E | - | C00018 | 001-01 (2018-03-28 07:27:08 by BATCH 00000762) standard | 0112-2---61987#ABF729 | https://cdd.iec.ch/cdd/iec61987/iec61987.nsf/PropertiesAllVersions/0112-2---61987%23ABF729
0112/2///61987#ABF216 | 002 | 01 | 0112/2///61987#ABF216#002 | style of external continuous probe |  |  |  |  | classification of an external continuous probe according to its mounting location | [5 empty] | ENUM_CODE_TYPE(0112/2///61987#ABJ782) |  |  |  |  | DEPENDENT_P_DET |  |  | 0112/2///61987#ABJ782 | 0112/2///61987#ABL173 - internal0112/2///61987#ABL174 - external0112/2///61987#ABI407 - others |  | 0112/2///61987#ABF213 - External continuous probe | 0112/2///61987#ABA000 |  |  |  | Standard |  | IEC 61987 | IEC | SC65E | 0112/2///61987#ABI406 - empty_property | C00091 |  | 0112-2---61987#ABF216 | https://cdd.iec.ch/cdd/iec61987/iec61987.nsf/PropertiesAllVersions/0112-2---61987%23ABF216
0112/2///61987#ABF031 | 002 | 01 | 0112/2///61987#ABF031#002 | shape of float/displacer |  |  |  |  | geometrical form of a float or a displacer | [5 empty] | ENUM_CODE_TYPE(0112/2///61987#ABL351) |  |  |  |  | DEPENDENT_P_DET |  |  | 0112/2///61987#ABL351 | 0112/2///61987#ABM109 - cylindrical0112/2///61987#ABM108 - spherical0112/2///61987#ABM132 - elliptical0112/2///61987#ABI407 - others |  | 0112/2///61987#ABF029 - Float0112/2///61987#ABF360 - Displacer0112/2///61987#ABF452 - Servo displacer | 0112/2///61987#ABA000 |  |  |  | Standard |  | IEC 61987 | IEC | SC65E | 0112/2///61987#ABI406 - empty_property | C00091 |  | 0112-2---61987#ABF031 | https://cdd.iec.ch/cdd/iec61987/iec61987.nsf/PropertiesAllVersions/0112-2---61987%23ABF031
0112/2///61987#ABD428 | 004 | 01 | 0112/2///61987#ABD428#004 | maximum operating relative permittivity | maximum operating dielectric constant |  |  |  | highest relative permittivity for which a device is or should be designed to operate within its specified limits |  |  | 1 |  |  | REAL_MEASURE_TYPE |  |  |  |  | NON_DEPENDENT_P_DET | [5 empty] | 0112/2///61987#ABC451 - Normal process conditions [1]0112/2///61987#ABH071 - Fluid phase design conditions0112/2///61987#ABH462 - Normal process conditions [11]0112/2///61987#ABG346 - Normal process conditions [8]0112/2///61987#ABG343 - Normal process conditions [5]0112/2///61987#ABG344 - Normal process conditions [6]0112/2///61987#ABG347 - Normal process conditions [9] | 0112/2///61987#ABA000 | 0112/2///62720#UAA915 - quantity of dimension one |  |  | Standard |  |  |  | SC65E – IEC 61987 | - | C00091 |  | 0112-2---61987#ABD428 | https://cdd.iec.ch/cdd/iec61987/iec61987.nsf/PropertiesAllVersions/0112-2---61987%23ABD428
0112/2///61987#ABU174 | 001 | 03 | 0112/2///61987#ABU174#001 | reference to Frequency output [1] |  |  |  |  | reference to block ABC250 |  | Id specified in IEC61987-12/-13: ABC880 |  |  |  | CLASS_REFERENCE_TYPE(0112/2///61987#ABC250) 0112/2///61987#ABC250 - Frequency output [1] |  |  |  |  | DEPENDENT_P_DET | [5 empty] | 0112/2///61987#ABC665 - Type of output [2] | 0112/2///61987#ABA000 |  |  |  | Standard |  |  |  | SC65E – IEC 61987 | 0112/2///61987#ABU166 - output type [2] | C00004 |  | 0112-2---61987#ABU174 | https://cdd.iec.ch/cdd/iec61987/iec61987.nsf/PropertiesAllVersions/0112-2---61987%23ABU174
0112/2///61987#ABF521 | 001 | 01 | 0112/2///61987#ABF521#001 | style of ultrasonic probe |  |  |  |  | classification of the ultrasonic probe of an ultrasonic level switch according to its mechanical design | [5 empty] | STRING_TYPE |  |  |  |  | NON_DEPENDENT_P_DET | [5 empty] | 0112/2///61987#ABF520 - Ultrasonic probe | 0112/2///61987#ABA000 |  |  |  | Standard |  | IEC 61987 | IEC | SC65E | - | C00018 | 001-01 (2018-03-28 07:27:07 by BATCH 00000762) standard | 0112-2---61987#ABF521 | https://cdd.iec.ch/cdd/iec61987/iec61987.nsf/PropertiesAllVersions/0112-2---61987%23ABF521
0112/2///61987#ABH345 | 001 | 01 | 0112/2///61987#ABH345#001 | reference to Normal process design conditions [7] |  |  |  |  | reference to block ABH344 | [5 empty] | CLASS_REFERENCE_TYPE(0112/2///61987#ABH344) 0112/2///61987#ABH344 - Normal process design conditions [7] |  |  |  |  | NON_DEPENDENT_P_DET | [5 empty] | 0112/2///61987#ABG472 - Process design conditions [level] | 0112/2///61987#ABA000 |  |  |  | Standard |  | IEC 61987 | IEC | SC65E | - | C00019 | 001-01 (2018-03-28 07:27:15 by BATCH 00000762) standard | 0112-2---61987#ABH345 | https://cdd.iec.ch/cdd/iec61987/iec61987.nsf/PropertiesAllVersions/0112-2---61987%23ABH345
0112/2///61987#ABE233 | 001 | 05 | 0112/2///61987#ABE233#001 | reference to Physical location [3] |  |  |  |  | reference to block ABD977 | [5 empty] | CLASS_REFERENCE_TYPE(0112/2///61987#ABD977) 0112/2///61987#ABD977 - Physical location [3] |  |  |  |  | DEPENDENT_P_DET | [5 empty] | 0112/2///61987#ABE309 - Operating LOP for actuator0112/2///61987#ABP284 - Operating LOP for infrastructure devices | 0112/2///61987#ABA000 |  |  |  | Standard |  | IEC 61987 | IEC | IEC SC65E | 0112/2///61987#ABB348 - number of physical locations | C00112 |  | 0112-2---61987#ABE233 | https://cdd.iec.ch/cdd/iec61987/iec61987.nsf/PropertiesAllVersions/0112-2---61987%23ABE233
0112/2///61987#ABA919 | 007 | 01 | 0112/2///61987#ABA919#007 | maximum process temperature |  |  |  |  | highest process temperature for which a device is or should be designed to operate within its specified limits |  |  | °C |  |  | REAL_MEASURE_TYPE |  |  |  |  | NON_DEPENDENT_P_DET | [5 empty] | 0112/2///61987#ABC238 - Explosion protection permissible temperature0112/2///61987#ABC451 - Normal process conditions [1]0112/2///61987#ABC452 - Normal process conditions [2]0112/2///61987#ABC453 - Normal process conditions [3]0112/2///61987#ABC454 - Normal process design conditions [1]0112/2///61987#ABC455 - Normal process design conditions [2]0112/2///61987#ABD947 - Normal process conditions [4]0112/2///61987#ABD948 - Normal process design conditions [3]0112/2///61987#ABG345 - Normal process conditions [7]0112/2///61987#ABG348 - Normal process conditions [10]0112/2///61987#ABG475 - Normal process design conditions [4]0112/2///61987#ABG476 - Normal process design conditions [5]0112/2///61987#ABH342 - Normal process design conditions [6]0112/2///61987#ABH344 - Normal process design conditions [7]0112/2///61987#ABH462 - Normal process conditions [11]0112/2///61987#ABG346 - Normal process conditions [8]0112/2///61987#ABG343 - Normal process conditions [5]0112/2///61987#ABG344 - Normal process conditions [6]0112/2///61987#ABG347 - Normal process conditions [9] | 0112/2///61987#ABA000 | 0112/2///62720#UAA033 - degree Celsius |  | 0112/2///61987#ABT514 - Temperature | Standard |  |  |  | SC65E – IEC 61987 | - | C00004 |  | 0112-2---61987#ABA919 | https://cdd.iec.ch/cdd/iec61987/iec61987.nsf/PropertiesAllVersions/0112-2---61987%23ABA919
0112/2///61987#ABD250 | 001 | 02 | 0112/2///61987#ABD250#001 | reference to Structural design [manifold] |  |  |  |  | reference to block ABC624 | [5 empty] | CLASS_REFERENCE_TYPE(0112/2///61987#ABC624) 0112/2///61987#ABC624 - Structural design [manifold] |  |  |  |  | NON_DEPENDENT_P_DET | [5 empty] | 0112/2///61987#ABC443 - Mechanical and electrical construction [manifold] | 0112/2///61987#ABA000 |  |  |  | Standard |  |  |  | SC65E – IEC 61987 | - | C00004 |  | 0112-2---61987#ABD250 | https://cdd.iec.ch/cdd/iec61987/iec61987.nsf/PropertiesAllVersions/0112-2---61987%23ABD250
0112/2///61987#ABJ714 | 001 | 01 | 0112/2///61987#ABJ714#001 | reference to TRACK_IN |  |  |  |  | reference to block ABJ622 | [5 empty] | CLASS_REFERENCE_TYPE(0112/2///61987#ABJ622) 0112/2///61987#ABJ622 - TRACK_IN |  |  |  |  | NON_DEPENDENT_P_DET | [5 empty] | 0112/2///61987#ABJ620 - INPUT | 0112/2///61987#ABA000 |  |  |  | Standard |  |  |  | SC65E – IEC 61987 | - | C00018 | 001-01 (2019-03-08 15:35:34 by BATCH 00000766) standard | 0112-2---61987#ABJ714 | https://cdd.iec.ch/cdd/iec61987/iec61987.nsf/PropertiesAllVersions/0112-2---61987%23ABJ714
0112/2///61987#ABF751 | 001 | 01 | 0112/2///61987#ABF751#001 | reference to Material of extension |  |  |  |  | reference to block ABF199 | [5 empty] | CLASS_REFERENCE_TYPE(0112/2///61987#ABF199) 0112/2///61987#ABF199 - Material of extension |  |  |  |  | NON_DEPENDENT_P_DET | [5 empty] | 0112/2///61987#ABF191 - Structural design of a rotary paddle switch0112/2///61987#ABF285 - Structural design of a thermal level switch | 0112/2///61987#ABA000 |  |  |  | Standard |  | IEC 61987 | IEC | SC65E | - | C00018 | 001-01 (2018-03-28 07:27:09 by BATCH 00000762) standard | 0112-2---61987#ABF751 | https://cdd.iec.ch/cdd/iec61987/iec61987.nsf/PropertiesAllVersions/0112-2---61987%23ABF751
0112/2///61987#ABU643 | 001 | 01 | 0112/2///61987#ABU643#001 | reference to Non-aqueous liquid phase [density] |  |  |  |  | reference to block ABG462 | [5 empty] | CLASS_REFERENCE_TYPE(0112/2///61987#ABG462) 0112/2///61987#ABG462 - Non-aqueous liquid phase [density] |  |  |  |  | DEPENDENT_P_DET | [5 empty] | 0112/2///61987#ABG458 - Phase [density] | 0112/2///61987#ABA000 |  |  |  | Standard |  | IEC 61987 | IEC | SC65E | 0112/2///61987#ABU640 - phase type | C00017 | 001-01 (2018-03-28 07:27:21 by BATCH 00000762) standard | 0112-2---61987#ABU643 | https://cdd.iec.ch/cdd/iec61987/iec61987.nsf/PropertiesAllVersions/0112-2---61987%23ABU643
0112/2///61987#ABH690 | 001 | 01 | 0112/2///61987#ABH690#001 | designation of output variable |  |  |  |  | alphanumeric character sequence identifying an output variable | [5 empty] | STRING_TYPE |  |  |  |  | NON_DEPENDENT_P_DET | [5 empty] | 0112/2///61987#ABH533 - Output variable | 0112/2///61987#ABA000 |  |  |  | Standard |  | IEC 61987 |  | SC65E – IEC 61987 | - | C00018 | 001-01 (2019-03-08 15:35:29 by BATCH 00000766) standard | 0112-2---61987#ABH690 | https://cdd.iec.ch/cdd/iec61987/iec61987.nsf/PropertiesAllVersions/0112-2---61987%23ABH690
0112/2///61987#ABA910 | 005 | 01 | 0112/2///61987#ABA910#005 | inside diameter |  |  |  |  | internal diameter of a component measured at the point of maximum restriction |  |  | mm |  |  | REAL_MEASURE_TYPE |  |  |  |  | NON_DEPENDENT_P_DET | [5 empty] | 0112/2///61987#ABC044 - Transmitter body [1]0112/2///61987#ABC045 - Transmitter body [2]0112/2///61987#ABC046 - Transmitter body [3]0112/2///61987#ABC047 - Transmitter body [4]0112/2///61987#ABC051 - Tube/pipe0112/2///61987#ABC174 - Connection head0112/2///61987#ABC266 - High/single pressure side line or nozzle0112/2///61987#ABC270 - Impulse line0112/2///61987#ABC287 - Inline remote seal0112/2///61987#ABC325 - Low pressure side line or nozzle0112/2///61987#ABC412 - Flow measuring chamber0112/2///61987#ABD831 - Line or nozzle [2]0112/2///61987#ABF023 - Structural design of a bypass/measuring chamber0112/2///61987#ABF024 - Structural design of a stilling well0112/2///61987#ABF319 - Structural design of a thermowell0112/2///61987#ABF326 - Thermowell tip0112/2///61987#ABF378 - Structural design of a thermowell extension0112/2///61987#ABF380 - Structural design of a connection head0112/2///61987#ABH108 - Shell0112/2///61987#ABH128 - Process equipment connection0112/2///61987#ABH141 - Stilling well0112/2///61987#ABH145 - Bypass0112/2///61987#ABC322 - Line or nozzle0112/2///61987#ABH113 - Head0112/2///61987#ABC048 - Transmitter housing [1]0112/2///61987#ABC049 - Transmitter housing [2]0112/2///61987#ABE040 - Transmitter housing [3]0112/2///61987#ABE607 - Solenoid valve housing0112/2///61987#ABF375 - Transmitter/switch housing | 0112/2///61987#ABA000 | 0112/2///62720#UAA862 - millimetre |  | 0112/2///61987#ABT548 - Length short | Standard |  |  |  | SC65E – IEC 61987 | - | C00004 |  | 0112-2---61987#ABA910 | https://cdd.iec.ch/cdd/iec61987/iec61987.nsf/PropertiesAllVersions/0112-2---61987%23ABA910
0112/2///61987#ABD155 | 003 | 01 | 0112/2///61987#ABD155#003 | reference to Pressure equipment directive |  |  |  |  | reference to block ABC525 | [5 empty] | CLASS_REFERENCE_TYPE(0112/2///61987#ABC525) 0112/2///61987#ABC525 - Pressure equipment directive |  |  |  |  | NON_DEPENDENT_P_DET | [5 empty] | 0112/2///61987#ABC159 - Codes and standards approval [1] | 0112/2///61987#ABA000 |  |  |  | Standard |  |  |  | SC65E – IEC 61987 | - | C00004 |  | 0112-2---61987#ABD155 | https://cdd.iec.ch/cdd/iec61987/iec61987.nsf/PropertiesAllVersions/0112-2---61987%23ABD155
0112/2///61987#ABA455 | 001 | 05 | 0112/2///61987#ABA455#001 | DC power |  |  |  |  | product of the direct voltage and the direct current (mean values) |  |  | W |  |  | REAL_MEASURE_TYPE |  |  | IEV 551-17-09 |  | NON_DEPENDENT_P_DET | [5 empty] | 0112/2///61987#ABC179 - DC rating for external power | 0112/2///61987#ABA000 | 0112/2///62720#UAA306 - watt |  | 0112/2///61987#ABT525 - Power | Standard |  | IEC 61987 | IEC | IEC/SC 65E | - | C00128 |  | 0112-2---61987#ABA455 | https://cdd.iec.ch/cdd/iec61987/iec61987.nsf/PropertiesAllVersions/0112-2---61987%23ABA455
0112/2///61987#ABU533 | 001 | 03 | 0112/2///61987#ABU533#001 | reference to Pneumatic/hydraulic output for positioner |  |  |  |  | reference to block ABD980 |  | Id specified in IEC61987-22: ABE236 |  |  |  | CLASS_REFERENCE_TYPE(0112/2///61987#ABD980) 0112/2///61987#ABD980 - Pneumatic/hydraulic output for positioner |  |  |  |  | DEPENDENT_P_DET | [5 empty] | 0112/2///61987#ABE042 - Type of output [8] | 0112/2///61987#ABA000 |  |  |  | Standard |  |  |  |  | 0112/2///61987#ABU529 - output type [8] | C00004 |  | 0112-2---61987#ABU533 | https://cdd.iec.ch/cdd/iec61987/iec61987.nsf/PropertiesAllVersions/0112-2---61987%23ABU533
0112/2///61987#ABC840 | 001 | 02 | 0112/2///61987#ABC840#001 | reference to Dynamic behaviour |  |  |  |  | reference to block ABC210 | [5 empty] | CLASS_REFERENCE_TYPE(0112/2///61987#ABC210) 0112/2///61987#ABC210 - Dynamic behaviour |  |  |  |  | NON_DEPENDENT_P_DET | [5 empty] | 0112/2///61987#ABC057 - Absolute performance for actual volume flow0112/2///61987#ABC058 - Absolute performance for density0112/2///61987#ABC059 - Absolute performance for dynamic viscosity0112/2///61987#ABC060 - Absolute performance for flow velocity0112/2///61987#ABC061 - Absolute performance for mass flow0112/2///61987#ABC062 - Absolute performance for normalized volume flow0112/2///61987#ABC063 - Absolute performance for other variable0112/2///61987#ABC064 - Absolute performance for pressure0112/2///61987#ABC065 - Absolute performance for temperature0112/2///61987#ABC489 - Percentage performance0112/2///61987#ABC490 - Percentage performance for pressure0112/2///61987#ABE792 - Absolute performance for concentration0112/2///61987#ABE793 - Absolute performance for volume fraction0112/2///61987#ABE826 - Absolute performance for level0112/2///61987#ABE836 - Absolute performance for volume0112/2///61987#ABE846 - Absolute performance for mass0112/2///61987#ABE856 - Absolute performance for degree of filling0112/2///61987#ABE939 - Absolute performance for ullage0112/2///61987#ABF075 - Absolute performance for voltage0112/2///61987#ABF076 - Absolute performance for resistance0112/2///61987#ABF608 - Absolute performance for mass fraction0112/2///61987#ABG307 - Percentage performance [3]0112/2///61987#ABG311 - Percentage performance [5]0112/2///61987#ABG318 - Absolute performance for density [2]0112/2///61987#ABP004 - Absolute performance for active power [I/O module]0112/2///61987#ABP005 - Absolute performance for apparent power [I/O module]0112/2///61987#ABP006 - Absolute performance for current [I/O module]0112/2///61987#ABP007 - Absolute performance for other variable [I/O module]0112/2///61987#ABP008 - Absolute performance for power factor [I/O module]0112/2///61987#ABP009 - Absolute performance for reactive power [I/O module]0112/2///61987#ABP010 - Absolute performance for resistance [I/O module]0112/2///61987#ABP011 - Absolute performance for temperature [I/O module]0112/2///61987#ABP012 - Absolute performance for voltage [I/O module]0112/2///61987#ABP053 - Percentage performance [I/O module] | 0112/2///61987#ABA000 |  |  |  | Standard |  |  |  | SC65E – IEC 61987 | - | C00004 |  | 0112-2---61987#ABC840 | https://cdd.iec.ch/cdd/iec61987/iec61987.nsf/PropertiesAllVersions/0112-2---61987%23ABC840
0112/2///61987#ABB709 | 001 | 04 | 0112/2///61987#ABB709#001 | maximum influence of flow |  |  |  |  | change in output caused by a change in flow with respect to reference conditions, expressed as the maximum error within the specified flow range |  |  | % |  |  | REAL_MEASURE_TYPE |  |  | IEC 61298-3, Chapter 20 |  | NON_DEPENDENT_P_DET | [5 empty] | 0112/2///61987#ABC277 - Influence of external quantities expressed as a percentage for pressure0112/2///61987#ABC276 - Influence of external quantities expressed as a percentage0112/2///61987#ABG314 - Influence of external quantities expressed as a percentage [4] | 0112/2///61987#ABA000 | 0112/2///62720#UAA000 - percent |  | 0112/2///61987#ABT533 - Percentage | Standard |  |  |  | SC65E – IEC 61987 | - | C00004 |  | 0112-2---61987#ABB709 | https://cdd.iec.ch/cdd/iec61987/iec61987.nsf/PropertiesAllVersions/0112-2---61987%23ABB709
0112/2///61987#ABU158 | 001 | 03 | 0112/2///61987#ABU158#001 | reference to Absolute performance for flow velocity |  |  |  |  | reference to block ABC060 |  | Id specified in IEC61987-12/-13: ABC690 |  |  |  | CLASS_REFERENCE_TYPE(0112/2///61987#ABC060) 0112/2///61987#ABC060 - Absolute performance for flow velocity |  |  |  |  | DEPENDENT_P_DET | [5 empty] | 0112/2///61987#ABC671 - Type of performance variable [1] | 0112/2///61987#ABA000 |  |  |  | Standard |  |  |  | SC65E – IEC 61987 | 0112/2///61987#ABU144 - performance variable type [1] | C00004 |  | 0112-2---61987#ABU158 | https://cdd.iec.ch/cdd/iec61987/iec61987.nsf/PropertiesAllVersions/0112-2---61987%23ABU158
0112/2///61987#ABU928 | 001 | 01 | 0112/2///61987#ABU928#001 | reference to Density measurement |  |  |  |  | reference to block ABC180 | [5 empty] | CLASS_REFERENCE_TYPE(0112/2///61987#ABC180) 0112/2///61987#ABC180 - Density measurement |  |  |  |  | DEPENDENT_P_DET | [5 empty] | 0112/2///61987#ABG012 - Type of measured variable [40]0112/2///61987#ABG013 - Type of measured variable [41] | 0112/2///61987#ABA000 |  |  |  | Standard |  | IEC 61987 | IEC | SC65E | 0112/2///61987#ABU916 - measured variable type [41] | C00018 | 001-01 (2018-03-28 07:27:22 by BATCH 00000762) standard | 0112-2---61987#ABU928 | https://cdd.iec.ch/cdd/iec61987/iec61987.nsf/PropertiesAllVersions/0112-2---61987%23ABU928
0112/2///61987#ABP123 | 001 | 01 | 0112/2///61987#ABP123#001 | maximum influence of ambient temperature on active power |  |  |  |  | change in output of an active power measuring device caused by a change in ambient temperature with respect to reference conditions, expressed as the maximum error across the specified ambient temperature range |  |  | W/K |  |  | REAL_MEASURE_TYPE |  |  |  |  | NON_DEPENDENT_P_DET | [5 empty] | 0112/2///61987#ABP035 - Influence of external quantities expressed for active power [I/O module] | 0112/2///61987#ABA000 | 0112/2///62720#UAA307 - watt per kelvin |  |  | Standard |  | IEC 61987 | IEC | IEC/SC 65E | - | C00128 | 001-01 (2023-01-23 14:53:52 by BATCH 00000807) standard | 0112-2---61987#ABP123 | https://cdd.iec.ch/cdd/iec61987/iec61987.nsf/PropertiesAllVersions/0112-2---61987%23ABP123
0112/2///61987#ABE380 | 002 | 01 | 0112/2///61987#ABE380#002 | reference pressure for flow value |  |  |  |  | gauge inlet pressure for stating a flow value |  |  | bar |  |  | REAL_MEASURE_TYPE |  |  |  |  | NON_DEPENDENT_P_DET | [5 empty] | 0112/2///61987#ABE560 - Parameters of filter regulator0112/2///61987#ABE559 - Parameters of solenoid valve | 0112/2///61987#ABA000 | 0112/2///62720#UAA323 - bar |  | 0112/2///61987#ABT524 - Pressure | Standard |  | IEC 61987 | IEC | SC65E | - | C00015 |  | 0112-2---61987#ABE380 | https://cdd.iec.ch/cdd/iec61987/iec61987.nsf/PropertiesAllVersions/0112-2---61987%23ABE380
0112/2///61987#ABB485 | 001 | 04 | 0112/2///61987#ABB485#001 | maximum extraction temperature |  |  |  |  | highest extraction temperature for which the tap is designed |  |  | °C |  |  | REAL_MEASURE_TYPE |  |  |  |  | NON_DEPENDENT_P_DET | [5 empty] | 0112/2///61987#ABC582 - Retractable electromagnetic insertion flow transmitter0112/2///61987#ABC583 - Retractable thermal mass flow transmitter | 0112/2///61987#ABA000 | 0112/2///62720#UAA033 - degree Celsius |  | 0112/2///61987#ABT514 - Temperature | Standard |  |  |  | SC65E – IEC 61987 | - | C00004 |  | 0112-2---61987#ABB485 | https://cdd.iec.ch/cdd/iec61987/iec61987.nsf/PropertiesAllVersions/0112-2---61987%23ABB485
0112/2///61987#ABF383 | 001 | 02 | 0112/2///61987#ABF383#001 | length of connection head |  |  |  |  | distance between the center line of the connection head to the end of the cable gland |  |  | mm |  |  | REAL_MEASURE_TYPE |  |  |  |  | NON_DEPENDENT_P_DET | [5 empty] | 0112/2///61987#ABF380 - Structural design of a connection head | 0112/2///61987#ABA000 | 0112/2///62720#UAA862 - millimetre |  | 0112/2///61987#ABT548 - Length short | Standard |  | IEC 61987 | IEC | SC65E | - | C00019 |  | 0112-2---61987#ABF383 | https://cdd.iec.ch/cdd/iec61987/iec61987.nsf/PropertiesAllVersions/0112-2---61987%23ABF383
0112/2///61987#ABB891 | 002 | 01 | 0112/2///61987#ABB891#002 | type of switch deadband |  |  |  |  | classification of the deadband of switch according to the amount a signal should change before the switch contacts reset after the actuation level has been reached | [5 empty] | ENUM_CODE_TYPE(0112/2///61987#ABL531) |  |  |  |  | DEPENDENT_P_DET |  |  | 0112/2///61987#ABL531 | 0112/2///61987#ABM742 - narrow adjusted dead band0112/2///61987#ABM743 - narrow dead band0112/2///61987#ABM744 - wide adjusted dead band0112/2///61987#ABM745 - wide dead band0112/2///61987#ABI407 - others |  | 0112/2///61987#ABD476 - Contacts | 0112/2///61987#ABA000 |  |  |  | Standard |  |  |  | SC65E – IEC 61987 | 0112/2///61987#ABI406 - empty_property | C00091 |  | 0112-2---61987#ABB891 | https://cdd.iec.ch/cdd/iec61987/iec61987.nsf/PropertiesAllVersions/0112-2---61987%23ABB891
0112/2///61987#ABC861 | 004 | 02 | 0112/2///61987#ABC861#004 | reference to Equipotential bonding connection |  |  |  |  | reference to block ABC231 | [5 empty] | CLASS_REFERENCE_TYPE(0112/2///61987#ABC231) 0112/2///61987#ABC231 - Equipotential bonding connection |  |  |  |  | DEPENDENT_P_DET | [5 empty] | 0112/2///61987#ABC044 - Transmitter body [1]0112/2///61987#ABC045 - Transmitter body [2]0112/2///61987#ABC046 - Transmitter body [3]0112/2///61987#ABC195 - Dial indicator0112/2///61987#ABC202 - Digital indicator0112/2///61987#ABD480 - Dial indicator [2]0112/2///61987#ABD811 - Body of actuator0112/2///61987#ABF380 - Structural design of a connection head0112/2///61987#ABC040 - Totalizer indicator [2]0112/2///61987#ABC048 - Transmitter housing [1]0112/2///61987#ABC049 - Transmitter housing [2]0112/2///61987#ABC655 - Totalizer indicator [1]0112/2///61987#ABE040 - Transmitter housing [3]0112/2///61987#ABE607 - Solenoid valve housing0112/2///61987#ABF375 - Transmitter/switch housing0112/2///61987#ABD812 - Body of valve [2]0112/2///61987#ABD813 - Body of valve [3]0112/2///61987#ABD814 - Body of valve [1]0112/2///61987#ABE605 - Body of solenoid valve0112/2///61987#ABP025 - Device housing | 0112/2///61987#ABA000 |  |  |  | Standard |  | IEC 61987 | IEC | IEC SC65E | 0112/2///61987#ABC012 - number of equipotential bonding connections | C00112 |  | 0112-2---61987#ABC861 | https://cdd.iec.ch/cdd/iec61987/iec61987.nsf/PropertiesAllVersions/0112-2---61987%23ABC861
0112/2///61987#ABF442 | 001 | 01 | 0112/2///61987#ABF442#001 | material of cable/tape |  |  |  |  | material of which the cable or tape is made | [5 empty] | STRING_TYPE |  |  |  |  | NON_DEPENDENT_P_DET | [5 empty] | 0112/2///61987#ABF431 - Structural design of a plumb bob level transmitter | 0112/2///61987#ABA000 |  |  |  | Standard |  | IEC 61987 | IEC | SC65E | - | C00018 | 001-01 (2018-03-28 07:27:06 by BATCH 00000762) standard | 0112-2---61987#ABF442 | https://cdd.iec.ch/cdd/iec61987/iec61987.nsf/PropertiesAllVersions/0112-2---61987%23ABF442
0112/2///61987#ABP133 | 001 | 01 | 0112/2///61987#ABP133#001 | maximum off-load voltage | maximum Open-circuit voltage, maximum open voltage when contact is OFF |  |  |  | maximum voltage across the terminals of input or output when no current is flowing |  |  | V |  |  | REAL_MEASURE_TYPE |  |  |  |  | NON_DEPENDENT_P_DET | [5 empty] | 0112/2///61987#ABP028 - Electrical data for no-voltage contact input | 0112/2///61987#ABA000 | 0112/2///62720#UAA296 - volt |  | 0112/2///61987#ABT506 - Voltage | Standard |  | IEC 61987 | IEC | IEC/SC 65E | - | C00128 | 001-01 (2023-01-23 14:53:52 by BATCH 00000807) standard | 0112-2---61987#ABP133 | https://cdd.iec.ch/cdd/iec61987/iec61987.nsf/PropertiesAllVersions/0112-2---61987%23ABP133
0112/2///61987#ABU539 | 003 | 02 | 0112/2///61987#ABU539#003 | reference to Binary relay output |  |  |  |  | reference to block ABC144 | [5 empty] | CLASS_REFERENCE_TYPE(0112/2///61987#ABC144) 0112/2///61987#ABC144 - Binary relay output |  |  |  |  | DEPENDENT_P_DET | [5 empty] | 0112/2///61987#ABE042 - Type of output [8]0112/2///61987#ABE573 - Type of output [9]0112/2///61987#ABE579 - Type of output [11] | 0112/2///61987#ABA000 |  |  |  | Standard |  | IEC 61987 | IEC | IEC/SC 65E | 0112/2///61987#ABU574 - output type [11] | C00128 |  | 0112-2---61987#ABU539 | https://cdd.iec.ch/cdd/iec61987/iec61987.nsf/PropertiesAllVersions/0112-2---61987%23ABU539
0112/2///61987#ABE825 | 001 | 01 | 0112/2///61987#ABE825#001 | upper range-limit of degree of filling |  |  |  |  | highest value of degree of filling that a device can be adjusted to measure within its specified accuracy limits |  |  | % |  |  | REAL_MEASURE_TYPE |  |  |  |  | NON_DEPENDENT_P_DET | [5 empty] | 0112/2///61987#ABF004 - Measuring range for degree of filling | 0112/2///61987#ABA000 | 0112/2///62720#UAA000 - percent |  | 0112/2///61987#ABT533 - Percentage | Standard |  | IEC 61987 | IEC | SC65E | - | C00018 | 001-01 (2018-03-28 07:27:02 by BATCH 00000762) standard | 0112-2---61987#ABE825 | https://cdd.iec.ch/cdd/iec61987/iec61987.nsf/PropertiesAllVersions/0112-2---61987%23ABE825
0112/2///61987#ABH464 | 001 | 01 | 0112/2///61987#ABH464#001 | type of shutter |  |  |  |  | classification of a shutter according to its constructional design | [5 empty] | STRING_TYPE |  |  |  |  | NON_DEPENDENT_P_DET | [5 empty] | 0112/2///61987#ABF465 - Container of nuclear source | 0112/2///61987#ABA000 |  |  |  | Standard |  | IEC 61987 | IEC | SC65E – IEC 61987 | - | C00018 | 001-01 (2018-03-28 07:27:15 by BATCH 00000762) standard | 0112-2---61987#ABH464 | https://cdd.iec.ch/cdd/iec61987/iec61987.nsf/PropertiesAllVersions/0112-2---61987%23ABH464
0112/2///61987#ABJ719 | 001 | 01 | 0112/2///61987#ABJ719#001 | DESCRIPTION_OF_DEVICE |  |  |  |  | parameter, describing the usage of the device as set by the user | [5 empty] | STRING_TYPE |  |  |  |  | NON_DEPENDENT_P_DET | [5 empty] | 0112/2///61987#ABH841 - Device (resource) block | 0112/2///61987#ABA000 |  |  |  | Standard |  |  |  | SC65E – IEC 61987 | - | C00019 | 001-01 (2019-03-08 15:35:34 by BATCH 00000766) standard | 0112-2---61987#ABJ719 | https://cdd.iec.ch/cdd/iec61987/iec61987.nsf/PropertiesAllVersions/0112-2---61987%23ABJ719
0112/2///61987#ABE623 | 001 | 01 | 0112/2///61987#ABE623#001 | reference to Device LOP for restriction orifice/diffuser |  |  |  |  | reference to block ABE633 | [5 empty] | CLASS_REFERENCE_TYPE(0112/2///61987#ABE633) 0112/2///61987#ABE633 - Device LOP for restriction orifice/diffuser |  |  |  |  | NON_DEPENDENT_P_DET | [5 empty] | 0112/2///61987#ABD382 - Restriction orifice0112/2///61987#ABD383 - Diffuser | 0112/2///61987#ABA000 |  |  |  | Standard |  | IEC 61987 | IEC | SC65E | - | C00016 | 001-01 (2018-03-28 07:27:01 by BATCH 00000762) standard | 0112-2---61987#ABE623 | https://cdd.iec.ch/cdd/iec61987/iec61987.nsf/PropertiesAllVersions/0112-2---61987%23ABE623
0112/2///61987#ABA465 | 004 | 01 | 0112/2///61987#ABA465#004 | number of device groups and categories |  |  |  |  | @number of device groups and categories |  | cardinality property |  |  |  | INT_TYPE |  |  |  |  | CONDITION_DET | [5 empty] | 0112/2///61987#ABC232 - Explosion protection design approval0112/2///61987#ABD868 - Explosion protection design approval [2] | 0112/2///61987#ABA000 |  |  |  | Standard |  |  |  | SC65E – IEC 61987 | - | C00004 |  | 0112-2---61987#ABA465 | https://cdd.iec.ch/cdd/iec61987/iec61987.nsf/PropertiesAllVersions/0112-2---61987%23ABA465
0112/2///61987#ABD117 | 001 | 02 | 0112/2///61987#ABD117#001 | reference to Parameters of a manufacturer-specific pulse/frequency binary signal |  |  |  |  | reference to block ABC487 | [5 empty] | CLASS_REFERENCE_TYPE(0112/2///61987#ABC487) 0112/2///61987#ABC487 - Parameters of a manufacturer-specific pulse/frequency binary signal |  |  |  |  | NON_DEPENDENT_P_DET | [5 empty] | 0112/2///61987#ABC335 - Manufacturer-specific parameters | 0112/2///61987#ABA000 |  |  |  | Standard |  |  |  | SC65E – IEC 61987 | - | C00004 |  | 0112-2---61987#ABD117 | https://cdd.iec.ch/cdd/iec61987/iec61987.nsf/PropertiesAllVersions/0112-2---61987%23ABD117
0112/2///61987#ABB805 | 001 | 04 | 0112/2///61987#ABB805#001 | non-conformity (zero-based) |  |  |  |  | non-conformity determined by drawing a straight line so that it coincides with, the average calibration curve at the lower range value (zero), and minimizes the maximum, deviation | The term non-conformity (terminal based non-conformity, independent non-conformity, and, zero based non-conformity) should be used for devices which have a non-linear input-output, relationship (e.g., logarithmic, square root, etc.). The non-conformity is determined and presented using the same procedures as for nonlinearity. |  | % |  |  | REAL_MEASURE_TYPE |  |  | IEC 61298-2 MOD |  | NON_DEPENDENT_P_DET | [5 empty] | 0112/2///61987#ABC067 - Accuracy expressed as a percentage [1]0112/2///61987#ABC068 - Accuracy expressed as a percentage [2]0112/2///61987#ABE365 - Accuracy expressed as a percentage [3]0112/2///61987#ABE702 - Accuracy expressed as a percentage [4]0112/2///61987#ABG353 - Accuracy expressed as a percentage [5]0112/2///61987#ABJ595 - Accuracy expressed as a percentage [6]0112/2///61987#ABG352 - Accuracy expressed as a percentage [7]0112/2///61987#ABP013 - Accuracy expressed as a percentage [I/O module] | 0112/2///61987#ABA000 | 0112/2///62720#UAA000 - percent |  | 0112/2///61987#ABT533 - Percentage | Standard |  |  |  | SC65E – IEC 61987 | - | C00004 |  | 0112-2---61987#ABB805 | https://cdd.iec.ch/cdd/iec61987/iec61987.nsf/PropertiesAllVersions/0112-2---61987%23ABB805
0112/2///61987#ABB486 | 002 | 01 | 0112/2///61987#ABB486#002 | sensor arrangement |  |  |  |  | classification of a sensor assembly of an ultrasonic flowmeter according to its mounting arrangement | [5 empty] | ENUM_CODE_TYPE(0112/2///61987#ABL407) |  |  |  |  | DEPENDENT_P_DET |  |  | 0112/2///61987#ABL407 | 0112/2///61987#ABL153 - fixed0112/2///61987#ABL118 - adjustable0112/2///61987#ABI407 - others |  | 0112/2///61987#ABC157 - Clamp-on ultrasonic flowmeter0112/2///61987#ABC289 - Inline ultrasonic flowmeter0112/2///61987#ABC302 - Insertion ultrasonic flowmeter0112/2///61987#ABF640 - Inline ultrasonic density transmitter0112/2///61987#ABF642 - Insertion ultrasonic density transmitter | 0112/2///61987#ABA000 |  |  |  | Standard |  |  |  | SC65E – IEC 61987 | 0112/2///61987#ABI406 - empty_property | C00091 |  | 0112-2---61987#ABB486 | https://cdd.iec.ch/cdd/iec61987/iec61987.nsf/PropertiesAllVersions/0112-2---61987%23ABB486
0112/2///61987#ABB670 | 001 | 04 | 0112/2///61987#ABB670#001 | influence of ambient temperature |  |  |  |  | change in output caused by a change in ambient temperature with respect to reference conditions, expressed as the average of the upscale and downscale errors at selected test temperatures | Testing and selection of test temperatures is described in IEC 61298-3 |  | % |  |  | REAL_MEASURE_TYPE |  |  |  |  | NON_DEPENDENT_P_DET | [5 empty] | 0112/2///61987#ABC274 - Influence of ambient temperature at selected test point | 0112/2///61987#ABA000 | 0112/2///62720#UAA000 - percent |  | 0112/2///61987#ABT533 - Percentage | Standard |  |  |  | SC65E – IEC 61987 | - | C00004 |  | 0112-2---61987#ABB670 | https://cdd.iec.ch/cdd/iec61987/iec61987.nsf/PropertiesAllVersions/0112-2---61987%23ABB670
0112/2///61987#ABH289 | 001 | 02 | 0112/2///61987#ABH289#001 | reference to Head |  |  |  |  | reference to block ABH113 | [5 empty] | CLASS_REFERENCE_TYPE(0112/2///61987#ABH113) 0112/2///61987#ABH113 - Head |  |  |  |  | DEPENDENT_P_DET | [5 empty] | 0112/2///61987#ABG478 - Process equipment [level] | 0112/2///61987#ABA000 |  |  |  | Standard |  | IEC 61987 | IEC | IEC SC65E | 0112/2///61987#ABH112 - number of heads | C00112 |  | 0112-2---61987#ABH289 | https://cdd.iec.ch/cdd/iec61987/iec61987.nsf/PropertiesAllVersions/0112-2---61987%23ABH289
0112/2///61987#ABE170 | 001 | 02 | 0112/2///61987#ABE170#001 | reference to Material of sealing strip |  |  |  |  | reference to block ABD914 | [5 empty] | CLASS_REFERENCE_TYPE(0112/2///61987#ABD914) 0112/2///61987#ABD914 - Material of sealing strip |  |  |  |  | NON_DEPENDENT_P_DET | [5 empty] | 0112/2///61987#ABE029 - Structural design of a gate valve | 0112/2///61987#ABA000 |  |  |  | Standard |  |  |  |  | - | C00004 |  | 0112-2---61987#ABE170 | https://cdd.iec.ch/cdd/iec61987/iec61987.nsf/PropertiesAllVersions/0112-2---61987%23ABE170
0112/2///61987#ABD645 | 002 | 02 | 0112/2///61987#ABD645#002 | maximum torque of spring |  |  |  |  | torque of the spring at highest angular travel |  |  | kN·m |  |  | REAL_MEASURE_TYPE |  |  |  |  | NON_DEPENDENT_P_DET | [5 empty] | 0112/2///61987#ABE033 - Structural design of a pneumatic rotary actuator | 0112/2///61987#ABA000 | 0112/2///62720#UAA574 - kilonewton metre |  | 0112/2///61987#ABT538 - Moment of force | Standard |  |  |  |  | - | C00018 |  | 0112-2---61987#ABD645 | https://cdd.iec.ch/cdd/iec61987/iec61987.nsf/PropertiesAllVersions/0112-2---61987%23ABD645
0112/2///61987#ABA477 | 001 | 02 | 0112/2///61987#ABA477#001 | factory setting of jumper |  |  |  |  | setting of a jumper as delivered from a factory | [5 empty] | STRING_TYPE |  |  |  |  | NON_DEPENDENT_P_DET | [5 empty] | 0112/2///61987#ABC309 - Jumper | 0112/2///61987#ABA000 |  |  |  | Standard |  |  |  | SC65E – IEC 61987 | - | C00004 |  | 0112-2---61987#ABA477 | https://cdd.iec.ch/cdd/iec61987/iec61987.nsf/PropertiesAllVersions/0112-2---61987%23ABA477
0112/2///61987#ABE266 | 001 | 02 | 0112/2///61987#ABE266#001 | reference to Shaft end |  |  |  |  | reference to block ABE010 | [5 empty] | CLASS_REFERENCE_TYPE(0112/2///61987#ABE010) 0112/2///61987#ABE010 - Shaft end |  |  |  |  | NON_DEPENDENT_P_DET | [5 empty] | 0112/2///61987#ABE026 - Structural design of a ball valve0112/2///61987#ABE027 - Structural design of a butterfly valve0112/2///61987#ABE031 - Structural design of a plug valve0112/2///61987#ABE036 - Structural design of an eccentric plug valve | 0112/2///61987#ABA000 |  |  |  | Standard |  |  |  |  | - | C00004 |  | 0112-2---61987#ABE266 | https://cdd.iec.ch/cdd/iec61987/iec61987.nsf/PropertiesAllVersions/0112-2---61987%23ABE266
0112/2///61987#ABF067 | 001 | 01 | 0112/2///61987#ABF067#001 | lower range-value of voltage | lower range-value |  |  |  | voltage value assigned to the lower range end-value of the input or output signal |  |  | mV |  |  | REAL_MEASURE_TYPE |  |  |  |  | NON_DEPENDENT_P_DET | [5 empty] | 0112/2///61987#ABF065 - Assigned voltage range | 0112/2///61987#ABA000 | 0112/2///62720#UAA804 - millivolt |  | 0112/2///61987#ABT506 - Voltage | Standard |  | IEC 61987 | IEC | SC65E | - | C00019 | 001-01 (2018-03-28 07:27:04 by BATCH 00000762) standard | 0112-2---61987#ABF067 | https://cdd.iec.ch/cdd/iec61987/iec61987.nsf/PropertiesAllVersions/0112-2---61987%23ABF067
0112/2///61987#ABB227 | 001 | 03 | 0112/2///61987#ABB227#001 | upper range-limit of other variable |  |  |  |  | highest value of other variable that a device can be adjusted to measure within its specified accuracy limits | [5 empty] | REAL_TYPE |  |  |  |  | NON_DEPENDENT_P_DET | [5 empty] | 0112/2///61987#ABC419 - Measuring range for other variable | 0112/2///61987#ABA000 |  |  |  | Standard |  |  |  | SC65E – IEC 61987 | - | C00019 |  | 0112-2---61987#ABB227 | https://cdd.iec.ch/cdd/iec61987/iec61987.nsf/PropertiesAllVersions/0112-2---61987%23ABB227
0112/2///61987#ABE993 | 001 | 01 | 0112/2///61987#ABE993#001 | switching distance referenced to the sealing surface |  |  |  |  | for vertical or inclined deployment, vertical distance between the sealing surface of the point level probe or the process material end of the device thread, respectively, and the point at which process material triggers the point level signal for rising level |  |  | mm |  |  | REAL_MEASURE_TYPE |  |  |  |  | NON_DEPENDENT_P_DET | [5 empty] | 0112/2///61987#ABE991 - Measuring range for point level | 0112/2///61987#ABA000 | 0112/2///62720#UAA862 - millimetre |  | 0112/2///61987#ABT548 - Length short | Standard |  | IEC 61987 | IEC | SC65E | - | C00018 | 001-01 (2018-03-28 07:27:03 by BATCH 00000762) standard | 0112-2---61987#ABE993 | https://cdd.iec.ch/cdd/iec61987/iec61987.nsf/PropertiesAllVersions/0112-2---61987%23ABE993
0112/2///61987#ABH311 | 001 | 01 | 0112/2///61987#ABH311#001 | reference to Structural design of an antenna |  |  |  |  | reference to block ABH208 | [5 empty] | CLASS_REFERENCE_TYPE(0112/2///61987#ABH208) 0112/2///61987#ABH208 - Structural design of an antenna |  |  |  |  | NON_DEPENDENT_P_DET | [5 empty] | 0112/2///61987#ABF018 - Structural design of a free-space radar level transmitter | 0112/2///61987#ABA000 |  |  |  | Standard |  |  |  | SC65E – IEC 61987 | - | C0018 | 001-01 (2018-03-28 07:27:14 by BATCH 00000762) standard | 0112-2---61987#ABH311 | https://cdd.iec.ch/cdd/iec61987/iec61987.nsf/PropertiesAllVersions/0112-2---61987%23ABH311
0112/2///61987#ABB956 | 005 | 01 | 0112/2///61987#ABB956#005 | type of sour gas approval |  |  |  |  | classification of a sour gas approval according to the issuing regulatory authority | [5 empty] | STRING_TYPE |  |  |  |  | NON_DEPENDENT_P_DET | [5 empty] | 0112/2///61987#ABC599 - Sour gas approval | 0112/2///61987#ABA000 |  |  |  | Standard |  |  |  | SC65E – IEC 61987 | - | C00004 |  | 0112-2---61987#ABB956 | https://cdd.iec.ch/cdd/iec61987/iec61987.nsf/PropertiesAllVersions/0112-2---61987%23ABB956
0112/2///61987#ABB408 | 001 | 02 | 0112/2///61987#ABB408#001 | style of pressure tap |  |  |  |  | classification of the pressure tap connection or an orifice flowmeter according to the construction of the connection | [5 empty] | STRING_TYPE |  |  |  |  | NON_DEPENDENT_P_DET | [5 empty] | 0112/2///61987#ABC529 - Pressure tap of an orifice assembly | 0112/2///61987#ABA000 |  |  |  | Standard |  |  |  | SC65E – IEC 61987 | - | C00004 |  | 0112-2---61987#ABB408 | https://cdd.iec.ch/cdd/iec61987/iec61987.nsf/PropertiesAllVersions/0112-2---61987%23ABB408
0112/2///61987#ABH608 | 001 | 01 | 0112/2///61987#ABH608#001 | designation of calibration |  |  |  |  | alphanumeric character sequence identifying a calibration | [5 empty] | STRING_TYPE |  |  |  |  | NON_DEPENDENT_P_DET | [5 empty] | 0112/2///61987#ABH561 - Calibration | 0112/2///61987#ABA000 |  |  |  | Standard |  | IEC 61987 |  | SC65E – IEC 61987 | - | C00018 | 001-01 (2019-03-08 15:35:29 by BATCH 00000766) standard | 0112-2---61987#ABH608 | https://cdd.iec.ch/cdd/iec61987/iec61987.nsf/PropertiesAllVersions/0112-2---61987%23ABH608
0112/2///61987#ABB680 | 001 | 04 | 0112/2///61987#ABB680#001 | average influence of process pressure |  |  |  |  | change in output caused by a change in process pressure with respect to reference conditions, expressed as the average error across the specified process pressure range |  |  | %/bar |  |  | REAL_MEASURE_TYPE |  |  |  |  | NON_DEPENDENT_P_DET | [5 empty] | 0112/2///61987#ABJ593 - Influence of external quantities expressed as a percentage [5]0112/2///61987#ABC276 - Influence of external quantities expressed as a percentage0112/2///61987#ABG314 - Influence of external quantities expressed as a percentage [4] | 0112/2///61987#ABA000 | 0112/2///62720#UAA010 - percent per bar |  | 0112/2///61987#ABT529 - Percentage per pressure | Standard |  |  |  | SC65E – IEC 61987 | - | C00004 |  | 0112-2---61987#ABB680 | https://cdd.iec.ch/cdd/iec61987/iec61987.nsf/PropertiesAllVersions/0112-2---61987%23ABB680
0112/2///61987#ABB688 | 001 | 03 | 0112/2///61987#ABB688#001 | number of influences of humidity at selected test points |  |  |  |  | cardinality property for humidity influence at selected test points |  | cardinality property |  |  |  | INT_TYPE |  |  |  |  | CONDITION_DET | [5 empty] | 0112/2///61987#ABC277 - Influence of external quantities expressed as a percentage for pressure0112/2///61987#ABJ593 - Influence of external quantities expressed as a percentage [5]0112/2///61987#ABC276 - Influence of external quantities expressed as a percentage0112/2///61987#ABG313 - Influence of external quantities expressed as a percentage [3]0112/2///61987#ABG314 - Influence of external quantities expressed as a percentage [4] | 0112/2///61987#ABA000 |  |  |  | Standard |  |  |  | SC65E – IEC 61987 | - | C00004 |  | 0112-2---61987#ABB688 | https://cdd.iec.ch/cdd/iec61987/iec61987.nsf/PropertiesAllVersions/0112-2---61987%23ABB688
0112/2///61987#ABH709 | 001 | 01 | 0112/2///61987#ABH709#001 | unit of measure for hysteresis of trip point |  |  |  |  | standardized unit of measure for hysteresis of a trip point variable | [5 empty] | STRING_TYPE |  |  |  |  | NON_DEPENDENT_P_DET | [5 empty] | 0112/2///61987#ABH705 - Trip point | 0112/2///61987#ABA000 |  |  |  | Standard |  | IEC 61987 |  | SC65E – IEC 61987 | - | C00018 | 001-01 (2019-03-08 15:35:30 by BATCH 00000766) standard | 0112-2---61987#ABH709 | https://cdd.iec.ch/cdd/iec61987/iec61987.nsf/PropertiesAllVersions/0112-2---61987%23ABH709
0112/2///61987#ABD487 | 001 | 02 | 0112/2///61987#ABD487#001 | reference to Reference ambient conditions [1] |  |  |  |  | reference to block ABD486 | [5 empty] | CLASS_REFERENCE_TYPE(0112/2///61987#ABD486) 0112/2///61987#ABD486 - Reference ambient conditions [1] |  |  |  |  | NON_DEPENDENT_P_DET | [5 empty] | 0112/2///61987#ABD484 - Reference conditions of the device [3] | 0112/2///61987#ABA000 |  |  |  | Standard |  |  |  | SC65E – IEC 61987 | - | C00004 |  | 0112-2---61987#ABD487 | https://cdd.iec.ch/cdd/iec61987/iec61987.nsf/PropertiesAllVersions/0112-2---61987%23ABD487
0112/2///61987#ABH575 | 001 | 01 | 0112/2///61987#ABH575#001 | value of density digital output |  |  |  |  | digital reading of a value representing a density variable |  |  | kg/m³ |  |  | REAL_MEASURE_TYPE |  |  |  |  | NON_DEPENDENT_P_DET | [5 empty] | 0112/2///61987#ABH650 - Output values of density | 0112/2///61987#ABA000 | 0112/2///62720#UAA619 - kilogram per metre cubed |  | 0112/2///61987#ABT573 - Density | Standard |  | IEC 61987 |  | SC65E – IEC 61987 | - | C00018 | 001-01 (2019-03-08 15:35:29 by BATCH 00000766) standard | 0112-2---61987#ABH575 | https://cdd.iec.ch/cdd/iec61987/iec61987.nsf/PropertiesAllVersions/0112-2---61987%23ABH575
0112/2///61987#ABI056 | 001 | 01 | 0112/2///61987#ABI056#001 | number of response preambles |  |  |  |  | number of asynchronous preambles sent by a CPF 9 device before the start of a response message | CPF 9 is the IEC 61784 acronym for HART. |  |  |  |  | INT_TYPE |  |  |  |  | NON_DEPENDENT_P_DET | [5 empty] | 0112/2///61987#ABH918 - HART data link parameters | 0112/2///61987#ABA000 |  |  |  | Standard |  |  |  | SC65E – IEC 61987 | - | C00019 | 001-01 (2018-03-28 07:27:16 by BATCH 00000762) standard | 0112-2---61987#ABI056 | https://cdd.iec.ch/cdd/iec61987/iec61987.nsf/PropertiesAllVersions/0112-2---61987%23ABI056
0112/2///61987#ABD056 | 001 | 02 | 0112/2///61987#ABD056#001 | reference to Mechanical and electrical construction [electromagnetic insertion flow transmitter] |  |  |  |  | reference to block ABC426 | [5 empty] | CLASS_REFERENCE_TYPE(0112/2///61987#ABC426) 0112/2///61987#ABC426 - Mechanical and electrical construction [electromagnetic insertion flow transmitter] |  |  |  |  | NON_DEPENDENT_P_DET | [5 empty] | 0112/2///61987#ABA009 - Device LOP for electromagnetic insertion flow transmitter | 0112/2///61987#ABA000 |  |  |  | Standard |  |  |  | SC65E – IEC 61987 | - | C00004 |  | 0112-2---61987#ABD056 | https://cdd.iec.ch/cdd/iec61987/iec61987.nsf/PropertiesAllVersions/0112-2---61987%23ABD056
0112/2///61987#ABA433 | 001 | 04 | 0112/2///61987#ABA433#001 | maximum assignable quantity of pulses per value of normalized volume |  |  |  |  | highest number of pulses assignable to quantity of pulses per pulse value of normalized volume |  |  | 1/l |  |  | REAL_MEASURE_TYPE |  |  |  |  | NON_DEPENDENT_P_DET | [5 empty] | 0112/2///61987#ABC112 - Assigned normalized volume pulse value | 0112/2///61987#ABA000 | 0112/2///62720#UAA667 - reciprocal litre |  | 0112/2///61987#ABT534 - Per volume | Standard |  |  |  | SC65E – IEC 61987 | - | C00004 |  | 0112-2---61987#ABA433 | https://cdd.iec.ch/cdd/iec61987/iec61987.nsf/PropertiesAllVersions/0112-2---61987%23ABA433
0112/2///61987#ABU427 | 001 | 03 | 0112/2///61987#ABU427#001 | performance variable type [6] |  |  |  |  | polymorphism property specifying the process variable to which the performance applies |  | polymorphic control property; Id specified in IEC61987-12/-13: ABB758 |  |  |  | ENUM_STRING_TYPE(0112/2///61987#ABU122(Percentage performance for pressure,Absolute performance for pressure)) |  | 0112/2///61987#ABU122 |  |  | CONDITION_DET |  |  | 0112/2///61987#ABU122 | 0112/2///61987#ABU076 - IEC61987-11 Name of Percentage performance for pressure0112/2///61987#ABU077 - IEC61987-11 Name of Absolute performance for pressure |  | 0112/2///61987#ABC676 - Type of performance variable [6] | 0112/2///61987#ABA000 |  |  |  | Standard |  | IEC 61987 | IEC | IEC/SC 65E | - | C00112 |  | 0112-2---61987#ABU427 | https://cdd.iec.ch/cdd/iec61987/iec61987.nsf/PropertiesAllVersions/0112-2---61987%23ABU427
0112/2///61987#ABG831 | 001 | 01 | 0112/2///61987#ABG831#001 | reference to Reference conditions for the performance variable [10] |  |  |  |  | reference to block ABG271 | [5 empty] | CLASS_REFERENCE_TYPE(0112/2///61987#ABG271) 0112/2///61987#ABG271 - Reference conditions for the performance variable [10] |  |  |  |  | NON_DEPENDENT_P_DET | [5 empty] | 0112/2///61987#ABG265 - Performance variable [25] | 0112/2///61987#ABA000 |  |  |  | Standard |  | IEC 61987 | IEC | SC65E | - | C00019 | 001-01 (2018-03-28 07:27:11 by BATCH 00000762) standard | 0112-2---61987#ABG831 | https://cdd.iec.ch/cdd/iec61987/iec61987.nsf/PropertiesAllVersions/0112-2---61987%23ABG831
0112/2///61987#ABA091 | 007 | 01 | 0112/2///61987#ABA091#007 | special environmental conditions |  |  |  |  | special environmental situation that results in further requirements or precautions to which the device is or should be designed | [5 empty] | STRING_TYPE |  |  |  |  | NON_DEPENDENT_P_DET | [5 empty] | 0112/2///61987#ABC450 - Normal environmental design conditions0112/2///61987#ABD509 - Normal environmental conditions [1]0112/2///61987#ABD944 - Normal environmental conditions [2]0112/2///61987#ABD945 - Normal environmental design conditions [3]0112/2///61987#ABD946 - Normal environmental design conditions [2]0112/2///61987#ABE367 - Normal environmental conditions [4]0112/2///61987#ABE371 - Normal environmental conditions [3]0112/2///61987#ABE588 - Normal environmental conditions [5]0112/2///61987#ABC449 - Normal environmental conditions | 0112/2///61987#ABA000 |  |  |  | Standard |  |  |  | SC65E – IEC 61987 | - | C00004 |  | 0112-2---61987#ABA091 | https://cdd.iec.ch/cdd/iec61987/iec61987.nsf/PropertiesAllVersions/0112-2---61987%23ABA091
0112/2///61987#ABB411 | 001 | 02 | 0112/2///61987#ABB411#001 | material of lubrication |  |  |  |  | material of the lubrication used on a device or component | [5 empty] | STRING_TYPE |  |  |  |  | NON_DEPENDENT_P_DET | [5 empty] | 0112/2///61987#ABC464 - Orifice flange or fitting0112/2///61987#ABC677 - Valve | 0112/2///61987#ABA000 |  |  |  | Standard |  |  |  | SC65E – IEC 61987 | - | C00004 |  | 0112-2---61987#ABB411 | https://cdd.iec.ch/cdd/iec61987/iec61987.nsf/PropertiesAllVersions/0112-2---61987%23ABB411
0112/2///61987#ABD028 | 001 | 02 | 0112/2///61987#ABD028#001 | reference to Material of turbine rotor |  |  |  |  | reference to block ABC398 | [5 empty] | CLASS_REFERENCE_TYPE(0112/2///61987#ABC398) 0112/2///61987#ABC398 - Material of turbine rotor |  |  |  |  | NON_DEPENDENT_P_DET | [5 empty] | 0112/2///61987#ABC633 - Structural design of a rotating element flow transmitter or gauge | 0112/2///61987#ABA000 |  |  |  | Standard |  |  |  | SC65E – IEC 61987 | - | C00004 |  | 0112-2---61987#ABD028 | https://cdd.iec.ch/cdd/iec61987/iec61987.nsf/PropertiesAllVersions/0112-2---61987%23ABD028
0112/2///61987#ABH743 | 001 | 02 | 0112/2///61987#ABH743#001 | reference to Calibration point of flow velocity |  |  |  |  | reference to block ABH631 | [5 empty] | CLASS_REFERENCE_TYPE(0112/2///61987#ABH631) 0112/2///61987#ABH631 - Calibration point of flow velocity |  |  |  |  | DEPENDENT_P_DET | [5 empty] | 0112/2///61987#ABH613 - Calibration of flow velocity | 0112/2///61987#ABA000 |  |  |  | Standard |  | IEC 61987 | IEC | IEC SC65E | 0112/2///61987#ABH594 - number of calibration points | C00112 |  | 0112-2---61987#ABH743 | https://cdd.iec.ch/cdd/iec61987/iec61987.nsf/PropertiesAllVersions/0112-2---61987%23ABH743
0112/2///61987#ABB385 | 008 | 01 | 0112/2///61987#ABB385#008 | designation of component |  |  |  |  | alphanumeric character sequence identifying a single component or a component in a composite device | [5 empty] | ENUM_CODE_TYPE(0112/2///61987#ABL695) |  |  |  |  | DEPENDENT_P_DET |  |  | 0112/2///61987#ABL695 | 0112/2///61987#ABN376 - whole device0112/2///61987#ABM917 - transmitter0112/2///61987#ABN378 - sensor0112/2///61987#ABI407 - others |  | 0112/2///61987#ABC080 - Additional component0112/2///61987#ABC232 - Explosion protection design approval0112/2///61987#ABD868 - Explosion protection design approval [2] | 0112/2///61987#ABA000 |  |  |  | Standard |  |  |  | SC65E – IEC 61987 | 0112/2///61987#ABI406 - empty_property | C00091 |  | 0112-2---61987#ABB385 | https://cdd.iec.ch/cdd/iec61987/iec61987.nsf/PropertiesAllVersions/0112-2---61987%23ABB385
0112/2///61987#ABB783 | 005 | 01 | 0112/2///61987#ABB783#005 | type of zero-span adjustment |  |  |  |  | means of adjustment of zero and span | [5 empty] | ENUM_CODE_TYPE(0112/2///61987#ABL435) |  |  |  |  | DEPENDENT_P_DET |  |  | 0112/2///61987#ABL435 | 0112/2///61987#ABM423 - handheld0112/2///61987#ABL240 - screw0112/2///61987#ABM425 - keypad0112/2///61987#ABM426 - magnetic sensors0112/2///61987#ABI407 - others |  | 0112/2///61987#ABC081 - Adjustment | 0112/2///61987#ABA000 |  |  |  | Standard |  |  |  | SC65E – IEC 61987 | 0112/2///61987#ABI406 - empty_property | C00091 |  | 0112-2---61987#ABB783 | https://cdd.iec.ch/cdd/iec61987/iec61987.nsf/PropertiesAllVersions/0112-2---61987%23ABB783
0112/2///61987#ABF069 | 001 | 01 | 0112/2///61987#ABF069#001 | upper range-value of voltage | upper range-value |  |  |  | voltage value assigned to the upper range end-value of the input or output signal |  |  | mV |  |  | REAL_MEASURE_TYPE |  |  |  |  | NON_DEPENDENT_P_DET | [5 empty] | 0112/2///61987#ABF065 - Assigned voltage range | 0112/2///61987#ABA000 | 0112/2///62720#UAA804 - millivolt |  | 0112/2///61987#ABT506 - Voltage | Standard |  | IEC 61987 | IEC | SC65E | - | C00019 | 001-01 (2018-03-28 07:27:04 by BATCH 00000762) standard | 0112-2---61987#ABF069 | https://cdd.iec.ch/cdd/iec61987/iec61987.nsf/PropertiesAllVersions/0112-2---61987%23ABF069
0112/2///61987#ABH400 | 001 | 01 | 0112/2///61987#ABH400#001 | inactive length of probe |  |  |  |  | length of that part of a probe that is not used to provide a measurement | Depending upon probe construction, the length may be measured from the bottom of the process connection or the bottom of the active part of a probe. |  | mm |  |  | REAL_MEASURE_TYPE |  |  |  |  | NON_DEPENDENT_P_DET | [5 empty] | 0112/2///61987#ABF136 - Structural design of a capacitance level transmitter/switch | 0112/2///61987#ABA000 | 0112/2///62720#UAA862 - millimetre |  | 0112/2///61987#ABT548 - Length short | Standard |  |  |  | SC65E – IEC 61987 | - | C00018 | 001-01 (2018-03-28 07:27:15 by BATCH 00000762) standard | 0112-2---61987#ABH400 | https://cdd.iec.ch/cdd/iec61987/iec61987.nsf/PropertiesAllVersions/0112-2---61987%23ABH400
0112/2///61987#ABF313 | 002 | 01 | 0112/2///61987#ABF313#002 | absolute long-term stability (1 y) |  |  |  |  | reproducibility of measurements repeated over the time period of one year, expressed in engineering units |  |  | °C |  |  | REAL_MEASURE_TYPE |  |  | IEC 62492-1 MOD |  | NON_DEPENDENT_P_DET | [5 empty] | 0112/2///61987#ABF308 - Long-term behaviour [2] | 0112/2///61987#ABA000 | 0112/2///62720#UAA033 - degree Celsius |  | 0112/2///61987#ABT514 - Temperature | Standard |  | IEC 61987 | IEC | IEC/SC 65E | - | C00112 |  | 0112-2---61987#ABF313 | https://cdd.iec.ch/cdd/iec61987/iec61987.nsf/PropertiesAllVersions/0112-2---61987%23ABF313
0112/2///61987#ABU986 | 001 | 01 | 0112/2///61987#ABU986#001 | reference to Assigned degree of filling pulse value |  |  |  |  | reference to block ABE916 | [5 empty] | CLASS_REFERENCE_TYPE(0112/2///61987#ABE916) 0112/2///61987#ABE916 - Assigned degree of filling pulse value |  |  |  |  | DEPENDENT_P_DET | [5 empty] | 0112/2///61987#ABG099 - Assigned variable [19]0112/2///61987#ABG101 - Assigned variable [21] | 0112/2///61987#ABA000 |  |  |  | Standard |  | IEC 61987 | IEC | SC65E | 0112/2///61987#ABU947 - assigned variable type [21] | C00018 | 001-01 (2018-03-28 07:27:23 by BATCH 00000762) standard | 0112-2---61987#ABU986 | https://cdd.iec.ch/cdd/iec61987/iec61987.nsf/PropertiesAllVersions/0112-2---61987%23ABU986
0112/2///61987#ABI052 | 001 | 01 | 0112/2///61987#ABI052#001 | TV transfer function |  |  |  |  | function used to transfer the tertiary variable of a CPF 9 device to its associated current output | CPF 9 is the IEC 61784 acronym for HART. |  |  |  |  | INT_TYPE |  |  |  |  | NON_DEPENDENT_P_DET | [5 empty] | 0112/2///61987#ABH917 - HART common practice parameters | 0112/2///61987#ABA000 |  |  |  | Standard |  |  |  | SC65E – IEC 61987 | - | C00019 | 001-01 (2018-03-28 07:27:16 by BATCH 00000762) standard | 0112-2---61987#ABI052 | https://cdd.iec.ch/cdd/iec61987/iec61987.nsf/PropertiesAllVersions/0112-2---61987%23ABI052
0112/2///61987#ABF585 | 001 | 01 | 0112/2///61987#ABF585#001 | maximum influence of dynamic viscosity on density |  |  |  |  | change in output of a density measuring device caused by a change in dynamic viscosity with respect to reference conditions, expressed as the maximum error within the specified dynamic viscosity range |  |  | "(g/m³)/(mPa·s)" |  |  | REAL_MEASURE_TYPE |  |  |  |  | NON_DEPENDENT_P_DET | [5 empty] | 0112/2///61987#ABI411 - Influence of external quantities expressed for density [2] | 0112/2///61987#ABA000 | 0112/2///62720#UAD828 - gram per metre cubed millipascal second |  | 0112/2///61987#ABI454 - Density per dynamic viscosity | Standard |  |  |  | SC65E – IEC 61987 | - | C00018 | 001-01 (2018-03-28 07:27:08 by BATCH 00000762) standard | 0112-2---61987#ABF585 | https://cdd.iec.ch/cdd/iec61987/iec61987.nsf/PropertiesAllVersions/0112-2---61987%23ABF585
0112/2///61987#ABI321 | 001 | 01 | 0112/2///61987#ABI321#001 | reference to Device (resource) block |  |  |  |  | reference to block ABH841 | [5 empty] | CLASS_REFERENCE_TYPE(0112/2///61987#ABH841) 0112/2///61987#ABH841 - Device (resource) block |  |  |  |  | NON_DEPENDENT_P_DET | [5 empty] | 0112/2///61987#ABH840 - User application parameters | 0112/2///61987#ABA000 |  |  |  | Standard |  |  |  | SC65E – IEC 61987 | - | C00018 | 001-01 (2019-03-08 15:35:31 by BATCH 00000766) standard | 0112-2---61987#ABI321 | https://cdd.iec.ch/cdd/iec61987/iec61987.nsf/PropertiesAllVersions/0112-2---61987%23ABI321
[39 empty] | 0112-2---61360_4#AAE525 | https://cdd.iec.ch/cdd/iec61987/iec61987.nsf/PropertiesAllVersions/0112-2---61360_4%23AAE525
0112/2///61987#ABA315 | 006 | 01 | 0112/2///61987#ABA315#006 | reference standard for functional safety |  |  |  |  | standard to which a statement on functional safety refers | [5 empty] | STRING_TYPE |  |  |  |  | NON_DEPENDENT_P_DET | [5 empty] | 0112/2///61987#ABD877 - Functional safety and reliability [2]0112/2///61987#ABC257 - Functional safety and reliability | 0112/2///61987#ABA000 |  |  |  | Standard |  |  |  | SC65E – IEC 61987 | - | C00004 |  | 0112-2---61987#ABA315 | https://cdd.iec.ch/cdd/iec61987/iec61987.nsf/PropertiesAllVersions/0112-2---61987%23ABA315
0112/2///61987#ABU357 | 001 | 03 | 0112/2///61987#ABU357#001 | reference to Binary current output |  |  |  |  | reference to block ABC140 |  | Id specified in IEC61987-12/-13: ABC770 |  |  |  | CLASS_REFERENCE_TYPE(0112/2///61987#ABC140) 0112/2///61987#ABC140 - Binary current output |  |  |  |  | DEPENDENT_P_DET | [5 empty] | 0112/2///61987#ABC668 - Type of output [5] | 0112/2///61987#ABA000 |  |  |  | Standard |  |  |  | SC65E – IEC 61987 | 0112/2///61987#ABU346 - output type [5] | C00004 |  | 0112-2---61987#ABU357 | https://cdd.iec.ch/cdd/iec61987/iec61987.nsf/PropertiesAllVersions/0112-2---61987%23ABU357
0112/2///61987#ABH423 | 001 | 01 | 0112/2///61987#ABH423#001 | type of extension connection |  |  |  |  | classification of an extension connection according to its mechanical design | [5 empty] | STRING_TYPE |  |  |  |  | NON_DEPENDENT_P_DET | [5 empty] | 0112/2///61987#ABH421 - Float extension | 0112/2///61987#ABA000 |  |  |  | Standard |  |  |  | SC65E – IEC 61987 | - | C00018 | 001-01 (2018-03-28 07:27:15 by BATCH 00000762) standard | 0112-2---61987#ABH423 | https://cdd.iec.ch/cdd/iec61987/iec61987.nsf/PropertiesAllVersions/0112-2---61987%23ABH423
0112/2///61987#ABN680 | 001 | 02 | 0112/2///61987#ABN680#001 | vibration amplitude at the first harmonic of the rotation frequency (2X) |  |  |  |  | oscillation amplitude at the double rotation frequency of the object under consideration, expressed as velocity | Note 1: The oscillation amplitude normally results from a Fourier analysis of the vibration spectrum at the considered frequency or the considered frequencies. Note 2: The method used defining the frequency band and amplitude calculation within the frequency band is regularly defined by the user. |  | mm/s |  |  | REAL_MEASURE_TYPE |  |  |  |  | NON_DEPENDENT_P_DET | [5 empty] | 0112/2///61987#ABN694 - Specific machine vibration measurement variables | 0112/2///61987#ABA000 | 0112/2///62720#UAA867 - millimetre per second |  | 0112/2///61987#ABT509 - Velocity | Standard |  | IEC 61987 | IEC | IEC SC65E | - | C00112 |  | 0112-2---61987#ABN680 | https://cdd.iec.ch/cdd/iec61987/iec61987.nsf/PropertiesAllVersions/0112-2---61987%23ABN680
0112/2///61987#ABP295 | 001 | 01 | 0112/2///61987#ABP295#001 | reference to Operating conditions for device design [infrastructure device] |  |  |  |  | reference to block ABP291 | [5 empty] | CLASS_REFERENCE_TYPE(0112/2///61987#ABP291) 0112/2///61987#ABP291 - Operating conditions for device design [infrastructure device] |  |  |  |  | NON_DEPENDENT_P_DET | [5 empty] | 0112/2///61987#ABP284 - Operating LOP for infrastructure devices | 0112/2///61987#ABA000 |  |  |  | Standard |  | IEC 61987 | IEC | IEC/SC 65E | - | C00128 | 001-01 (2023-01-23 14:53:54 by BATCH 00000807) standard | 0112-2---61987#ABP295 | https://cdd.iec.ch/cdd/iec61987/iec61987.nsf/PropertiesAllVersions/0112-2---61987%23ABP295
0112/2///61987#ABA324 | 002 | 01 | 0112/2///61987#ABA324#002 | base density |  |  |  |  | density used to calculate variables to reference conditions |  |  | kg/m³ |  |  | REAL_MEASURE_TYPE |  |  |  |  | NON_DEPENDENT_P_DET | [5 empty] | 0112/2///61987#ABC211 - Dynamic viscosity measurement0112/2///61987#ABE562 - Parameters of restriction orifice/diffuser0112/2///61987#ABE812 - Level measurement0112/2///61987#ABE816 - Volume measurement0112/2///61987#ABE820 - Mass measurement0112/2///61987#ABE823 - Degree of filling measurement0112/2///61987#ABE871 - Point level measurement0112/2///61987#ABE888 - Ullage measurement0112/2///61987#ABC079 - Actual volume flow measurement0112/2///61987#ABC337 - Mass flow measurement0112/2///61987#ABC456 - Normalized volume flow measurement0112/2///61987#ABD488 - Flow velocity measurement0112/2///61987#ABC475 - Other variable | 0112/2///61987#ABA000 | 0112/2///62720#UAA619 - kilogram per metre cubed |  | 0112/2///61987#ABT573 - Density | Standard |  |  |  | SC65E – IEC 61987 | - | C00004 |  | 0112-2---61987#ABA324 | https://cdd.iec.ch/cdd/iec61987/iec61987.nsf/PropertiesAllVersions/0112-2---61987%23ABA324
0112/2///61987#ABH072 | 001 | 01 | 0112/2///61987#ABH072#001 | minimum phase height |  |  |  |  | lowest phase height for which a device is or must be designed to operate within its specified limits |  |  | mm |  |  | REAL_MEASURE_TYPE |  |  |  |  | NON_DEPENDENT_P_DET | [5 empty] | 0112/2///61987#ABH071 - Fluid phase design conditions | 0112/2///61987#ABA000 | 0112/2///62720#UAA862 - millimetre |  | 0112/2///61987#ABT548 - Length short | Standard |  | IEC 61987 | IEC | SC65E | - | C00018 | 001-01 (2018-03-28 07:27:13 by BATCH 00000762) standard | 0112-2---61987#ABH072 | https://cdd.iec.ch/cdd/iec61987/iec61987.nsf/PropertiesAllVersions/0112-2---61987%23ABH072
0112/2///61987#ABF214 | 002 | 01 | 0112/2///61987#ABF214#002 | type of external continuous probe |  |  |  |  | classification of the external continuous probe according to its electrical and mechanical design | [5 empty] | ENUM_CODE_TYPE(0112/2///61987#ABL504) |  |  |  |  | DEPENDENT_P_DET |  |  | 0112/2///61987#ABL504 | 0112/2///61987#ABM647 - magneto-strictive probe0112/2///61987#ABM648 - resistance measuring chain0112/2///61987#ABI407 - others |  | 0112/2///61987#ABF213 - External continuous probe | 0112/2///61987#ABA000 |  |  |  | Standard |  | IEC 61987 | IEC | SC65E | 0112/2///61987#ABI406 - empty_property | C00091 |  | 0112-2---61987#ABF214 | https://cdd.iec.ch/cdd/iec61987/iec61987.nsf/PropertiesAllVersions/0112-2---61987%23ABF214
0112/2///61987#ABI219 | 001 | 01 | 0112/2///61987#ABI219#001 | burst trigger |  |  |  |  | event that triggers a burst message from a CPF 9 device | CPF 9 is the IEC 61784 acronym for HART. |  |  |  |  | REAL_TYPE |  |  |  |  | NON_DEPENDENT_P_DET | [5 empty] | 0112/2///61987#ABH919 - HART burst mode parameters | 0112/2///61987#ABA000 |  |  |  | Standard |  |  |  | SC65E – IEC 61987 | - | C00019 | 001-01 (2018-03-28 07:27:16 by BATCH 00000762) standard | 0112-2---61987#ABI219 | https://cdd.iec.ch/cdd/iec61987/iec61987.nsf/PropertiesAllVersions/0112-2---61987%23ABI219
0112/2///61987#ABV215 | 001 | 01 | 0112/2///61987#ABV215#001 | reference to Rated operating conditions [26] |  |  |  |  | reference to block ABV237 | [5 empty] | CLASS_REFERENCE_TYPE(0112/2///61987#ABV237) 0112/2///61987#ABV237 - Rated operating conditions [26] |  |  |  |  | NON_DEPENDENT_P_DET | [5 empty] | 0112/2///61987#ABE766 - Device LOP for thermowell extension | 0112/2///61987#ABA000 |  |  |  | Standard |  | IEC 61987 | IEC | SC65E | - | C00019 | 001-01 (2018-03-28 07:27:24 by BATCH 00000762) standard | 0112-2---61987#ABV215 | https://cdd.iec.ch/cdd/iec61987/iec61987.nsf/PropertiesAllVersions/0112-2---61987%23ABV215
0112/2///61987#ABF092 | 001 | 02 | 0112/2///61987#ABF092#001 | set lower range end-value of interval of resistance |  |  |  |  | value defining the start of a subrange for resistance |  |  | Ω |  |  | REAL_MEASURE_TYPE |  |  |  |  | NON_DEPENDENT_P_DET | [5 empty] | 0112/2///61987#ABF090 - Accuracy for a subrange of resistance | 0112/2///61987#ABA000 | 0112/2///62720#UAA017 - ohm |  | 0112/2///61987#ABT564 - Electrical resistance | Standard |  | IEC 61987 | IEC | IEC/SC 65E | - | C00128 |  | 0112-2---61987#ABF092 | https://cdd.iec.ch/cdd/iec61987/iec61987.nsf/PropertiesAllVersions/0112-2---61987%23ABF092
0112/2///61987#ABB755 | 001 | 02 | 0112/2///61987#ABB755#001 | style of connector |  |  |  |  | classification of a communication interface connector according to its design | [5 empty] | STRING_TYPE |  |  |  |  | NON_DEPENDENT_P_DET | [5 empty] | 0112/2///61987#ABC175 - Connector | 0112/2///61987#ABA000 |  |  |  | Standard |  |  |  | SC65E – IEC 61987 | - | C00004 |  | 0112-2---61987#ABB755 | https://cdd.iec.ch/cdd/iec61987/iec61987.nsf/PropertiesAllVersions/0112-2---61987%23ABB755
0112/2///61987#ABH466 | 001 | 01 | 0112/2///61987#ABH466#001 | quantity of nuclear source containers |  |  |  |  | number of containers or radioactive sources with identical properties | [5 empty] | INT_TYPE |  |  |  |  | NON_DEPENDENT_P_DET | [5 empty] | 0112/2///61987#ABF465 - Container of nuclear source | 0112/2///61987#ABA000 |  |  |  | Standard |  | IEC 61987 | IEC | SC65E – IEC 61987 | - | C00018 | 001-01 (2018-03-28 07:27:16 by BATCH 00000762) standard | 0112-2---61987#ABH466 | https://cdd.iec.ch/cdd/iec61987/iec61987.nsf/PropertiesAllVersions/0112-2---61987%23ABH466
0112/2///61987#ABD792 | 001 | 02 | 0112/2///61987#ABD792#001 | working direction of limit stop |  |  |  |  | direction of the actuator for which the limit stop trips | [5 empty] | STRING_TYPE |  |  |  |  | NON_DEPENDENT_P_DET | [5 empty] | 0112/2///61987#ABD803 - Angular limit stop0112/2///61987#ABD832 - Linear limit stop | 0112/2///61987#ABA000 |  |  |  | Standard |  |  |  |  | - | C00004 |  | 0112-2---61987#ABD792 | https://cdd.iec.ch/cdd/iec61987/iec61987.nsf/PropertiesAllVersions/0112-2---61987%23ABD792
0112/2///61987#ABI580 | 001 | 01 | 0112/2///61987#ABI580#001 | ALERT_KEY |  |  |  |  | user assigned value which may be used in sorting alarms or events generated by a block | [5 empty] | INT_TYPE |  |  |  |  | NON_DEPENDENT_P_DET | [5 empty] | 0112/2///61987#ABI711 - Standard parameters | 0112/2///61987#ABA000 |  |  |  | Standard |  |  |  | SC65E – IEC 61987 | - | C00018 | 001-01 (2019-03-08 15:35:32 by BATCH 00000766) standard | 0112-2---61987#ABI580 | https://cdd.iec.ch/cdd/iec61987/iec61987.nsf/PropertiesAllVersions/0112-2---61987%23ABI580
0112/2///61987#ABB269 | 005 | 01 | 0112/2///61987#ABB269#005 | material of tag plate |  |  |  |  | material of a tag plate | [5 empty] | STRING_TYPE |  |  |  |  | NON_DEPENDENT_P_DET | [5 empty] | 0112/2///61987#ABC193 - Device tag plate | 0112/2///61987#ABA000 |  |  |  | Standard |  |  |  | SC65E – IEC 61987 | - | C00004 |  | 0112-2---61987#ABB269 | https://cdd.iec.ch/cdd/iec61987/iec61987.nsf/PropertiesAllVersions/0112-2---61987%23ABB269
0112/2///61987#ABC793 | 004 | 02 | 0112/2///61987#ABC793#004 | reference to Communication variable |  |  |  |  | reference to block ABC163 | [5 empty] | CLASS_REFERENCE_TYPE(0112/2///61987#ABC163) 0112/2///61987#ABC163 - Communication variable |  |  |  |  | DEPENDENT_P_DET | [5 empty] | 0112/2///61987#ABC201 - Digital communication interface | 0112/2///61987#ABA000 |  |  |  | Standard |  | IEC 61987 | IEC | IEC SC65E | 0112/2///61987#ABA047 - number of communication variables | C00112 |  | 0112-2---61987#ABC793 | https://cdd.iec.ch/cdd/iec61987/iec61987.nsf/PropertiesAllVersions/0112-2---61987%23ABC793
0112/2///61987#ABB433 | 003 | 01 | 0112/2///61987#ABB433#003 | minimum gas volume fraction |  |  |  |  | lowest gas volume fraction for which a device is or should be designed to operate within its specified limits |  |  | % |  |  | REAL_MEASURE_TYPE |  |  |  |  | NON_DEPENDENT_P_DET | [5 empty] | 0112/2///61987#ABC451 - Normal process conditions [1]0112/2///61987#ABC455 - Normal process design conditions [2]0112/2///61987#ABG476 - Normal process design conditions [5]0112/2///61987#ABH462 - Normal process conditions [11]0112/2///61987#ABG346 - Normal process conditions [8]0112/2///61987#ABG343 - Normal process conditions [5]0112/2///61987#ABG344 - Normal process conditions [6]0112/2///61987#ABG347 - Normal process conditions [9] | 0112/2///61987#ABA000 | 0112/2///62720#UAA000 - percent |  | 0112/2///61987#ABT533 - Percentage | Standard |  |  |  | SC65E – IEC 61987 | - | C00004 |  | 0112-2---61987#ABB433 | https://cdd.iec.ch/cdd/iec61987/iec61987.nsf/PropertiesAllVersions/0112-2---61987%23ABB433
0112/2///61987#ABB324 | 003 | 01 | 0112/2///61987#ABB324#003 | value of other process variable |  |  |  |  | value of a process case variable which is not given as standard | [5 empty] | STRING_TYPE |  |  |  |  | NON_DEPENDENT_P_DET | [5 empty] | 0112/2///61987#ABC472 - Other process case variable | 0112/2///61987#ABA000 |  |  |  | Standard |  |  |  | SC65E – IEC 61987 | - | C00004 |  | 0112-2---61987#ABB324 | https://cdd.iec.ch/cdd/iec61987/iec61987.nsf/PropertiesAllVersions/0112-2---61987%23ABB324
0112/2///61987#ABJ685 | 001 | 01 | 0112/2///61987#ABJ685#001 | OUT_VALUE |  |  |  |  | parameter indicating the value of an analog block output | [5 empty] | REAL_TYPE |  |  |  |  | NON_DEPENDENT_P_DET | [5 empty] | 0112/2///61987#ABI816 - OUT | 0112/2///61987#ABA000 |  |  |  | Standard |  |  |  | SC65E – IEC 61987 | - | C00018 | 001-01 (2019-03-08 15:35:34 by BATCH 00000766) standard | 0112-2---61987#ABJ685 | https://cdd.iec.ch/cdd/iec61987/iec61987.nsf/PropertiesAllVersions/0112-2---61987%23ABJ685
0112/2///61987#ABD477 | 004 | 01 | 0112/2///61987#ABD477#004 | reference to Dial |  |  |  |  | reference to block ABD471 | [5 empty] | CLASS_REFERENCE_TYPE(0112/2///61987#ABD471) 0112/2///61987#ABD471 - Dial |  |  |  |  | NON_DEPENDENT_P_DET | [5 empty] | 0112/2///61987#ABC195 - Dial indicator0112/2///61987#ABD848 - Dial indicator [3] | 0112/2///61987#ABA000 |  |  |  | Standard |  |  |  | SC65E – IEC 61987 | - | C00004 |  | 0112-2---61987#ABD477 | https://cdd.iec.ch/cdd/iec61987/iec61987.nsf/PropertiesAllVersions/0112-2---61987%23ABD477
0112/2///61987#ABB542 | 002 | 01 | 0112/2///61987#ABB542#002 | style of valve manifold |  |  |  |  | classification of a valve manifold according to the method of fabrication | [5 empty] | ENUM_CODE_TYPE(0112/2///61987#ABL523) |  |  |  |  | DEPENDENT_P_DET |  |  | 0112/2///61987#ABL523 | 0112/2///61987#ABM711 - milled0112/2///61987#ABM712 - forged0112/2///61987#ABI407 - others |  | 0112/2///61987#ABC637 - Structural design of a valve manifold | 0112/2///61987#ABA000 |  |  |  | Standard |  |  |  | SC65E – IEC 61987 | 0112/2///61987#ABI406 - empty_property | C00091 |  | 0112-2---61987#ABB542 | https://cdd.iec.ch/cdd/iec61987/iec61987.nsf/PropertiesAllVersions/0112-2---61987%23ABB542
0112/2///61987#ABF450 | 001 | 01 | 0112/2///61987#ABF450#001 | outage of wire drum |  |  |  |  | length of wire output per revolution of drum |  |  | mm |  |  | REAL_MEASURE_TYPE |  |  |  |  | NON_DEPENDENT_P_DET | [5 empty] | 0112/2///61987#ABF432 - Structural design of a servo level transmitter | 0112/2///61987#ABA000 | 0112/2///62720#UAA862 - millimetre |  | 0112/2///61987#ABT548 - Length short | Standard |  | IEC 61987 | IEC | SC65E | - | C00018 | 001-01 (2018-03-28 07:27:06 by BATCH 00000762) standard | 0112-2---61987#ABF450 | https://cdd.iec.ch/cdd/iec61987/iec61987.nsf/PropertiesAllVersions/0112-2---61987%23ABF450
0112/2///61987#ABV185 | 001 | 02 | 0112/2///61987#ABV185#001 | reference to Manufacturer-specific input [5] |  |  |  |  | reference to block ABG125 | [5 empty] | CLASS_REFERENCE_TYPE(0112/2///61987#ABG125) 0112/2///61987#ABG125 - Manufacturer-specific input [5] |  |  |  |  | DEPENDENT_P_DET | [5 empty] | 0112/2///61987#ABG065 - Type of auxiliary input [16] | 0112/2///61987#ABA000 |  |  |  | Standard |  | IEC 61987 | IEC | SC65E | 0112/2///61987#ABV168 - auxiliary input type [16] | C00019 |  | 0112-2---61987#ABV185 | https://cdd.iec.ch/cdd/iec61987/iec61987.nsf/PropertiesAllVersions/0112-2---61987%23ABV185
0112/2///61987#ABB072 | 003 | 01 | 0112/2///61987#ABB072#003 | thermal shock resistance |  |  |  |  | mechanical resistance of devices to rapid temperature changes in specified degrees of severity without the device sustaining any permanent damage | [5 empty] | STRING_TYPE |  |  | IEC 60068-2-14 |  | NON_DEPENDENT_P_DET | [5 empty] | 0112/2///61987#ABC318 - Limiting process conditions [1]0112/2///61987#ABC319 - Limiting process conditions [2]0112/2///61987#ABC320 - Limiting process conditions [3]0112/2///61987#ABD829 - Limiting process conditions [4]0112/2///61987#ABG349 - Limiting process conditions [7]0112/2///61987#ABG350 - Limiting process conditions [8]0112/2///61987#ABG351 - Limiting process conditions [9] | 0112/2///61987#ABA000 |  |  |  | Standard |  |  |  | SC65E – IEC 61987 | - | C00004 |  | 0112-2---61987#ABB072 | https://cdd.iec.ch/cdd/iec61987/iec61987.nsf/PropertiesAllVersions/0112-2---61987%23ABB072
0112/2///61987#ABF407 | 001 | 02 | 0112/2///61987#ABF407#001 | diameter of tip |  |  |  |  | largest diameter of a tip |  |  | mm |  |  | REAL_MEASURE_TYPE |  |  |  |  | NON_DEPENDENT_P_DET | [5 empty] | 0112/2///61987#ABF405 - Structural design of an insert/element | 0112/2///61987#ABA000 | 0112/2///62720#UAA862 - millimetre |  | 0112/2///61987#ABT548 - Length short | Standard |  | IEC 61987 | IEC | SC65E | - | C00019 |  | 0112-2---61987#ABF407 | https://cdd.iec.ch/cdd/iec61987/iec61987.nsf/PropertiesAllVersions/0112-2---61987%23ABF407
0112/2///61987#ABI561 | 001 | 02 | 0112/2///61987#ABI561#001 | reference to Regular inspection |  |  |  |  | reference to block ABI482 | [5 empty] | CLASS_REFERENCE_TYPE(0112/2///61987#ABI482) 0112/2///61987#ABI482 - Regular inspection |  |  |  |  | DEPENDENT_P_DET | [5 empty] | 0112/2///61987#ABI470 - Maintenance/service and repair | 0112/2///61987#ABA000 |  |  |  | Standard |  | IEC 61987 | IEC | IEC SC65E | 0112/2///61987#ABI500 - number of regular inspections | C00112 |  | 0112-2---61987#ABI561 | https://cdd.iec.ch/cdd/iec61987/iec61987.nsf/PropertiesAllVersions/0112-2---61987%23ABI561
0112/2///61987#ABG880 | 001 | 01 | 0112/2///61987#ABG880#001 | reference to Rated operating conditions [15] |  |  |  |  | reference to block ABG320 | [5 empty] | CLASS_REFERENCE_TYPE(0112/2///61987#ABG320) 0112/2///61987#ABG320 - Rated operating conditions [15] |  |  |  |  | NON_DEPENDENT_P_DET | [5 empty] | 0112/2///61987#ABE728 - Device LOP for magnetic level gauge0112/2///61987#ABE729 - Device LOP for sight level gauge0112/2///61987#ABE730 - Device LOP for rotary paddle switch0112/2///61987#ABE732 - Device LOP for vibrating level switch0112/2///61987#ABE733 - Device LOP for optical level switch0112/2///61987#ABE735 - Device LOP for level transmitter0112/2///61987#ABE736 - Device LOP for displacer level transmitter/switch0112/2///61987#ABE737 - Device LOP for capacitance level transmitter/switch0112/2///61987#ABE738 - Device LOP for conductance level transmitter/switch0112/2///61987#ABE739 - Device LOP for float level transmitter/switch0112/2///61987#ABE741 - Device LOP for plumb bob level transmitter0112/2///61987#ABE742 - Device LOP for free-space radar level transmitter0112/2///61987#ABE743 - Device LOP for guided-wave radar level transmitter/switch0112/2///61987#ABE744 - Device LOP for ultrasonic level transmitter0112/2///61987#ABE745 - Device LOP for ultrasonic level switch0112/2///61987#ABE746 - Device LOP for nuclear level transmitter/switch0112/2///61987#ABE747 - Device LOP for laser level transmitter0112/2///61987#ABE748 - Device LOP for servo level transmitter0112/2///61987#ABE749 - Device LOP for microwave level switch0112/2///61987#ABE750 - Device LOP for sight level indicator0112/2///61987#ABE755 - Device LOP for level switch | 0112/2///61987#ABA000 |  |  |  | Standard |  | IEC 61987 | IEC | SC65E | - | C00018 | 001-01 (2018-03-28 07:27:11 by BATCH 00000762) standard | 0112-2---61987#ABG880 | https://cdd.iec.ch/cdd/iec61987/iec61987.nsf/PropertiesAllVersions/0112-2---61987%23ABG880
0112/2///61987#ABG955 | 001 | 01 | 0112/2///61987#ABG955#001 | reference to Mechanical and electrical construction [temperature gauge] |  |  |  |  | reference to block ABG395 | [5 empty] | CLASS_REFERENCE_TYPE(0112/2///61987#ABG395) 0112/2///61987#ABG395 - Mechanical and electrical construction [temperature gauge] |  |  |  |  | NON_DEPENDENT_P_DET | [5 empty] | 0112/2///61987#ABE759 - Device LOP for temperature gauge | 0112/2///61987#ABA000 |  |  |  | Standard |  | IEC 61987 | IEC | SC65E | - | C00019 | 001-01 (2018-03-28 07:27:12 by BATCH 00000762) standard | 0112-2---61987#ABG955 | https://cdd.iec.ch/cdd/iec61987/iec61987.nsf/PropertiesAllVersions/0112-2---61987%23ABG955
0112/2///61987#ABA478 | 004 | 01 | 0112/2///61987#ABA478#004 | number of DIP switches |  |  |  |  | @number of DIP switches |  | cardinality property |  |  |  | INT_TYPE |  |  |  |  | CONDITION_DET | [5 empty] | 0112/2///61987#ABC264 - Hardware configuration elements | 0112/2///61987#ABA000 |  |  |  | Standard |  |  |  | SC65E – IEC 61987 | - | C00004 |  | 0112-2---61987#ABA478 | https://cdd.iec.ch/cdd/iec61987/iec61987.nsf/PropertiesAllVersions/0112-2---61987%23ABA478
0112/2///61987#ABA050 | 001 | 02 | 0112/2///61987#ABA050#001 | reference to Fax |  |  |  |  | reference to block ABA436 | [5 empty] | CLASS_REFERENCE_TYPE(0112/2///61987#ABA436) 0112/2///61987#ABA436 - Fax |  |  |  |  | DEPENDENT_P_DET | [5 empty] | 0112/2///61987#ABI571 - Address0112/2///61987#ABI572 - Contact information | 0112/2///61987#ABA000 |  |  |  | Standard |  | IEC 61987 | IEC | IEC SC65E | 0112/2///61987#ABA082 - number of faxes | C00112 |  | 0112-2---61987#ABA050 | https://cdd.iec.ch/cdd/iec61987/iec61987.nsf/PropertiesAllVersions/0112-2---61987%23ABA050
0112/2///61987#ABN618 | 001 | 02 | 0112/2///61987#ABN618#001 | voltage |  |  |  |  | scalar quantity equal to the line integral of the electric field strength E along a specific path linking two points a and b |  |  | V |  |  | REAL_MEASURE_TYPE |  |  | IEV 121-11-27 MOD |  | NON_DEPENDENT_P_DET | [5 empty] | 0112/2///61987#ABN691 - Specific electrical measurement variables | 0112/2///61987#ABA000 | 0112/2///62720#UAA296 - volt |  | 0112/2///61987#ABT506 - Voltage | Standard |  | IEC 61987 | IEC | IEC SC65E | - | C00112 |  | 0112-2---61987#ABN618 | https://cdd.iec.ch/cdd/iec61987/iec61987.nsf/PropertiesAllVersions/0112-2---61987%23ABN618
0112/2///61987#ABB030 | 003 | 01 | 0112/2///61987#ABB030#003 | style of remote seal |  |  |  |  | classification of a remote seal according to its method of connection to the measuring device | [5 empty] | ENUM_CODE_TYPE(0112/2///61987#ABL330) |  |  |  |  | DEPENDENT_P_DET |  |  | 0112/2///61987#ABL330 | 0112/2///61987#ABM059 - capillary connection0112/2///61987#ABM060 - direct connection0112/2///61987#ABI407 - others |  | 0112/2///61987#ABC630 - Structural design of a remote seal [1]0112/2///61987#ABC631 - Structural design of a remote seal [2] | 0112/2///61987#ABA000 |  |  |  | Standard |  |  |  | SC65E – IEC 61987 | 0112/2///61987#ABI406 - empty_property | C00091 |  | 0112-2---61987#ABB030 | https://cdd.iec.ch/cdd/iec61987/iec61987.nsf/PropertiesAllVersions/0112-2---61987%23ABB030
0112/2///61987#ABH759 | 001 | 01 | 0112/2///61987#ABH759#001 | reference to Output values of actual volume flow |  |  |  |  | reference to block ABH647 | [5 empty] | CLASS_REFERENCE_TYPE(0112/2///61987#ABH647) 0112/2///61987#ABH647 - Output values of actual volume flow |  |  |  |  | NON_DEPENDENT_P_DET | [5 empty] | 0112/2///61987#ABH629 - Calibration point of actual volume flow | 0112/2///61987#ABA000 |  |  |  | Standard |  | IEC 61987 |  | SC65E – IEC 61987 | - | C00018 | 001-01 (2019-03-08 15:35:30 by BATCH 00000766) standard | 0112-2---61987#ABH759 | https://cdd.iec.ch/cdd/iec61987/iec61987.nsf/PropertiesAllVersions/0112-2---61987%23ABH759
0112/2///61987#ABN713 | 001 | 02 | 0112/2///61987#ABN713#001 | active power |  |  |  |  | under periodic conditions, mean value, taken over one period T, of the instantaneous power p | The instantaneous power p is defined in IEV 131-11-30. |  | W |  |  | REAL_MEASURE_TYPE |  |  | IEV 131-11-42 MOD |  | NON_DEPENDENT_P_DET | [5 empty] | 0112/2///61987#ABN691 - Specific electrical measurement variables | 0112/2///61987#ABA000 | 0112/2///62720#UAA306 - watt |  | 0112/2///61987#ABT525 - Power | Standard |  | IEC 61987 | IEC | IEC SC65E | - | C00112 |  | 0112-2---61987#ABN713 | https://cdd.iec.ch/cdd/iec61987/iec61987.nsf/PropertiesAllVersions/0112-2---61987%23ABN713
0112/2///61987#ABH455 | 006 | 01 | 0112/2///61987#ABH455#006 | type of gain |  |  |  |  | classification of a gain according to its qualitative level | [5 empty] | ENUM_CODE_TYPE(0112/2///61987#ABL499) |  |  |  |  | DEPENDENT_P_DET |  |  | 0112/2///61987#ABL499 | 0112/2///61987#ABM625 - low0112/2///61987#ABM626 - normal0112/2///61987#ABM627 - high0112/2///61987#ABI407 - others |  | 0112/2///61987#ABC048 - Transmitter housing [1]0112/2///61987#ABC049 - Transmitter housing [2]0112/2///61987#ABE040 - Transmitter housing [3]0112/2///61987#ABF375 - Transmitter/switch housing | 0112/2///61987#ABA000 |  |  |  | Standard |  |  |  | SC65E – IEC 61987 | 0112/2///61987#ABI406 - empty_property | C00091 |  | 0112-2---61987#ABH455 | https://cdd.iec.ch/cdd/iec61987/iec61987.nsf/PropertiesAllVersions/0112-2---61987%23ABH455
0112/2///61987#ABA561 | 003 | 01 | 0112/2///61987#ABA561#003 | freezing point |  |  |  |  | temperature at which a liquid or vapour changes to the solid state at a given operating pressure |  |  | °C |  |  | REAL_MEASURE_TYPE |  |  |  |  | NON_DEPENDENT_P_DET | [5 empty] | 0112/2///61987#ABC103 - Aqueous phase0112/2///61987#ABC447 - Non-aqueous liquid phase0112/2///61987#ABC654 - Total fluid [flow]0112/2///61987#ABG455 - Total fluid [temperature]0112/2///61987#ABG456 - Total fluid [density]0112/2///61987#ABG459 - Aqueous phase [level]0112/2///61987#ABG460 - Aqueous phase [density]0112/2///61987#ABG461 - Non-aqueous liquid phase [level]0112/2///61987#ABG462 - Non-aqueous liquid phase [density]0112/2///61987#ABH326 - Total process material | 0112/2///61987#ABA000 | 0112/2///62720#UAA033 - degree Celsius |  | 0112/2///61987#ABT514 - Temperature | Standard |  |  |  | SC65E – IEC 61987 | - | C00004 |  | 0112-2---61987#ABA561 | https://cdd.iec.ch/cdd/iec61987/iec61987.nsf/PropertiesAllVersions/0112-2---61987%23ABA561
0112/2///61987#ABV007 | 001 | 01 | 0112/2///61987#ABV007#001 | assigned variable type [10] |  |  |  |  | process variable assigned to an input or output |  | Polymorphic control property |  |  |  | ENUM_STRING_TYPE(0112/2///61987#ABU847(Assigned flow velocity range,Assigned temperature range,Assigned other variable range)) |  |  |  |  | CONDITION_DET |  |  | 0112/2///61987#ABU847 | 0112/2///61987#ABU807 - IEC61987-11 Name of Assigned flow velocity range0112/2///61987#ABU083 - IEC61987-11 Name of Assigned temperature range0112/2///61987#ABU808 - IEC61987-11 Name of Assigned other variable range |  | 0112/2///61987#ABG090 - Assigned variable [10] | 0112/2///61987#ABA000 |  |  |  | Standard |  | IEC 61987 | IEC | SC65E | - | C00018 | 001-01 (2018-03-28 07:27:23 by BATCH 00000762) standard | 0112-2---61987#ABV007 | https://cdd.iec.ch/cdd/iec61987/iec61987.nsf/PropertiesAllVersions/0112-2---61987%23ABV007
0112/2///61987#ABE410 | 001 | 05 | 0112/2///61987#ABE410#001 | reference to Stem/shaft |  |  |  |  | reference to block ABE409 | [5 empty] | CLASS_REFERENCE_TYPE(0112/2///61987#ABE409) 0112/2///61987#ABE409 - Stem/shaft |  |  |  |  | DEPENDENT_P_DET | [5 empty] | 0112/2///61987#ABD812 - Body of valve [2]0112/2///61987#ABD813 - Body of valve [3]0112/2///61987#ABD814 - Body of valve [1] | 0112/2///61987#ABA000 |  |  |  | Standard |  | IEC 61987 | IEC | IEC SC65E | 0112/2///61987#ABD675 - number of seats | C00112 |  | 0112-2---61987#ABE410 | https://cdd.iec.ch/cdd/iec61987/iec61987.nsf/PropertiesAllVersions/0112-2---61987%23ABE410
0112/2///61987#ABD609 | 001 | 05 | 0112/2///61987#ABD609#001 | set lower range end-value of adjustment of zero |  |  |  |  | value defining the start of the range of a zero point adjustment, expressed as percentage of span |  |  | % |  |  | REAL_MEASURE_TYPE |  |  |  |  | NON_DEPENDENT_P_DET | [5 empty] | 0112/2///61987#ABD961 - Parameters of pneumatic linear actuator0112/2///61987#ABD962 - Parameters of pneumatic rotary actuator0112/2///61987#ABD963 - Parameters of positioner | 0112/2///61987#ABA000 | 0112/2///62720#UAA000 - percent |  | 0112/2///61987#ABT533 - Percentage | Standard |  | IEC 61987 | IEC | IEC/SC 65E | - | C00128 |  | 0112-2---61987#ABD609 | https://cdd.iec.ch/cdd/iec61987/iec61987.nsf/PropertiesAllVersions/0112-2---61987%23ABD609
0112/2///61987#ABD682 | 001 | 04 | 0112/2///61987#ABD682#001 | output capacity for filling/pressurizing |  |  |  |  | capacity of a positioner in the case of filling/pressurizing of the actuator, expressed as normalized volume flow at a given supply pressure |  |  | m³/h |  |  | REAL_MEASURE_TYPE |  |  |  |  | NON_DEPENDENT_P_DET | [5 empty] | 0112/2///61987#ABD981 - Pneumatic/hydraulic output parameters for positioner0112/2///61987#ABE577 - Pneumatic/hydraulic output parameters for solenoid valve0112/2///61987#ABE581 - Pneumatic/hydraulic output parameters for I/P converter0112/2///61987#ABE618 - Structural design of an I/P converter | 0112/2///61987#ABA000 | 0112/2///62720#UAA763 - metre cubed per hour |  | 0112/2///61987#ABT504 - Volume flow rate | Standard |  |  |  |  | - | C00004 |  | 0112-2---61987#ABD682 | https://cdd.iec.ch/cdd/iec61987/iec61987.nsf/PropertiesAllVersions/0112-2---61987%23ABD682
0112/2///61987#ABI173 | 001 | 01 | 0112/2///61987#ABI173#001 | QUANTITY_OF_PULSES |  |  |  |  | parameter setting the number of pulses per process value | [5 empty] | REAL_TYPE |  |  |  |  | NON_DEPENDENT_P_DET | [5 empty] | 0112/2///61987#ABJ624 - PULSE_INPUT | 0112/2///61987#ABA000 |  |  |  | Standard |  |  |  | SC65E – IEC 61987 | - | C00018 | 001-01 (2019-03-08 15:35:31 by BATCH 00000766) standard | 0112-2---61987#ABI173 | https://cdd.iec.ch/cdd/iec61987/iec61987.nsf/PropertiesAllVersions/0112-2---61987%23ABI173
0112/2///61987#ABB444 | 005 | 01 | 0112/2///61987#ABB444#005 | type designation of battery |  |  |  |  | alphanumeric character sequence identifying a battery type | [5 empty] | ENUM_CODE_TYPE(0112/2///61987#ABL268) |  |  |  |  | DEPENDENT_P_DET |  |  | 0112/2///61987#ABL268 | 0112/2///61987#ABL822 - AAA0112/2///61987#ABL823 - AA0112/2///61987#ABL824 - C0112/2///61987#ABL825 - CR 2025. CR 20320112/2///61987#ABL826 - CR 24500112/2///61987#ABI407 - others |  | 0112/2///61987#ABC138 - Battery0112/2///61987#ABC205 - Display | 0112/2///61987#ABA000 |  |  |  | Standard |  |  |  | SC65E – IEC 61987 | 0112/2///61987#ABI406 - empty_property | C00091 |  | 0112-2---61987#ABB444 | https://cdd.iec.ch/cdd/iec61987/iec61987.nsf/PropertiesAllVersions/0112-2---61987%23ABB444
0112/2///61987#ABB945 | 001 | 02 | 0112/2///61987#ABB945#001 | reference standard for meter run |  |  |  |  | standard on which the construction of a meter run is based | [5 empty] | STRING_TYPE |  |  |  |  | NON_DEPENDENT_P_DET | [5 empty] | 0112/2///61987#ABC445 - Meter run | 0112/2///61987#ABA000 |  |  |  | Standard |  |  |  | SC65E – IEC 61987 | - | C00004 |  | 0112-2---61987#ABB945 | https://cdd.iec.ch/cdd/iec61987/iec61987.nsf/PropertiesAllVersions/0112-2---61987%23ABB945
0112/2///61987#ABU849 | 001 | 02 | 0112/2///61987#ABU849#001 | reference to Phase [level] |  |  |  |  | reference to block ABG457 | [5 empty] | CLASS_REFERENCE_TYPE(0112/2///61987#ABG457) 0112/2///61987#ABG457 - Phase [level] |  |  |  |  | DEPENDENT_P_DET | [5 empty] | 0112/2///61987#ABG453 - Process case variables [level] | 0112/2///61987#ABA000 |  |  |  | Standard |  | IEC 61987 | IEC | IEC SC65E | 0112/2///61987#ABB295 - number of phases | C00112 |  | 0112-2---61987#ABU849 | https://cdd.iec.ch/cdd/iec61987/iec61987.nsf/PropertiesAllVersions/0112-2---61987%23ABU849
0112/2///61987#ABH543 | 001 | 01 | 0112/2///61987#ABH543#001 | input value of normalized volume flow |  |  |  |  | input value of a normalized volume flow table |  |  | m³/h |  |  | REAL_MEASURE_TYPE |  |  |  |  | NON_DEPENDENT_P_DET | [5 empty] | 0112/2///61987#ABH630 - Calibration point of normalized volume flow | 0112/2///61987#ABA000 | 0112/2///62720#UAA763 - metre cubed per hour |  | 0112/2///61987#ABT504 - Volume flow rate | Standard |  | IEC 61987 |  | SC65E – IEC 61987 | - | C00018 | 001-01 (2019-03-08 15:35:29 by BATCH 00000766) standard | 0112-2---61987#ABH543 | https://cdd.iec.ch/cdd/iec61987/iec61987.nsf/PropertiesAllVersions/0112-2---61987%23ABH543
0112/2///61987#ABI064 | 001 | 01 | 0112/2///61987#ABI064#001 | burst device variable 3 |  |  |  |  | third device variable returned by Command 9 or 33 in burst mode | [5 empty] | INT_TYPE |  |  |  |  | NON_DEPENDENT_P_DET | [5 empty] | 0112/2///61987#ABH919 - HART burst mode parameters | 0112/2///61987#ABA000 |  |  |  | Standard |  |  |  | SC65E – IEC 61987 | - | C00019 | 001-01 (2018-03-28 07:27:16 by BATCH 00000762) standard | 0112-2---61987#ABI064 | https://cdd.iec.ch/cdd/iec61987/iec61987.nsf/PropertiesAllVersions/0112-2---61987%23ABI064
0112/2///61987#ABI991 | 001 | 01 | 0112/2///61987#ABI991#001 | TRAVEL_COUNT_LIMIT |  |  |  |  | parameter indicating the limit for TRAVEL_COUNT | [5 empty] | INT_TYPE |  |  | IEC 61804-2 MOD |  | NON_DEPENDENT_P_DET | [5 empty] | 0112/2///61987#ABI752 - On-off actuation technology block | 0112/2///61987#ABA000 |  |  |  | Standard |  |  |  | SC65E – IEC 61987 | - | C00018 | 001-01 (2019-03-08 15:35:33 by BATCH 00000766) standard | 0112-2---61987#ABI991 | https://cdd.iec.ch/cdd/iec61987/iec61987.nsf/PropertiesAllVersions/0112-2---61987%23ABI991
0112/2///61987#ABG489 | 001 | 01 | 0112/2///61987#ABG489#001 | reference to Input [22] |  |  |  |  | reference to block ABF929 | [5 empty] | CLASS_REFERENCE_TYPE(0112/2///61987#ABF929) 0112/2///61987#ABF929 - Input [22] |  |  |  |  | NON_DEPENDENT_P_DET | [5 empty] | 0112/2///61987#ABE735 - Device LOP for level transmitter | 0112/2///61987#ABA000 |  |  |  | Standard |  | IEC 61987 | IEC | SC65E | - | C00018 | 001-01 (2018-03-28 07:27:10 by BATCH 00000762) standard | 0112-2---61987#ABG489 | https://cdd.iec.ch/cdd/iec61987/iec61987.nsf/PropertiesAllVersions/0112-2---61987%23ABG489
0112/2///61987#ABB281 | 001 | 04 | 0112/2///61987#ABB281#001 | maximum fluctuating working pressure |  |  |  |  | maximum non-static pressure that a differential measuring device is designed or should be designed to withstand without permanent damage to its measuring characteristics |  |  | bar |  |  | REAL_MEASURE_TYPE |  |  |  |  | NON_DEPENDENT_P_DET | [5 empty] | 0112/2///61987#ABC314 - Limiting conditions for differential pressure measurement | 0112/2///61987#ABA000 | 0112/2///62720#UAA323 - bar |  | 0112/2///61987#ABT524 - Pressure | Standard |  |  |  | SC65E – IEC 61987 | - | C00004 |  | 0112-2---61987#ABB281 | https://cdd.iec.ch/cdd/iec61987/iec61987.nsf/PropertiesAllVersions/0112-2---61987%23ABB281
0112/2///61987#ABB110 | 001 | 02 | 0112/2///61987#ABB110#001 | material of sensor seal |  |  |  |  | material of which a sensor seal is made | [5 empty] | STRING_TYPE |  |  |  |  | NON_DEPENDENT_P_DET | [5 empty] | 0112/2///61987#ABC634 - Structural design of a swirl flow transmitter | 0112/2///61987#ABA000 |  |  |  | Standard |  |  |  | SC65E – IEC 61987 | - | C00004 |  | 0112-2---61987#ABB110 | https://cdd.iec.ch/cdd/iec61987/iec61987.nsf/PropertiesAllVersions/0112-2---61987%23ABB110
0112/2///61987#ABE540 | 001 | 01 | 0112/2///61987#ABE540#001 | number of solenoid valve housings |  |  |  |  | @number of solenoid valve housings |  | Cardinality property |  |  |  | INT_TYPE |  |  |  |  | CONDITION_DET | [5 empty] | 0112/2///61987#ABE604 - Structural design [solenoid valve] | 0112/2///61987#ABA000 |  |  |  | Standard |  | IEC 61987 | IEC | SC65E | - | C00016 | 001-01 (2018-03-28 07:27:01 by BATCH 00000762) standard | 0112-2---61987#ABE540 | https://cdd.iec.ch/cdd/iec61987/iec61987.nsf/PropertiesAllVersions/0112-2---61987%23ABE540
0112/2///61987#ABD774 | 003 | 01 | 0112/2///61987#ABD774#003 | type of supply pressure measurement |  |  |  |  | classification of a supply pressure measurement according to the component used to measure the pressure | [5 empty] | ENUM_CODE_TYPE(0112/2///61987#ABL579) |  |  |  |  | DEPENDENT_P_DET |  |  | 0112/2///61987#ABL579 | 0112/2///61987#ABM901 - pressure gauge0112/2///61987#ABM902 - pressure sensor0112/2///61987#ABI407 - others |  | 0112/2///61987#ABE034 - Structural design of a positioner0112/2///61987#ABE618 - Structural design of an I/P converter | 0112/2///61987#ABA000 |  |  |  | Standard |  |  |  |  | 0112/2///61987#ABI406 - empty_property | C00091 |  | 0112-2---61987#ABD774 | https://cdd.iec.ch/cdd/iec61987/iec61987.nsf/PropertiesAllVersions/0112-2---61987%23ABD774
0112/2///61987#ABJ367 | 001 | 02 | 0112/2///61987#ABJ367#001 | reference to SECONDARY_MEASUREMENT |  |  |  |  | reference to block ABI729 | [5 empty] | CLASS_REFERENCE_TYPE(0112/2///61987#ABI729) 0112/2///61987#ABI729 - SECONDARY_MEASUREMENT |  |  |  |  | DEPENDENT_P_DET | [5 empty] | 0112/2///61987#ABH843 - Flow technology block0112/2///61987#ABH849 - Level technology block0112/2///61987#ABH867 - Pressure technology block0112/2///61987#ABH869 - Temperature technology block0112/2///61987#ABI807 - Density technology block0112/2///61987#ABJ615 - Other measurement technology block | 0112/2///61987#ABA000 |  |  |  | Standard |  | IEC 61987 | IEC | IEC SC65E | 0112/2///61987#ABJ672 - number of SECONDARY_MEASUREMENTs | C00112 |  | 0112-2---61987#ABJ367 | https://cdd.iec.ch/cdd/iec61987/iec61987.nsf/PropertiesAllVersions/0112-2---61987%23ABJ367
0112/2///61987#ABD186 | 005 | 01 | 0112/2///61987#ABD186#005 | reference to Quality certificate |  |  |  |  | reference to block ABC556 | [5 empty] | CLASS_REFERENCE_TYPE(0112/2///61987#ABC556) 0112/2///61987#ABC556 - Quality certificate |  |  |  |  | NON_DEPENDENT_P_DET | [5 empty] | 0112/2///61987#ABC156 - Certificates and approvals0112/2///61987#ABD817 - Certificates and approvals [2]0112/2///61987#ABD818 - Certificates and approvals [3]0112/2///61987#ABE718 - Certificates and approvals [4]0112/2///61987#ABE720 - Certificates and approvals [5] | 0112/2///61987#ABA000 |  |  |  | Standard |  |  |  | SC65E – IEC 61987 | - | C00004 |  | 0112-2---61987#ABD186 | https://cdd.iec.ch/cdd/iec61987/iec61987.nsf/PropertiesAllVersions/0112-2---61987%23ABD186
0112/2///61987#ABC888 | 005 | 01 | 0112/2///61987#ABC888#005 | reference to Functional safety approval |  |  |  |  | reference to block ABC258 | [5 empty] | CLASS_REFERENCE_TYPE(0112/2///61987#ABC258) 0112/2///61987#ABC258 - Functional safety approval |  |  |  |  | NON_DEPENDENT_P_DET | [5 empty] | 0112/2///61987#ABC156 - Certificates and approvals0112/2///61987#ABD817 - Certificates and approvals [2]0112/2///61987#ABD818 - Certificates and approvals [3]0112/2///61987#ABE718 - Certificates and approvals [4]0112/2///61987#ABE720 - Certificates and approvals [5] | 0112/2///61987#ABA000 |  |  |  | Standard |  |  |  | SC65E – IEC 61987 | - | C00004 |  | 0112-2---61987#ABC888 | https://cdd.iec.ch/cdd/iec61987/iec61987.nsf/PropertiesAllVersions/0112-2---61987%23ABC888
0112/2///61987#ABA318 | 004 | 01 | 0112/2///61987#ABA318#004 | security function |  |  |  |  | designation of a security measure | [5 empty] | STRING_TYPE |  |  |  |  | NON_DEPENDENT_P_DET | [5 empty] | 0112/2///61987#ABC260 - Further security measure | 0112/2///61987#ABA000 |  |  |  | Standard |  |  |  | SC65E – IEC 61987 | - | C00018 |  | 0112-2---61987#ABA318 | https://cdd.iec.ch/cdd/iec61987/iec61987.nsf/PropertiesAllVersions/0112-2---61987%23ABA318
0112/2///61987#ABV230 | 001 | 02 | 0112/2///61987#ABV230#001 | reference to Absolute performance for temperature [2] |  |  |  |  | reference to block ABF109 | [5 empty] | CLASS_REFERENCE_TYPE(0112/2///61987#ABF109) 0112/2///61987#ABF109 - Absolute performance for temperature [2] |  |  |  |  | DEPENDENT_P_DET | [5 empty] | 0112/2///61987#ABG281 - Type of performance variable [15]0112/2///61987#ABG283 - Type of performance variable [17] | 0112/2///61987#ABA000 |  |  |  | Standard |  | IEC 61987 | IEC | SC65E | 0112/2///61987#ABV218 - performance variable type [17] | C00019 |  | 0112-2---61987#ABV230 | https://cdd.iec.ch/cdd/iec61987/iec61987.nsf/PropertiesAllVersions/0112-2---61987%23ABV230
0112/2///61987#ABH572 | 001 | 01 | 0112/2///61987#ABH572#001 | value of actual volume flow indicator/display |  |  |  |  | reading of a value on a display or an indicator representing a actual volume flow variable |  |  | m³/h |  |  | REAL_MEASURE_TYPE |  |  |  |  | NON_DEPENDENT_P_DET | [5 empty] | 0112/2///61987#ABH647 - Output values of actual volume flow | 0112/2///61987#ABA000 | 0112/2///62720#UAA763 - metre cubed per hour |  | 0112/2///61987#ABT504 - Volume flow rate | Standard |  | IEC 61987 |  | SC65E – IEC 61987 | - | C00018 | 001-01 (2019-03-08 15:35:29 by BATCH 00000766) standard | 0112-2---61987#ABH572 | https://cdd.iec.ch/cdd/iec61987/iec61987.nsf/PropertiesAllVersions/0112-2---61987%23ABH572
0112/2///61987#ABB163 | 002 | 01 | 0112/2///61987#ABB163#002 | type of mixture |  |  |  |  | classification of a mixture according to its state | [5 empty] | ENUM_CODE_TYPE(0112/2///61987#ABL443) |  |  |  |  | DEPENDENT_P_DET |  |  | 0112/2///61987#ABL443 | 0112/2///61987#ABM456 - homogenous phase0112/2///61987#ABM457 - solution0112/2///61987#ABM458 - pure state0112/2///61987#ABL181 - emulsion0112/2///61987#ABM460 - dispersion0112/2///61987#ABM461 - colloid0112/2///61987#ABL182 - suspension0112/2///61987#ABL185 - gel0112/2///61987#ABL183 - foam0112/2///61987#ABI407 - others |  | 0112/2///61987#ABC103 - Aqueous phase0112/2///61987#ABC323 - Liquid phase0112/2///61987#ABC447 - Non-aqueous liquid phase0112/2///61987#ABG459 - Aqueous phase [level]0112/2///61987#ABG460 - Aqueous phase [density]0112/2///61987#ABG461 - Non-aqueous liquid phase [level]0112/2///61987#ABG462 - Non-aqueous liquid phase [density]0112/2///61987#ABH067 - Intermediate phase [level] | 0112/2///61987#ABA000 |  |  |  | Standard |  |  |  | SC65E – IEC 61987 | 0112/2///61987#ABI406 - empty_property | C00091 |  | 0112-2---61987#ABB163 | https://cdd.iec.ch/cdd/iec61987/iec61987.nsf/PropertiesAllVersions/0112-2---61987%23ABB163
0112/2///61987#ABU148 | 001 | 02 | 0112/2///61987#ABU148#001 | reference to Type of auxiliary input [1] |  |  |  |  | reference to block ABC052 |  | Id specified in IEC61987-12/-13: ABD294 |  |  |  | CLASS_REFERENCE_TYPE(0112/2///61987#ABC052) 0112/2///61987#ABC052 - Type of auxiliary input [1] |  |  |  |  | NON_DEPENDENT_P_DET | [5 empty] | 0112/2///61987#ABC126 - Auxiliary input [1] | 0112/2///61987#ABA000 |  |  |  | Standard |  |  |  | SC65E – IEC 61987 | - | C00004 |  | 0112-2---61987#ABU148 | https://cdd.iec.ch/cdd/iec61987/iec61987.nsf/PropertiesAllVersions/0112-2---61987%23ABU148
0112/2///61987#ABA287 | 007 | 01 | 0112/2///61987#ABA287#007 | details of calibration record |  |  |  |  | if appropriate, details of a calibration record | e.g. number of points etc. |  |  |  |  | STRING_TYPE |  |  |  |  | NON_DEPENDENT_P_DET | [5 empty] | 0112/2///61987#ABC152 - Calibration certificate | 0112/2///61987#ABA000 |  |  |  | Standard |  |  |  | SC65E – IEC 61987 | - | C00018 |  | 0112-2---61987#ABA287 | https://cdd.iec.ch/cdd/iec61987/iec61987.nsf/PropertiesAllVersions/0112-2---61987%23ABA287
0112/2///61987#ABN699 | 001 | 02 | 0112/2///61987#ABN699#001 | count |  |  |  |  | result of an addition or of successive additions of values of variables | Count is sometimes called integration. |  |  |  |  | INT_TYPE |  |  | IEV 102-01-15 MOD |  | NON_DEPENDENT_P_DET | [5 empty] | 0112/2///61987#ABN682 - Continuous measurement variables | 0112/2///61987#ABA000 |  |  |  | Standard |  | IEC 61987 | IEC | IEC SC65E | - | C00112 |  | 0112-2---61987#ABN699 | https://cdd.iec.ch/cdd/iec61987/iec61987.nsf/PropertiesAllVersions/0112-2---61987%23ABN699
0112/2///61987#ABA187 | 002 | 01 | 0112/2///61987#ABA187#002 | type of totalizer |  |  |  |  | classification of totalizer action according to direction and counting function | [5 empty] | ENUM_CODE_TYPE(0112/2///61987#ABL422) |  |  |  |  | DEPENDENT_P_DET |  |  | 0112/2///61987#ABL422 | 0112/2///61987#ABM375 - forward total/batch0112/2///61987#ABM376 - forward total/gross0112/2///61987#ABM377 - single totalizer0112/2///61987#ABM378 - selectable action0112/2///61987#ABI407 - others |  | 0112/2///61987#ABC040 - Totalizer indicator [2]0112/2///61987#ABC655 - Totalizer indicator [1] | 0112/2///61987#ABA000 |  |  |  | Standard |  |  |  | SC65E – IEC 61987 | 0112/2///61987#ABI406 - empty_property | C00091 |  | 0112-2---61987#ABA187 | https://cdd.iec.ch/cdd/iec61987/iec61987.nsf/PropertiesAllVersions/0112-2---61987%23ABA187
0112/2///61987#ABA549 | 002 | 01 | 0112/2///61987#ABA549#002 | LED behavior |  |  |  |  | behaviour of a LED indicating a specific condition | [5 empty] | ENUM_CODE_TYPE(0112/2///61987#ABL552) |  |  |  |  | DEPENDENT_P_DET |  |  | 0112/2///61987#ABL552 | 0112/2///61987#ABL213 - on0112/2///61987#ABL214 - off0112/2///61987#ABM084 - flashing0112/2///61987#ABI407 - others |  | 0112/2///61987#ABC271 - Indicated condition | 0112/2///61987#ABA000 |  |  |  | Standard |  |  |  | SC65E – IEC 61987 | 0112/2///61987#ABI406 - empty_property | C00091 |  | 0112-2---61987#ABA549 | https://cdd.iec.ch/cdd/iec61987/iec61987.nsf/PropertiesAllVersions/0112-2---61987%23ABA549
0112/2///61987#ABB616 | 004 | 01 | 0112/2///61987#ABB616#004 | special cases |  |  |  |  | SOP for special potential matching measures | [5 empty] | STRING_TYPE |  |  |  |  | NON_DEPENDENT_P_DET | [5 empty] | 0112/2///61987#ABC522 - Potential matching | 0112/2///61987#ABA000 |  |  |  | Standard |  |  |  | SC65E – IEC 61987 | - | C00004 |  | 0112-2---61987#ABB616 | https://cdd.iec.ch/cdd/iec61987/iec61987.nsf/PropertiesAllVersions/0112-2---61987%23ABB616
0112/2///61987#ABF499 | 002 | 01 | 0112/2///61987#ABF499#002 | designation of resistance parameter setting |  |  |  |  | alphanumeric character sequence giving the equation used relating the temperature and the electrical resistance of a RTD sensing element | [5 empty] | ENUM_CODE_TYPE(0112/2///61987#ABL455) |  |  |  |  | DEPENDENT_P_DET |  |  | 0112/2///61987#ABL455 | 0112/2///61987#ABM500 - IEC0112/2///61987#ABM501 - Callender-van Dusen0112/2///61987#ABI407 - others |  | 0112/2///61987#ABF497 - Resistance parameter setting/sensor matching parameters | 0112/2///61987#ABA000 |  |  |  | Standard |  | IEC 61987 | IEC | SC65E | 0112/2///61987#ABI406 - empty_property | C00091 |  | 0112-2---61987#ABF499 | https://cdd.iec.ch/cdd/iec61987/iec61987.nsf/PropertiesAllVersions/0112-2---61987%23ABF499
0112/2///61987#ABH723 | 001 | 01 | 0112/2///61987#ABH723#001 | reference to Calibration of actual volume flow |  |  |  |  | reference to block ABH611 | [5 empty] | CLASS_REFERENCE_TYPE(0112/2///61987#ABH611) 0112/2///61987#ABH611 - Calibration of actual volume flow |  |  |  |  | DEPENDENT_P_DET | [5 empty] | 0112/2///61987#ABH561 - Calibration | 0112/2///61987#ABA000 |  |  |  | Standard |  | IEC 61987 |  | SC65E – IEC 61987 | 0112/2///61987#ABH562 - calibration variable type | C00018 | 001-01 (2019-03-08 15:35:30 by BATCH 00000766) standard | 0112-2---61987#ABH723 | https://cdd.iec.ch/cdd/iec61987/iec61987.nsf/PropertiesAllVersions/0112-2---61987%23ABH723
0112/2///61987#ABE885 | 001 | 01 | 0112/2///61987#ABE885#001 | distance between upper and lower process connection |  |  |  |  | vertical distance between two process connections |  |  | mm |  |  | REAL_MEASURE_TYPE |  |  |  |  | NON_DEPENDENT_P_DET | [5 empty] | 0112/2///61987#ABF023 - Structural design of a bypass/measuring chamber0112/2///61987#ABH145 - Bypass0112/2///61987#ABH168 - Parameters of differential pressure level measurement | 0112/2///61987#ABA000 | 0112/2///62720#UAA862 - millimetre |  | 0112/2///61987#ABT548 - Length short | Standard |  | IEC 61987 | IEC | SC65E | - | C00018 | 001-01 (2018-03-28 07:27:02 by BATCH 00000762) standard | 0112-2---61987#ABE885 | https://cdd.iec.ch/cdd/iec61987/iec61987.nsf/PropertiesAllVersions/0112-2---61987%23ABE885
0112/2///61987#ABF408 | 001 | 02 | 0112/2///61987#ABF408#001 | diameter of head |  |  |  |  | largest diameter of a head |  |  | mm |  |  | REAL_MEASURE_TYPE |  |  |  |  | NON_DEPENDENT_P_DET | [5 empty] | 0112/2///61987#ABF405 - Structural design of an insert/element | 0112/2///61987#ABA000 | 0112/2///62720#UAA862 - millimetre |  | 0112/2///61987#ABT548 - Length short | Standard |  | IEC 61987 | IEC | SC65E | - | C00019 |  | 0112-2---61987#ABF408 | https://cdd.iec.ch/cdd/iec61987/iec61987.nsf/PropertiesAllVersions/0112-2---61987%23ABF408
0112/2///61987#ABH470 | 001 | 01 | 0112/2///61987#ABH470#001 | type/class of fire resistance |  |  |  |  | classification of fire resistance according to its constructional design or class according to a standard | [5 empty] | STRING_TYPE |  |  |  |  | NON_DEPENDENT_P_DET | [5 empty] | 0112/2///61987#ABH467 - Fire resistance | 0112/2///61987#ABA000 |  |  |  | Standard |  | IEC 61987 | IEC | SC65E – IEC 61987 | - | C00018 | 001-01 (2018-03-28 07:27:16 by BATCH 00000762) standard | 0112-2---61987#ABH470 | https://cdd.iec.ch/cdd/iec61987/iec61987.nsf/PropertiesAllVersions/0112-2---61987%23ABH470
0112/2///61987#ABA041 | 007 | 01 | 0112/2///61987#ABA041#007 | type of digital communication |  |  |  |  | classification of digital communication according to the protocol in use | [5 empty] | ENUM_CODE_TYPE(0112/2///61987#ABJ781) |  |  |  |  | DEPENDENT_P_DET |  |  | 0112/2///61987#ABJ781 | 0112/2///61987#ABL158 - HART0112/2///61987#ABL159 - PROFIBUS PA0112/2///61987#ABL160 - PROFIBUS DP0112/2///61987#ABL161 - PROFINET0112/2///61987#ABL162 - FOUNDATION fieldbus H10112/2///61987#ABL163 - FOUNDATION fieldbus HSE0112/2///61987#ABL164 - MODBUS RTU0112/2///61987#ABL165 - MODBUS TCP0112/2///61987#ABL166 - EtherNet/IP0112/2///61987#ABL167 - Wireless HART0112/2///61987#ABL168 - ISA100 Wireless0112/2///61987#ABL169 - IO-Link0112/2///61987#ABL170 - OPC UA0112/2///61987#ABL171 - Bluetooth0112/2///61987#ABL172 - Zigbee0112/2///61987#ABI407 - others |  | 0112/2///61987#ABC201 - Digital communication interface | 0112/2///61987#ABA000 |  |  |  | Standard |  |  |  | SC65E – IEC 61987 | 0112/2///61987#ABI406 - empty_property | C00091 |  | 0112-2---61987#ABA041 | https://cdd.iec.ch/cdd/iec61987/iec61987.nsf/PropertiesAllVersions/0112-2---61987%23ABA041
0112/2///61987#ABC026 | 002 | 01 | 0112/2///61987#ABC026#002 | colour of case coating |  |  |  |  | colour of an additional coating of a device | [5 empty] | STRING_TYPE |  |  |  |  | NON_DEPENDENT_P_DET | [5 empty] | 0112/2///61987#ABC625 - Structural design of a differential pressure gauge0112/2///61987#ABC629 - Structural design of a pressure or differential pressure gauge0112/2///61987#ABF513 - Structural design of temperature gauge | 0112/2///61987#ABA000 |  |  |  | Standard |  |  |  | SC65E – IEC 61987 | - | C00004 |  | 0112-2---61987#ABC026 | https://cdd.iec.ch/cdd/iec61987/iec61987.nsf/PropertiesAllVersions/0112-2---61987%23ABC026
0112/2///61987#ABV229 | 001 | 02 | 0112/2///61987#ABV229#001 | reference to Percentage performance [6] |  |  |  |  | reference to block ABG309 | [5 empty] | CLASS_REFERENCE_TYPE(0112/2///61987#ABG309) 0112/2///61987#ABG309 - Percentage performance [6] |  |  |  |  | DEPENDENT_P_DET | [5 empty] | 0112/2///61987#ABG281 - Type of performance variable [15]0112/2///61987#ABG283 - Type of performance variable [17] | 0112/2///61987#ABA000 |  |  |  | Standard |  | IEC 61987 | IEC | SC65E | 0112/2///61987#ABV218 - performance variable type [17] | C00019 |  | 0112-2---61987#ABV229 | https://cdd.iec.ch/cdd/iec61987/iec61987.nsf/PropertiesAllVersions/0112-2---61987%23ABV229
0112/2///61987#ABE218 | 001 | 02 | 0112/2///61987#ABE218#001 | reference to Parameters of pneumatic rotary actuator |  |  |  |  | reference to block ABD962 | [5 empty] | CLASS_REFERENCE_TYPE(0112/2///61987#ABD962) 0112/2///61987#ABD962 - Parameters of pneumatic rotary actuator |  |  |  |  | NON_DEPENDENT_P_DET | [5 empty] | 0112/2///61987#ABE320 - Device LOP for pneumatic rotary actuator | 0112/2///61987#ABA000 |  |  |  | Standard |  |  |  |  | - | C00004 |  | 0112-2---61987#ABE218 | https://cdd.iec.ch/cdd/iec61987/iec61987.nsf/PropertiesAllVersions/0112-2---61987%23ABE218
0112/2///61987#ABB127 | 002 | 01 | 0112/2///61987#ABB127#002 | style of ring piston |  |  |  |  | classification of a ring piston according to its mechanical design | [5 empty] | ENUM_CODE_TYPE(0112/2///61987#ABL432) |  |  |  |  | DEPENDENT_P_DET |  |  | 0112/2///61987#ABL432 | 0112/2///61987#ABM417 - grooved0112/2///61987#ABI407 - others |  | 0112/2///61987#ABC632 - Structural design of a piston flow transmitter or gauge | 0112/2///61987#ABA000 |  |  |  | Standard |  |  |  | SC65E – IEC 61987 | 0112/2///61987#ABI406 - empty_property | C00091 |  | 0112-2---61987#ABB127 | https://cdd.iec.ch/cdd/iec61987/iec61987.nsf/PropertiesAllVersions/0112-2---61987%23ABB127
0112/2///61987#ABE088 | 002 | 01 | 0112/2///61987#ABE088#002 | reference to Design conditions for valve body assembly |  |  |  |  | reference to block ABD844 | [5 empty] | CLASS_REFERENCE_TYPE(0112/2///61987#ABD844) 0112/2///61987#ABD844 - Design conditions for valve body assembly |  |  |  |  | NON_DEPENDENT_P_DET | [5 empty] | 0112/2///61987#ABD950 - Operating conditions for device design [2] | 0112/2///61987#ABA000 |  |  |  | Standard |  |  |  |  | - | C00004 |  | 0112-2---61987#ABE088 | https://cdd.iec.ch/cdd/iec61987/iec61987.nsf/PropertiesAllVersions/0112-2---61987%23ABE088
0112/2///61987#ABE725 | 001 | 01 | 0112/2///61987#ABE725#001 | reference to Approval for use in special applications [5] |  |  |  |  | reference to block ABE724 | [5 empty] | CLASS_REFERENCE_TYPE(0112/2///61987#ABE724) 0112/2///61987#ABE724 - Approval for use in special applications [5] |  |  |  |  | NON_DEPENDENT_P_DET | [5 empty] | 0112/2///61987#ABE720 - Certificates and approvals [5] | 0112/2///61987#ABA000 |  |  |  | Standard |  |  |  | SC65E – IEC 61987 | - | C00016 | 001-01 (2018-03-28 07:27:01 by BATCH 00000762) standard | 0112-2---61987#ABE725 | https://cdd.iec.ch/cdd/iec61987/iec61987.nsf/PropertiesAllVersions/0112-2---61987%23ABE725
0112/2///61987#ABF694 | 001 | 01 | 0112/2///61987#ABF694#001 | reference to Measuring range for degree of filling |  |  |  |  | reference to block ABF004 | [5 empty] | CLASS_REFERENCE_TYPE(0112/2///61987#ABF004) 0112/2///61987#ABF004 - Measuring range for degree of filling |  |  |  |  | NON_DEPENDENT_P_DET | [5 empty] | 0112/2///61987#ABE823 - Degree of filling measurement | 0112/2///61987#ABA000 |  |  |  | Standard |  | IEC 61987 | IEC | SC65E | - | C00018 | 001-01 (2018-03-28 07:27:08 by BATCH 00000762) standard | 0112-2---61987#ABF694 | https://cdd.iec.ch/cdd/iec61987/iec61987.nsf/PropertiesAllVersions/0112-2---61987%23ABF694
0112/2///61987#ABA303 | 001 | 01 | 0112/2///61987#ABA303#001 | reference to Identifier of business partner |  |  |  |  | reference to block ABA379 | [5 empty] | CLASS_REFERENCE_TYPE(0112/2///61987#ABA379) 0112/2///61987#ABA379 - Identifier of business partner |  |  |  |  | NON_DEPENDENT_P_DET | [5 empty] | 0112/2///61987#ABA372 - Business partner | 0112/2///61987#ABA000 |  |  |  | Standard |  | IEC 61987 |  | SC65E – IEC 61987 | - | C00018 | 001-01 (2019-03-08 15:35:28 by BATCH 00000766) standard | 0112-2---61987#ABA303 | https://cdd.iec.ch/cdd/iec61987/iec61987.nsf/PropertiesAllVersions/0112-2---61987%23ABA303
0112/2///61987#ABD334 | 004 | 01 | 0112/2///61987#ABD334#004 | maximum allowable gauge pressure |  |  |  |  | highest gauge pressure for which the equipment is designed, as specified by the manufacturer |  |  | bar |  |  | REAL_MEASURE_TYPE |  |  | ISO 4126 MOD |  | NON_DEPENDENT_P_DET | [5 empty] | 0112/2///61987#ABC532 - Pressure-temperature design conditions0112/2///61987#ABC533 - Pressure-temperature design ratings0112/2///61987#ABE585 - Pressure-temperature design ratings [3]0112/2///61987#ABG477 - Pressure-temperature design conditions [temperature] | 0112/2///61987#ABA000 | 0112/2///62720#UAA323 - bar |  | 0112/2///61987#ABT524 - Pressure | Standard |  |  |  | SC65E – IEC 61987 | - | C00004 |  | 0112-2---61987#ABD334 | https://cdd.iec.ch/cdd/iec61987/iec61987.nsf/PropertiesAllVersions/0112-2---61987%23ABD334
0112/2///61987#ABC952 | 004 | 02 | 0112/2///61987#ABC952#004 | reference to Line or nozzle |  |  |  |  | reference to block ABC322 | [5 empty] | CLASS_REFERENCE_TYPE(0112/2///61987#ABC322) 0112/2///61987#ABC322 - Line or nozzle |  |  |  |  | DEPENDENT_P_DET | [5 empty] | 0112/2///61987#ABC546 - Process equipment0112/2///61987#ABF023 - Structural design of a bypass/measuring chamber0112/2///61987#ABG478 - Process equipment [level]0112/2///61987#ABG479 - Process equipment [temperature]0112/2///61987#ABH145 - Bypass | 0112/2///61987#ABA000 |  |  |  | Standard |  | IEC 61987 | IEC | IEC SC65E | 0112/2///61987#ABB335 - number of lines or nozzles | C00112 |  | 0112-2---61987#ABC952 | https://cdd.iec.ch/cdd/iec61987/iec61987.nsf/PropertiesAllVersions/0112-2---61987%23ABC952
0112/2///61987#ABU320 | 001 | 03 | 0112/2///61987#ABU320#001 | reference to Pulse input |  |  |  |  | reference to block ABC551 |  | Id specified in IEC61987-12/-13: ABD181 |  |  |  | CLASS_REFERENCE_TYPE(0112/2///61987#ABC551) 0112/2///61987#ABC551 - Pulse input |  |  |  |  | DEPENDENT_P_DET | [5 empty] | 0112/2///61987#ABC657 - Type of auxiliary input [7] | 0112/2///61987#ABA000 |  |  |  | Standard |  |  |  | SC65E – IEC 61987 | 0112/2///61987#ABU294 - auxiliary input type [7] | C00004 |  | 0112-2---61987#ABU320 | https://cdd.iec.ch/cdd/iec61987/iec61987.nsf/PropertiesAllVersions/0112-2---61987%23ABU320
0112/2///61987#ABV023 | 001 | 01 | 0112/2///61987#ABV023#001 | reference to Assigned variable [10] |  |  |  |  | reference to block ABG090 | [5 empty] | CLASS_REFERENCE_TYPE(0112/2///61987#ABG090) 0112/2///61987#ABG090 - Assigned variable [10] |  |  |  |  | NON_DEPENDENT_P_DET | [5 empty] | 0112/2///61987#ABG174 - Analog current output [10]0112/2///61987#ABG183 - Analog voltage output [10]0112/2///61987#ABG192 - Frequency output [10]0112/2///61987#ABG203 - Manufacturer-specific output [10] | 0112/2///61987#ABA000 |  |  |  | Standard |  | IEC 61987 | IEC | SC65E | - | C00018 | 001-01 (2018-03-28 07:27:23 by BATCH 00000762) standard | 0112-2---61987#ABV023 | https://cdd.iec.ch/cdd/iec61987/iec61987.nsf/PropertiesAllVersions/0112-2---61987%23ABV023
0112/2///61987#ABI302 | 001 | 01 | 0112/2///61987#ABI302#001 | message |  |  |  |  | message assigned to a CPF 9 device | CPF 9 is the IEC 61784 acronym for HART. |  |  |  |  | STRING_TYPE |  |  |  |  | NON_DEPENDENT_P_DET | [5 empty] | 0112/2///61987#ABH916 - HART universal parameters | 0112/2///61987#ABA000 |  |  |  | Standard |  |  |  | SC65E – IEC 61987 | - | C00004 | 001-01 (2018-03-28 07:27:16 by BATCH 00000762) standard | 0112-2---61987#ABI302 | https://cdd.iec.ch/cdd/iec61987/iec61987.nsf/PropertiesAllVersions/0112-2---61987%23ABI302
0112/2///61987#ABE069 | 001 | 02 | 0112/2///61987#ABE069#001 | reference to Body of valve [3] |  |  |  |  | reference to block ABD813 | [5 empty] | CLASS_REFERENCE_TYPE(0112/2///61987#ABD813) 0112/2///61987#ABD813 - Body of valve [3] |  |  |  |  | NON_DEPENDENT_P_DET | [5 empty] | 0112/2///61987#ABE019 - Structural design [pressure reducing regulator or back pressure/excess pressure regulator] | 0112/2///61987#ABA000 |  |  |  | Standard |  |  |  |  | - | C00004 |  | 0112-2---61987#ABE069 | https://cdd.iec.ch/cdd/iec61987/iec61987.nsf/PropertiesAllVersions/0112-2---61987%23ABE069
0112/2///61987#ABE494 | 001 | 01 | 0112/2///61987#ABE494#001 | reference to Pneumatic/hydraulic output parameters for solenoid valve |  |  |  |  | reference to block ABE577 | [5 empty] | CLASS_REFERENCE_TYPE(0112/2///61987#ABE577) 0112/2///61987#ABE577 - Pneumatic/hydraulic output parameters for solenoid valve |  |  |  |  | NON_DEPENDENT_P_DET | [5 empty] | 0112/2///61987#ABE576 - Pneumatic/hydraulic output for solenoid valve | 0112/2///61987#ABA000 |  |  |  | Standard |  | IEC 61987 | IEC | SC65E | - | C00016 | 001-01 (2018-03-28 07:27:00 by BATCH 00000762) standard | 0112-2---61987#ABE494 | https://cdd.iec.ch/cdd/iec61987/iec61987.nsf/PropertiesAllVersions/0112-2---61987%23ABE494
0112/2///61987#ABE503 | 001 | 01 | 0112/2///61987#ABE503#001 | reference to Pressure-temperature design ratings [3] |  |  |  |  | reference to block ABE585 | [5 empty] | CLASS_REFERENCE_TYPE(0112/2///61987#ABE585) 0112/2///61987#ABE585 - Pressure-temperature design ratings [3] |  |  |  |  | NON_DEPENDENT_P_DET | [5 empty] | 0112/2///61987#ABE583 - Rated operating conditions [12]0112/2///61987#ABE586 - Rated operating conditions [13] | 0112/2///61987#ABA000 |  |  |  | Standard |  | IEC 61987 | IEC | SC65E | - | C00016 | 001-01 (2018-03-28 07:27:00 by BATCH 00000762) standard | 0112-2---61987#ABE503 | https://cdd.iec.ch/cdd/iec61987/iec61987.nsf/PropertiesAllVersions/0112-2---61987%23ABE503
0112/2///61987#ABI448 | 001 | 02 | 0112/2///61987#ABI448#001 | reference to Packing information |  |  |  |  | reference to block ABI417 | [5 empty] | CLASS_REFERENCE_TYPE(0112/2///61987#ABI417) 0112/2///61987#ABI417 - Packing information |  |  |  |  | DEPENDENT_P_DET | [5 empty] | 0112/2///61987#ABI413 - Packaging and transportation | 0112/2///61987#ABA000 |  |  |  | Standard |  | IEC 61987 | IEC | IEC SC65E | 0112/2///61987#ABI420 - number of packing informations | C00112 |  | 0112-2---61987#ABI448 | https://cdd.iec.ch/cdd/iec61987/iec61987.nsf/PropertiesAllVersions/0112-2---61987%23ABI448
0112/2///61987#ABG944 | 001 | 01 | 0112/2///61987#ABG944#001 | reference to Mechanical and electrical construction [stilling well] |  |  |  |  | reference to block ABG384 | [5 empty] | CLASS_REFERENCE_TYPE(0112/2///61987#ABG384) 0112/2///61987#ABG384 - Mechanical and electrical construction [stilling well] |  |  |  |  | NON_DEPENDENT_P_DET | [5 empty] | 0112/2///61987#ABE751 - Device LOP for stilling well | 0112/2///61987#ABA000 |  |  |  | Standard |  | IEC 61987 | IEC | SC65E | - | C00018 | 001-01 (2018-03-28 07:27:12 by BATCH 00000762) standard | 0112-2---61987#ABG944 | https://cdd.iec.ch/cdd/iec61987/iec61987.nsf/PropertiesAllVersions/0112-2---61987%23ABG944
0112/2///61987#ABE862 | 001 | 01 | 0112/2///61987#ABE862#001 | number of accuracies for a subrange of degree of filling |  |  |  |  | @number of accuracies for a subrange of degree of filling |  | Cardinality property |  |  |  | INT_TYPE |  |  |  |  | CONDITION_DET | [5 empty] | 0112/2///61987#ABE856 - Absolute performance for degree of filling | 0112/2///61987#ABA000 |  |  |  | Standard |  | IEC 61987 | IEC | SC65E | - | C00018 | 001-01 (2018-03-28 07:27:02 by BATCH 00000762) standard | 0112-2---61987#ABE862 | https://cdd.iec.ch/cdd/iec61987/iec61987.nsf/PropertiesAllVersions/0112-2---61987%23ABE862
0112/2///61987#ABA639 | 002 | 01 | 0112/2///61987#ABA639#002 | internal diameter of measuring tube |  |  |  |  | internal diameter of a component measured at the point of maximum restriction | If the measuring tube is a tube system consisting of more than one tube the internal diameter of the common tube section at the fluid entrance is meant |  | mm |  |  | REAL_MEASURE_TYPE |  |  |  |  | NON_DEPENDENT_P_DET | [5 empty] | 0112/2///61987#ABC246 - Flowtube assembly | 0112/2///61987#ABA000 | 0112/2///62720#UAA862 - millimetre |  | 0112/2///61987#ABT548 - Length short | Standard |  |  |  | SC65E – IEC 61987 | - | C00004 |  | 0112-2---61987#ABA639 | https://cdd.iec.ch/cdd/iec61987/iec61987.nsf/PropertiesAllVersions/0112-2---61987%23ABA639
0112/2///61987#ABB937 | 001 | 02 | 0112/2///61987#ABB937#001 | description of pneumatic/hydraulic connection |  |  |  |  | plain text describing the function of a pneumatic or hydraulic connection | [5 empty] | STRING_TYPE |  |  |  |  | NON_DEPENDENT_P_DET | [5 empty] | 0112/2///61987#ABC513 - Pneumatic/hydraulic connection | 0112/2///61987#ABA000 |  |  |  | Standard |  |  |  | SC65E – IEC 61987 | - | C00004 |  | 0112-2---61987#ABB937 | https://cdd.iec.ch/cdd/iec61987/iec61987.nsf/PropertiesAllVersions/0112-2---61987%23ABB937
0112/2///61987#ABU321 | 001 | 03 | 0112/2///61987#ABU321#001 | reference to Manufacturer-specific input [2] |  |  |  |  | reference to block ABC332 |  | Id specified in IEC61987-12/-13: ABC962 |  |  |  | CLASS_REFERENCE_TYPE(0112/2///61987#ABC332) 0112/2///61987#ABC332 - Manufacturer-specific input [2] |  |  |  |  | DEPENDENT_P_DET | [5 empty] | 0112/2///61987#ABC657 - Type of auxiliary input [7] | 0112/2///61987#ABA000 |  |  |  | Standard |  |  |  | SC65E – IEC 61987 | 0112/2///61987#ABU294 - auxiliary input type [7] | C00004 |  | 0112-2---61987#ABU321 | https://cdd.iec.ch/cdd/iec61987/iec61987.nsf/PropertiesAllVersions/0112-2---61987%23ABU321
0112/2///61987#ABE511 | 001 | 01 | 0112/2///61987#ABE511#001 | reference to Process design ratings [6] |  |  |  |  | reference to block ABE593 | [5 empty] | CLASS_REFERENCE_TYPE(0112/2///61987#ABE593) 0112/2///61987#ABE593 - Process design ratings [6] |  |  |  |  | NON_DEPENDENT_P_DET | [5 empty] | 0112/2///61987#ABE590 - Rated operating conditions [14] | 0112/2///61987#ABA000 |  |  |  | Standard |  | IEC 61987 | IEC | SC65E | - | C00016 | 001-01 (2018-03-28 07:27:00 by BATCH 00000762) standard | 0112-2---61987#ABE511 | https://cdd.iec.ch/cdd/iec61987/iec61987.nsf/PropertiesAllVersions/0112-2---61987%23ABE511
0112/2///61987#ABD143 | 001 | 05 | 0112/2///61987#ABD143#001 | reference to Pneumatic/hydraulic connection |  |  |  |  | reference to block ABC513 | [5 empty] | CLASS_REFERENCE_TYPE(0112/2///61987#ABC513) 0112/2///61987#ABC513 - Pneumatic/hydraulic connection |  |  |  |  | DEPENDENT_P_DET | [5 empty] | 0112/2///61987#ABC173 - Connection facility [2]0112/2///61987#ABP301 - Binary valve output | 0112/2///61987#ABA000 |  |  |  | Standard |  | IEC 61987 | IEC | IEC SC65E | 0112/2///61987#ABB934 - number of pneumatic/hydraulic connections | C00112 |  | 0112-2---61987#ABD143 | https://cdd.iec.ch/cdd/iec61987/iec61987.nsf/PropertiesAllVersions/0112-2---61987%23ABD143
0112/2///61987#ABB984 | 002 | 01 | 0112/2///61987#ABB984#002 | style of illumination |  |  |  |  | classification of a display or indicator according to how it is illuminated | [5 empty] | ENUM_CODE_TYPE(0112/2///61987#ABL299) |  |  |  |  | DEPENDENT_P_DET |  |  | 0112/2///61987#ABL299 | 0112/2///61987#ABL945 - backlight0112/2///61987#ABL946 - no illumination0112/2///61987#ABI407 - others |  | 0112/2///61987#ABC207 - Display of a digital indicator | 0112/2///61987#ABA000 |  |  |  | Standard |  |  |  | SC65E – IEC 61987 | 0112/2///61987#ABI406 - empty_property | C00091 |  | 0112-2---61987#ABB984 | https://cdd.iec.ch/cdd/iec61987/iec61987.nsf/PropertiesAllVersions/0112-2---61987%23ABB984
0112/2///61987#ABB116 | 002 | 01 | 0112/2///61987#ABB116#002 | style of variable area flowmeter measuring tube |  |  |  |  | classification of the measuring tube of a variable area flow transmitter according to its mechanical construction | [5 empty] | ENUM_CODE_TYPE(0112/2///61987#ABJ779) |  |  |  |  | DEPENDENT_P_DET |  |  | 0112/2///61987#ABJ779 | 0112/2///61987#ABL153 - fixed0112/2///61987#ABL154 - exchangeable0112/2///61987#ABL155 - retractable0112/2///61987#ABI407 - others |  | 0112/2///61987#ABC638 - Structural design of a variable area flow transmitter or gauge | 0112/2///61987#ABA000 |  |  |  | Standard |  |  |  | SC65E – IEC 61987 | 0112/2///61987#ABI406 - empty_property | C00091 |  | 0112-2---61987#ABB116 | https://cdd.iec.ch/cdd/iec61987/iec61987.nsf/PropertiesAllVersions/0112-2---61987%23ABB116
0112/2///61987#ABE981 | 001 | 01 | 0112/2///61987#ABE981#001 | maximum influence of process temperature on degree of filling |  |  |  |  | change in output of a degree of filling measuring device caused by a change in process temperature with respect to reference conditions, expressed as the maximum error across the specified process temperature range |  |  | %/K |  |  | REAL_MEASURE_TYPE |  |  |  |  | NON_DEPENDENT_P_DET | [5 empty] | 0112/2///61987#ABE977 - Influence of external quantities expressed for degree of filling | 0112/2///61987#ABA000 | 0112/2///62720#UAA008 - percent per kelvin |  | 0112/2///61987#ABT527 - Percentage per temperature | Standard |  | IEC 61987 | IEC | SC65E | - | C00018 | 001-01 (2018-03-28 07:27:03 by BATCH 00000762) standard | 0112-2---61987#ABE981 | https://cdd.iec.ch/cdd/iec61987/iec61987.nsf/PropertiesAllVersions/0112-2---61987%23ABE981
0112/2///61987#ABH410 | 001 | 01 | 0112/2///61987#ABH410#001 | orientation of head |  |  |  |  | orientation of a head with respect to the horizontal | [5 empty] | STRING_TYPE |  |  |  |  | NON_DEPENDENT_P_DET | [5 empty] | 0112/2///61987#ABF023 - Structural design of a bypass/measuring chamber0112/2///61987#ABF342 - Structural design of a displacer lever transmitter/switch | 0112/2///61987#ABA000 |  |  |  | Standard |  |  |  | SC65E – IEC 61987 | - | C00018 | 001-01 (2018-03-28 07:27:15 by BATCH 00000762) standard | 0112-2---61987#ABH410 | https://cdd.iec.ch/cdd/iec61987/iec61987.nsf/PropertiesAllVersions/0112-2---61987%23ABH410
0112/2///61987#ABN635 | 001 | 02 | 0112/2///61987#ABN635#001 | two-state input/output value |  |  |  | Value | parameter indicating the binary input or output value of a device | The value is, for instance, either the process value or the simulated value depending on the state of simulation | also used by Process Automation - Device Information Model (PA-DIM) |  |  |  | BOOLEAN_TYPE |  |  |  |  | NON_DEPENDENT_P_DET | [5 empty] | 0112/2///61987#ABN610 - Simulation | 0112/2///61987#ABA000 |  |  |  | Standard |  | IEC 61987 | IEC | IEC SC65E | - | C00112 |  | 0112-2---61987#ABN635 | https://cdd.iec.ch/cdd/iec61987/iec61987.nsf/PropertiesAllVersions/0112-2---61987%23ABN635
0112/2///61987#ABP229 | 001 | 01 | 0112/2///61987#ABP229#001 | reference to Device housing |  |  |  |  | reference to block ABP025 | [5 empty] | CLASS_REFERENCE_TYPE(0112/2///61987#ABP025) 0112/2///61987#ABP025 - Device housing |  |  |  |  | NON_DEPENDENT_P_DET | [5 empty] | 0112/2///61987#ABP049 - Mechanical and electrical construction [I/O module] | 0112/2///61987#ABA000 |  |  |  | Standard |  | IEC 61987 | IEC | IEC/SC 65E | - | C00128 | 001-01 (2023-01-23 14:53:53 by BATCH 00000807) standard | 0112-2---61987#ABP229 | https://cdd.iec.ch/cdd/iec61987/iec61987.nsf/PropertiesAllVersions/0112-2---61987%23ABP229
0112/2///61987#ABD652 | 002 | 02 | 0112/2///61987#ABD652#002 | minimum actuating torque |  |  |  |  | lowest torque that a rotary actuator can exert at lowest operating pressure |  |  | kN·m |  |  | REAL_MEASURE_TYPE |  |  |  |  | NON_DEPENDENT_P_DET | [5 empty] | 0112/2///61987#ABD962 - Parameters of pneumatic rotary actuator | 0112/2///61987#ABA000 | 0112/2///62720#UAA574 - kilonewton metre |  | 0112/2///61987#ABT538 - Moment of force | Standard |  |  |  |  | - | C00018 |  | 0112-2---61987#ABD652 | https://cdd.iec.ch/cdd/iec61987/iec61987.nsf/PropertiesAllVersions/0112-2---61987%23ABD652
0112/2///61987#ABE773 | 001 | 04 | 0112/2///61987#ABE773#001 | reference to Measured variable [18] |  |  |  |  | reference to block ABE774 | [5 empty] | CLASS_REFERENCE_TYPE(0112/2///61987#ABE774) 0112/2///61987#ABE774 - Measured variable [18] |  |  |  |  | DEPENDENT_P_DET | [5 empty] | 0112/2///61987#ABE770 - Input [30] | 0112/2///61987#ABA000 |  |  |  | Standard |  | IEC 61987 | IEC | IEC SC65E | 0112/2///61987#ABB065 - number of measured variables | C00112 |  | 0112-2---61987#ABE773 | https://cdd.iec.ch/cdd/iec61987/iec61987.nsf/PropertiesAllVersions/0112-2---61987%23ABE773
0112/2///61987#ABF145 | 002 | 01 | 0112/2///61987#ABF145#002 | type of build-up compensation |  |  |  |  | classification of a build-up compensation system according to the method used to compensate | [5 empty] | ENUM_CODE_TYPE(0112/2///61987#ABL458) |  |  |  |  | DEPENDENT_P_DET |  |  | 0112/2///61987#ABL458 | 0112/2///61987#ABM509 - inactive length0112/2///61987#ABM510 - additional electrode0112/2///61987#ABI407 - others |  | 0112/2///61987#ABF136 - Structural design of a capacitance level transmitter/switch0112/2///61987#ABF155 - Single electrode probe | 0112/2///61987#ABA000 |  |  |  | Standard |  | IEC 61987 | IEC | SC65E | 0112/2///61987#ABI406 - empty_property | C00091 |  | 0112-2---61987#ABF145 | https://cdd.iec.ch/cdd/iec61987/iec61987.nsf/PropertiesAllVersions/0112-2---61987%23ABF145
0112/2///61987#ABP137 | 001 | 01 | 0112/2///61987#ABP137#001 | maximum power dissipation |  |  |  |  | highest power loss in the device during normal operation |  |  | W |  |  | REAL_MEASURE_TYPE |  |  |  |  | NON_DEPENDENT_P_DET | [5 empty] | 0112/2///61987#ABC218 - Electrical power input circuit | 0112/2///61987#ABA000 | 0112/2///62720#UAA306 - watt |  | 0112/2///61987#ABT525 - Power | Standard |  | IEC 61987 | IEC | IEC/SC 65E | - | C00128 | 001-01 (2023-01-23 14:53:52 by BATCH 00000807) standard | 0112-2---61987#ABP137 | https://cdd.iec.ch/cdd/iec61987/iec61987.nsf/PropertiesAllVersions/0112-2---61987%23ABP137
0112/2///61987#ABB183 | 005 | 02 | 0112/2///61987#ABB183#005 | fieldbus explosion protection concept |  |  |  |  | explosion protection concept for fieldbus devices, based on a particular type of protection | [5 empty] | ENUM_CODE_TYPE(0112/2///61987#ABJ742) |  |  |  |  | DEPENDENT_P_DET |  |  | 0112/2///61987#ABJ742 | 0112/2///61987#ABK556 - FISCO0112/2///61987#ABK558 - FNICO0112/2///61987#ABP328 - 2-WISE0112/2///61987#ABI407 - others |  | 0112/2///61987#ABC685 - Wired communication interface | 0112/2///61987#ABA000 |  |  |  | Standard |  | IEC 61987 | IEC | IEC/SC 65E | 0112/2///61987#ABI406 - empty_property | C00128 |  | 0112-2---61987#ABB183 | https://cdd.iec.ch/cdd/iec61987/iec61987.nsf/PropertiesAllVersions/0112-2---61987%23ABB183
0112/2///61987#ABP102 | 001 | 01 | 0112/2///61987#ABP102#001 | average influence of ambient temperature on apparent power |  |  |  |  | change in output of an apparent power measuring device caused by a change in ambient temperature with respect to reference conditions, expressed as the average error across the specified ambient temperature range |  |  | V·A/K |  |  | REAL_MEASURE_TYPE |  |  |  |  | NON_DEPENDENT_P_DET | [5 empty] | 0112/2///61987#ABP036 - Influence of external quantities expressed for apparent power [I/O module] | 0112/2///61987#ABA000 | 0112/2///62720#UAD905 - volt ampere per kelvin |  | 0112/2///61987#ABP003 - Apparent power per temperature | Standard |  | IEC 61987 | IEC | IEC/SC 65E | - | C00128 | 001-01 (2023-01-23 14:53:52 by BATCH 00000807) standard | 0112-2---61987#ABP102 | https://cdd.iec.ch/cdd/iec61987/iec61987.nsf/PropertiesAllVersions/0112-2---61987%23ABP102
0112/2///61987#ABD176 | 002 | 01 | 0112/2///61987#ABD176#002 | reference to Process equipment |  |  |  |  | reference to block ABC546 | [5 empty] | CLASS_REFERENCE_TYPE(0112/2///61987#ABC546) 0112/2///61987#ABC546 - Process equipment |  |  |  |  | NON_DEPENDENT_P_DET | [5 empty] | 0112/2///61987#ABA003 - Operating LOP for flow measuring equipment0112/2///61987#ABF868 - Operating LOP for density measuring equipment | 0112/2///61987#ABA000 |  |  |  | Standard |  |  |  | SC65E – IEC 61987 | - | C00004 |  | 0112-2---61987#ABD176 | https://cdd.iec.ch/cdd/iec61987/iec61987.nsf/PropertiesAllVersions/0112-2---61987%23ABD176
0112/2///61987#ABC017 | 001 | 04 | 0112/2///61987#ABC017#001 | total error (absolute or gauge pressure, 28 °C) |  |  |  |  | for absolute or gauge pressure measuring devices, total error for one year, calculated by the sum of total performance (absolute or gauge pressure, 28 °C) and the long term drift per annum, expressed as percentage of span |  |  | % |  |  | REAL_MEASURE_TYPE |  |  |  |  | NON_DEPENDENT_P_DET | [5 empty] | 0112/2///61987#ABC067 - Accuracy expressed as a percentage [1] | 0112/2///61987#ABA000 | 0112/2///62720#UAA000 - percent |  | 0112/2///61987#ABT533 - Percentage | Standard |  |  |  | SC65E – IEC 61987 | - | C00004 |  | 0112-2---61987#ABC017 | https://cdd.iec.ch/cdd/iec61987/iec61987.nsf/PropertiesAllVersions/0112-2---61987%23ABC017
0112/2///61987#ABB515 | 001 | 04 | 0112/2///61987#ABB515#001 | maximum pause length |  |  |  |  | for a binary signal, the permissible minimum duration of the signal with the logic value "0" |  |  | ms |  |  | REAL_MEASURE_TYPE |  |  |  |  | NON_DEPENDENT_P_DET | [5 empty] | 0112/2///61987#ABC142 - Binary input0112/2///61987#ABP021 - Binary input [I/O module] | 0112/2///61987#ABA000 | 0112/2///62720#UAA899 - millisecond |  | 0112/2///61987#ABT510 - Time/time duration short | Standard |  |  |  | SC65E – IEC 61987 | - | C00004 |  | 0112-2---61987#ABB515 | https://cdd.iec.ch/cdd/iec61987/iec61987.nsf/PropertiesAllVersions/0112-2---61987%23ABB515
0112/2///61987#ABB083 | 002 | 01 | 0112/2///61987#ABB083#002 | style of display |  |  |  |  | classification of a device display based on the method of indication | [5 empty] | ENUM_CODE_TYPE(0112/2///61987#ABL362) |  |  |  |  | DEPENDENT_P_DET |  |  | 0112/2///61987#ABL362 | 0112/2///61987#ABL893 - dial0112/2///61987#ABM167 - linear scale0112/2///61987#ABM168 - sight glass0112/2///61987#ABM169 - register0112/2///61987#ABL891 - digital0112/2///61987#ABM171 - configurable display0112/2///61987#ABI407 - others |  | 0112/2///61987#ABC205 - Display | 0112/2///61987#ABA000 |  |  |  | Standard |  |  |  | SC65E – IEC 61987 | 0112/2///61987#ABI406 - empty_property | C00091 |  | 0112-2---61987#ABB083 | https://cdd.iec.ch/cdd/iec61987/iec61987.nsf/PropertiesAllVersions/0112-2---61987%23ABB083
0112/2///61987#ABF253 | 001 | 01 | 0112/2///61987#ABF253#001 | resolution of digital/analog-converter |  |  |  |  | measure of the accuracy with which a digital system can distinguish between the magnitudes of two samples of a signal | Resolution is usually expressed as the number of bits necessary to express in binary form the maximum number of possible different signal levels which can be recognized by the system. |  | bit |  |  | REAL_MEASURE_TYPE |  |  | IEV 807-01-02 |  | NON_DEPENDENT_P_DET | [5 empty] | 0112/2///61987#ABF226 - Structural design of a radiation thermometer | 0112/2///61987#ABA000 | 0112/2///62720#UAA339 - bit |  |  | Standard |  | IEC 61987 | IEC | SC65E | - | C00019 | 001-01 (2018-03-28 07:27:05 by BATCH 00000762) standard | 0112-2---61987#ABF253 | https://cdd.iec.ch/cdd/iec61987/iec61987.nsf/PropertiesAllVersions/0112-2---61987%23ABF253
0112/2///61987#ABF770 | 003 | 02 | 0112/2///61987#ABF770#003 | reference to Flying lead |  |  |  |  | reference to block ABF294 | [5 empty] | CLASS_REFERENCE_TYPE(0112/2///61987#ABF294) 0112/2///61987#ABF294 - Flying lead |  |  |  |  | DEPENDENT_P_DET | [5 empty] | 0112/2///61987#ABF289 - RTD/thermocouple probe output | 0112/2///61987#ABA000 |  |  |  | Standard |  | IEC 61987 | IEC | IEC SC65E | 0112/2///61987#ABF293 - number of flying leads | C00112 |  | 0112-2---61987#ABF770 | https://cdd.iec.ch/cdd/iec61987/iec61987.nsf/PropertiesAllVersions/0112-2---61987%23ABF770
0112/2///61987#ABU352 | 001 | 03 | 0112/2///61987#ABU352#001 | reference to Analog current output [2] |  |  |  |  | reference to block ABC087 |  | Id specified in IEC61987-12/-13: ABC717 |  |  |  | CLASS_REFERENCE_TYPE(0112/2///61987#ABC087) 0112/2///61987#ABC087 - Analog current output [2] |  |  |  |  | DEPENDENT_P_DET | [5 empty] | 0112/2///61987#ABC668 - Type of output [5] | 0112/2///61987#ABA000 |  |  |  | Standard |  |  |  | SC65E – IEC 61987 | 0112/2///61987#ABU346 - output type [5] | C00004 |  | 0112-2---61987#ABU352 | https://cdd.iec.ch/cdd/iec61987/iec61987.nsf/PropertiesAllVersions/0112-2---61987%23ABU352
0112/2///61987#ABF576 | 001 | 01 | 0112/2///61987#ABF576#001 | maximum influence of dynamic viscosity |  |  |  |  | change in output caused by a change in dynamic viscosity with respect to reference conditions, expressed as the maximum error within the specified dynamic viscosity range |  |  | %/(mPa·s) |  |  | REAL_MEASURE_TYPE |  |  |  |  | NON_DEPENDENT_P_DET | [5 empty] | 0112/2///61987#ABG314 - Influence of external quantities expressed as a percentage [4] | 0112/2///61987#ABA000 | 0112/2///62720#UAC804 - percent per millipascal second |  | 0112/2///61987#ABI452 - Percentage per dynamic viscosity | Standard |  | IEC 61987 | IEC | SC65E | - | C00017 | 001-01 (2018-03-28 07:27:07 by BATCH 00000762) standard | 0112-2---61987#ABF576 | https://cdd.iec.ch/cdd/iec61987/iec61987.nsf/PropertiesAllVersions/0112-2---61987%23ABF576
0112/2///61987#ABH718 | 001 | 02 | 0112/2///61987#ABH718#001 | reference to Calibration |  |  |  |  | reference to block ABH561 | [5 empty] | CLASS_REFERENCE_TYPE(0112/2///61987#ABH561) 0112/2///61987#ABH561 - Calibration |  |  |  |  | DEPENDENT_P_DET | [5 empty] | 0112/2///61987#ABH552 - Calibration and test results | 0112/2///61987#ABA000 |  |  |  | Standard |  | IEC 61987 | IEC | IEC SC65E | 0112/2///61987#ABH560 - number of calibrations | C00112 |  | 0112-2---61987#ABH718 | https://cdd.iec.ch/cdd/iec61987/iec61987.nsf/PropertiesAllVersions/0112-2---61987%23ABH718
0112/2///61987#ABB765 | 001 | 05 | 0112/2///61987#ABB765#001 | set lower range end-value of interval of flow velocity |  |  |  |  | value defining the start of a subrange for flow velocity |  |  | m/s |  |  | REAL_MEASURE_TYPE |  |  | IEC 61298-2 |  | NON_DEPENDENT_P_DET | [5 empty] | 0112/2///61987#ABC072 - Accuracy for a subrange of flow velocity | 0112/2///61987#ABA000 | 0112/2///62720#UAA733 - metre per second |  | 0112/2///61987#ABT509 - Velocity | Standard |  | IEC 61987 | IEC | IEC/SC 65E | - | C00128 |  | 0112-2---61987#ABB765 | https://cdd.iec.ch/cdd/iec61987/iec61987.nsf/PropertiesAllVersions/0112-2---61987%23ABB765
0112/2///61987#ABF284 | 001 | 01 | 0112/2///61987#ABF284#001 | material of optical probe part |  |  |  |  | material from which the optical part of a probe comprising optical and non-optical parts is made | [5 empty] | STRING_TYPE |  |  |  |  | NON_DEPENDENT_P_DET | [5 empty] | 0112/2///61987#ABF283 - Structural design of an optical level switch0112/2///61987#ABF632 - Structural design of a refractive index density transmitter | 0112/2///61987#ABA000 |  |  |  | Standard |  | IEC 61987 | IEC | SC65E | - | C00018 | 001-01 (2018-03-28 07:27:05 by BATCH 00000762) standard | 0112-2---61987#ABF284 | https://cdd.iec.ch/cdd/iec61987/iec61987.nsf/PropertiesAllVersions/0112-2---61987%23ABF284
0112/2///61987#ABH693 | 002 | 01 | 0112/2///61987#ABH693#002 | set low flow cut-off |  |  |  |  | setting of the low flow cut-off functionality | [5 empty] | ENUM_CODE_TYPE(0112/2///61987#ABJ791) |  |  |  |  | DEPENDENT_P_DET |  |  | 0112/2///61987#ABJ791 | 0112/2///61987#ABL213 - on0112/2///61987#ABL214 - off0112/2///61987#ABI407 - others |  | 0112/2///61987#ABH691 - Low flow cut-off | 0112/2///61987#ABA000 |  |  |  | Standard |  | IEC 61987 |  | SC65E – IEC 61987 | 0112/2///61987#ABI406 - empty_property | C00091 |  | 0112-2---61987#ABH693 | https://cdd.iec.ch/cdd/iec61987/iec61987.nsf/PropertiesAllVersions/0112-2---61987%23ABH693
0112/2///61987#ABI063 | 001 | 01 | 0112/2///61987#ABI063#001 | burst device variable 2 |  |  |  |  | second device variable returned by Command 9 or 33 in burst mode | [5 empty] | INT_TYPE |  |  |  |  | NON_DEPENDENT_P_DET | [5 empty] | 0112/2///61987#ABH919 - HART burst mode parameters | 0112/2///61987#ABA000 |  |  |  | Standard |  |  |  | SC65E – IEC 61987 | - | C00019 | 001-01 (2018-03-28 07:27:16 by BATCH 00000762) standard | 0112-2---61987#ABI063 | https://cdd.iec.ch/cdd/iec61987/iec61987.nsf/PropertiesAllVersions/0112-2---61987%23ABI063
0112/2///61987#ABA309 | 001 | 01 | 0112/2///61987#ABA309#001 | project number |  |  |  |  | alphanumeric character sequence uniquely identifying a project | [5 empty] | STRING_TYPE |  |  |  |  | NON_DEPENDENT_P_DET | [5 empty] | 0112/2///61987#ABA398 - Project information | 0112/2///61987#ABA000 |  |  |  | Standard |  | IEC 61987 |  | SC65E – IEC 61987 | - | C00018 | 001-01 (2019-03-08 15:35:28 by BATCH 00000766) standard | 0112-2---61987#ABA309 | https://cdd.iec.ch/cdd/iec61987/iec61987.nsf/PropertiesAllVersions/0112-2---61987%23ABA309
0112/2///61987#ABB741 | 001 | 04 | 0112/2///61987#ABB741#001 | inaccuracy of density |  |  |  |  | for a density measurement, the maximum positive and negative deviation from the specified characteristic curve observed in testing a device under specified conditions and by a specified procedure |  |  | kg/m³ |  |  | REAL_MEASURE_TYPE |  |  | IEC 61298-1, Ed. 2.0, 3.5 |  | NON_DEPENDENT_P_DET | [5 empty] | 0112/2///61987#ABC058 - Absolute performance for density0112/2///61987#ABC070 - Accuracy for a subrange of density0112/2///61987#ABG318 - Absolute performance for density [2] | 0112/2///61987#ABA000 | 0112/2///62720#UAA619 - kilogram per metre cubed |  | 0112/2///61987#ABT573 - Density | Standard |  |  |  | SC65E – IEC 61987 | - | C00004 |  | 0112-2---61987#ABB741 | https://cdd.iec.ch/cdd/iec61987/iec61987.nsf/PropertiesAllVersions/0112-2---61987%23ABB741
0112/2///61987#ABB640 | 005 | 01 | 0112/2///61987#ABB640#005 | reference gauge air pressure |  |  |  |  | gauge pressure of the air at which the performance of a device was tested |  |  | bar |  |  | LEVEL(MIN,NOM,MAX) OF REAL_MEASURE_TYPE |  |  |  |  | NON_DEPENDENT_P_DET | [5 empty] | 0112/2///61987#ABC563 - Reference ambient conditions0112/2///61987#ABP064 - Reference ambient conditions [I/O module] | 0112/2///61987#ABA000 | 0112/2///62720#UAA323 - bar |  | 0112/2///61987#ABT524 - Pressure | Standard |  |  |  | SC65E – IEC 61987 | - | C00004 |  | 0112-2---61987#ABB640 | https://cdd.iec.ch/cdd/iec61987/iec61987.nsf/PropertiesAllVersions/0112-2---61987%23ABB640
0112/2///61987#ABB499 | 001 | 02 | 0112/2///61987#ABB499#001 | style of mounting of bluff body |  |  |  |  | classification of the mounting of a bluff body of vortex flowmeter according to its method of fastening | [5 empty] | STRING_TYPE |  |  |  |  | NON_DEPENDENT_P_DET | [5 empty] | 0112/2///61987#ABC639 - Structural design of a vortex flow transmitter | 0112/2///61987#ABA000 |  |  |  | Standard |  |  |  | SC65E – IEC 61987 | - | C00004 |  | 0112-2---61987#ABB499 | https://cdd.iec.ch/cdd/iec61987/iec61987.nsf/PropertiesAllVersions/0112-2---61987%23ABB499
0112/2///61987#ABE524 | 003 | 01 | 0112/2///61987#ABE524#003 | type of switch function |  |  |  |  | classification of a switch function according to its ability to be selected | [5 empty] | ENUM_CODE_TYPE(0112/2///61987#ABL616) |  |  |  |  | DEPENDENT_P_DET |  |  | 0112/2///61987#ABL616 | 0112/2///61987#ABN085 - selectable0112/2///61987#ABL153 - fixed0112/2///61987#ABM761 - none0112/2///61987#ABI407 - others |  | 0112/2///61987#ABE601 - Structural design of a limit switch | 0112/2///61987#ABA000 |  |  |  | Standard |  | IEC 61987 | IEC | SC65E | 0112/2///61987#ABI406 - empty_property | C00091 |  | 0112-2---61987#ABE524 | https://cdd.iec.ch/cdd/iec61987/iec61987.nsf/PropertiesAllVersions/0112-2---61987%23ABE524
0112/2///61987#ABO095 | 001 | 01 | 0112/2///61987#ABO095#001 | name of issuing company |  |  |  |  | designation of a company issuing a document | [5 empty] | STRING_TYPE |  |  |  |  | NON_DEPENDENT_P_DET | [5 empty] | 0112/2///61987#ABP296 - Issuing organization | 0112/2///61987#ABA000 |  |  |  | Standard |  | IEC 61987 | IEC | IEC SC65E | - | C00112 | 001-01 (2022-06-28 13:02:00 by BATCH 00000794) standard | 0112-2---61987#ABO095 | https://cdd.iec.ch/cdd/iec61987/iec61987.nsf/PropertiesAllVersions/0112-2---61987%23ABO095
0112/2///61987#ABU922 | 001 | 01 | 0112/2///61987#ABU922#001 | reference to Type of auxiliary input [22] |  |  |  |  | reference to block ABG071 | [5 empty] | CLASS_REFERENCE_TYPE(0112/2///61987#ABG071) 0112/2///61987#ABG071 - Type of auxiliary input [22] |  |  |  |  | NON_DEPENDENT_P_DET | [5 empty] | 0112/2///61987#ABG060 - Auxiliary input [22] | 0112/2///61987#ABA000 |  |  |  | Standard |  | IEC 61987 | IEC | SC65E | - | C00018 | 001-01 (2018-03-28 07:27:22 by BATCH 00000762) standard | 0112-2---61987#ABU922 | https://cdd.iec.ch/cdd/iec61987/iec61987.nsf/PropertiesAllVersions/0112-2---61987%23ABU922
0112/2///61987#ABV024 | 001 | 01 | 0112/2///61987#ABV024#001 | reference to Percentage performance [3] |  |  |  |  | reference to block ABG307 | [5 empty] | CLASS_REFERENCE_TYPE(0112/2///61987#ABG307) 0112/2///61987#ABG307 - Percentage performance [3] |  |  |  |  | DEPENDENT_P_DET | [5 empty] | 0112/2///61987#ABG273 - Type of performance variable [7]0112/2///61987#ABG274 - Type of performance variable [8]0112/2///61987#ABG275 - Type of performance variable [9]0112/2///61987#ABG276 - Type of performance variable [10]0112/2///61987#ABG277 - Type of performance variable [11]0112/2///61987#ABG278 - Type of performance variable [12]0112/2///61987#ABG279 - Type of performance variable [13]0112/2///61987#ABG280 - Type of performance variable [14]0112/2///61987#ABG289 - Type of performance variable [23] | 0112/2///61987#ABA000 |  |  |  | Standard |  | IEC 61987 | IEC | SC65E | 0112/2///61987#ABV006 - performance variable type [23] | C00018 | 001-01 (2018-03-28 07:27:23 by BATCH 00000762) standard | 0112-2---61987#ABV024 | https://cdd.iec.ch/cdd/iec61987/iec61987.nsf/PropertiesAllVersions/0112-2---61987%23ABV024
0112/2///61987#ABA480 | 001 | 02 | 0112/2///61987#ABA480#001 | location of DIP switch |  |  |  |  | place in the device where the DIP switch is to be found | [5 empty] | STRING_TYPE |  |  |  |  | NON_DEPENDENT_P_DET | [5 empty] | 0112/2///61987#ABC203 - DIP switch | 0112/2///61987#ABA000 |  |  |  | Standard |  |  |  | SC65E – IEC 61987 | - | C00004 |  | 0112-2---61987#ABA480 | https://cdd.iec.ch/cdd/iec61987/iec61987.nsf/PropertiesAllVersions/0112-2---61987%23ABA480
0112/2///61987#ABB595 | 004 | 01 | 0112/2///61987#ABB595#004 | style of indication |  |  |  |  | classification of the presentation of information according to the standard used | [5 empty] | STRING_TYPE |  |  |  |  | NON_DEPENDENT_P_DET | [5 empty] | 0112/2///61987#ABC273 - Indication style | 0112/2///61987#ABA000 |  |  |  | Standard |  |  |  | SC65E – IEC 61987 | - | C00004 |  | 0112-2---61987#ABB595 | https://cdd.iec.ch/cdd/iec61987/iec61987.nsf/PropertiesAllVersions/0112-2---61987%23ABB595
0112/2///61987#ABE887 | 002 | 01 | 0112/2///61987#ABE887#002 | type of level measurement |  |  |  |  | classification of a level measurement according to the principle used or to be used | [5 empty] | ENUM_CODE_TYPE(0112/2///61987#ABL373) |  |  |  |  | DEPENDENT_P_DET |  |  | 0112/2///61987#ABL373 | 0112/2///61987#ABM199 - displacer0112/2///61987#ABM200 - capacitance0112/2///61987#ABM201 - conductance0112/2///61987#ABM202 - float0112/2///61987#ABM203 - hydrostatic pressure0112/2///61987#ABM204 - plumb bob0112/2///61987#ABM205 - servo0112/2///61987#ABM206 - nuclear0112/2///61987#ABM207 - free-space radar0112/2///61987#ABM208 - guided-wave radar0112/2///61987#ABM209 - laser0112/2///61987#ABM210 - ultrasonic0112/2///61987#ABM211 - gravimetric0112/2///61987#ABM212 - vibration0112/2///61987#ABI407 - others |  | 0112/2///61987#ABE812 - Level measurement0112/2///61987#ABH159 - Level measurement instrument installation | 0112/2///61987#ABA000 |  |  |  | Standard |  | IEC 61987 | IEC | SC65E | 0112/2///61987#ABI406 - empty_property | C00091 |  | 0112-2---61987#ABE887 | https://cdd.iec.ch/cdd/iec61987/iec61987.nsf/PropertiesAllVersions/0112-2---61987%23ABE887
0112/2///61987#ABF702 | 001 | 01 | 0112/2///61987#ABF702#001 | reference to Design conditions of float |  |  |  |  | reference to block ABF035 | [5 empty] | CLASS_REFERENCE_TYPE(0112/2///61987#ABF035) 0112/2///61987#ABF035 - Design conditions of float |  |  |  |  | NON_DEPENDENT_P_DET | [5 empty] | 0112/2///61987#ABF029 - Float | 0112/2///61987#ABA000 |  |  |  | Standard |  | IEC 61987 | IEC | SC65E | - | C00018 | 001-01 (2018-03-28 07:27:08 by BATCH 00000762) standard | 0112-2---61987#ABF702 | https://cdd.iec.ch/cdd/iec61987/iec61987.nsf/PropertiesAllVersions/0112-2---61987%23ABF702
0112/2///61987#ABC016 | 001 | 04 | 0112/2///61987#ABC016#001 | total performance (absolute or gauge pressure, -10 °C to 60 °C) |  |  |  |  | for absolute or gauge pressure measuring devices, square root of: nonlinearity^2 + (maximum ambient temperature error in the range of -10 °C...60 °C)^2, expressed as percentage of span |  |  | % |  |  | REAL_MEASURE_TYPE |  |  |  |  | NON_DEPENDENT_P_DET | [5 empty] | 0112/2///61987#ABC067 - Accuracy expressed as a percentage [1] | 0112/2///61987#ABA000 | 0112/2///62720#UAA000 - percent |  | 0112/2///61987#ABT533 - Percentage | Standard |  |  |  | SC65E – IEC 61987 | - | C00004 |  | 0112-2---61987#ABC016 | https://cdd.iec.ch/cdd/iec61987/iec61987.nsf/PropertiesAllVersions/0112-2---61987%23ABC016
0112/2///61987#ABD017 | 001 | 02 | 0112/2///61987#ABD017#001 | reference to Material of sealing bellow |  |  |  |  | reference to block ABC387 | [5 empty] | CLASS_REFERENCE_TYPE(0112/2///61987#ABC387) 0112/2///61987#ABC387 - Material of sealing bellow |  |  |  |  | NON_DEPENDENT_P_DET | [5 empty] | 0112/2///61987#ABC197 - Diaphragm element | 0112/2///61987#ABA000 |  |  |  | Standard |  |  |  | SC65E – IEC 61987 | - | C00004 |  | 0112-2---61987#ABD017 | https://cdd.iec.ch/cdd/iec61987/iec61987.nsf/PropertiesAllVersions/0112-2---61987%23ABD017
0112/2///61987#ABP223 | 001 | 01 | 0112/2///61987#ABP223#001 | reference to Analog voltage input parameters [I/O module] |  |  |  |  | reference to block ABP019 | [5 empty] | CLASS_REFERENCE_TYPE(0112/2///61987#ABP019) 0112/2///61987#ABP019 - Analog voltage input parameters [I/O module] |  |  |  |  | NON_DEPENDENT_P_DET | [5 empty] | 0112/2///61987#ABP018 - Analog voltage input [I/O module] | 0112/2///61987#ABA000 |  |  |  | Standard |  | IEC 61987 | IEC | IEC/SC 65E | - | C00128 | 001-01 (2023-01-23 14:53:53 by BATCH 00000807) standard | 0112-2---61987#ABP223 | https://cdd.iec.ch/cdd/iec61987/iec61987.nsf/PropertiesAllVersions/0112-2---61987%23ABP223
0112/2///61987#ABD277 | 005 | 02 | 0112/2///61987#ABD277#005 | reference to Text line of tag plate |  |  |  |  | reference to block ABC651 | [5 empty] | CLASS_REFERENCE_TYPE(0112/2///61987#ABC651) 0112/2///61987#ABC651 - Text line of tag plate |  |  |  |  | DEPENDENT_P_DET | [5 empty] | 0112/2///61987#ABC193 - Device tag plate | 0112/2///61987#ABA000 |  |  |  | Standard |  | IEC 61987 | IEC | IEC SC65E | 0112/2///61987#ABB262 - number of tag plate text lines | C00112 |  | 0112-2---61987#ABD277 | https://cdd.iec.ch/cdd/iec61987/iec61987.nsf/PropertiesAllVersions/0112-2---61987%23ABD277
0112/2///61987#ABB948 | 001 | 04 | 0112/2///61987#ABB948#001 | reference temperature |  |  |  |  | temperature at which the performance of a device was tested or to which calculated values refer | the variable is normally given in the same environment as the reference temperature, i. e. in the same block |  | °C |  |  | REAL_MEASURE_TYPE |  |  |  |  | NON_DEPENDENT_P_DET | [5 empty] | 0112/2///61987#ABC577 - Remote seal fill fluid | 0112/2///61987#ABA000 | 0112/2///62720#UAA033 - degree Celsius |  | 0112/2///61987#ABT514 - Temperature | Standard |  |  |  | SC65E – IEC 61987 | - | C00004 |  | 0112-2---61987#ABB948 | https://cdd.iec.ch/cdd/iec61987/iec61987.nsf/PropertiesAllVersions/0112-2---61987%23ABB948
0112/2///61987#ABP244 | 001 | 01 | 0112/2///61987#ABP244#001 | reference to Influence of external quantities expressed for reactive power [I/O module] |  |  |  |  | reference to block ABP040 | [5 empty] | CLASS_REFERENCE_TYPE(0112/2///61987#ABP040) 0112/2///61987#ABP040 - Influence of external quantities expressed for reactive power [I/O module] |  |  |  |  | NON_DEPENDENT_P_DET | [5 empty] | 0112/2///61987#ABP009 - Absolute performance for reactive power [I/O module] | 0112/2///61987#ABA000 |  |  |  | Standard |  | IEC 61987 | IEC | IEC/SC 65E | - | C00128 | 001-01 (2023-01-23 14:53:53 by BATCH 00000807) standard | 0112-2---61987#ABP244 | https://cdd.iec.ch/cdd/iec61987/iec61987.nsf/PropertiesAllVersions/0112-2---61987%23ABP244
0112/2///61987#ABU888 | 001 | 01 | 0112/2///61987#ABU888#001 | reference to Pneumatic/hydraulic output [8] |  |  |  |  | reference to block ABG212 | [5 empty] | CLASS_REFERENCE_TYPE(0112/2///61987#ABG212) 0112/2///61987#ABG212 - Pneumatic/hydraulic output [8] |  |  |  |  | DEPENDENT_P_DET | [5 empty] | 0112/2///61987#ABG147 - Type of output [17]0112/2///61987#ABG156 - Type of output [26] | 0112/2///61987#ABA000 |  |  |  | Standard |  | IEC 61987 | IEC | SC65E | 0112/2///61987#ABU885 - output type [26] | C00018 | 001-01 (2018-03-28 07:27:22 by BATCH 00000762) standard | 0112-2---61987#ABU888 | https://cdd.iec.ch/cdd/iec61987/iec61987.nsf/PropertiesAllVersions/0112-2---61987%23ABU888
0112/2///61987#ABD635 | 001 | 04 | 0112/2///61987#ABD635#001 | maximum operating supply pressure for double acting actuator |  |  |  |  | highest gauge pressure that can be applied to a single acting actuator, so that it still operates within its specified limits |  |  | bar |  |  | REAL_MEASURE_TYPE |  |  |  |  | NON_DEPENDENT_P_DET | [5 empty] | 0112/2///61987#ABE034 - Structural design of a positioner | 0112/2///61987#ABA000 | 0112/2///62720#UAA323 - bar |  | 0112/2///61987#ABT524 - Pressure | Standard |  |  |  |  | - | C00004 |  | 0112-2---61987#ABD635 | https://cdd.iec.ch/cdd/iec61987/iec61987.nsf/PropertiesAllVersions/0112-2---61987%23ABD635
0112/2///61987#ABF102 | 001 | 01 | 0112/2///61987#ABF102#001 | average influence of process temperature on resistance |  |  |  |  | change in output of a resistance measuring device caused by a change in process temperature with respect to reference conditions, expressed as the average error across the specified process temperature range |  |  | mΩ/K |  |  | REAL_MEASURE_TYPE |  |  |  |  | NON_DEPENDENT_P_DET | [5 empty] | 0112/2///61987#ABF096 - Influence of external quantities expressed for resistance | 0112/2///61987#ABA000 | 0112/2///62720#UAD874 - milliohm per kelvin |  | 0112/2///61987#ABI449 - Resistance per temperature | Standard |  | IEC 61987 | IEC | SC65E | - | C00019 | 001-01 (2018-03-28 07:27:04 by BATCH 00000762) standard | 0112-2---61987#ABF102 | https://cdd.iec.ch/cdd/iec61987/iec61987.nsf/PropertiesAllVersions/0112-2---61987%23ABF102
0112/2///61987#ABF905 | 001 | 01 | 0112/2///61987#ABF905#001 | reference to Device LOP for temperature transmitter |  |  |  |  | reference to block ABE767 | [5 empty] | CLASS_REFERENCE_TYPE(0112/2///61987#ABE767) 0112/2///61987#ABE767 - Device LOP for temperature transmitter |  |  |  |  | NON_DEPENDENT_P_DET | [5 empty] | 0112/2///61987#ABE757 - Temperature transmitter (generic) | 0112/2///61987#ABA000 |  |  |  | Standard |  | IEC 61987 | IEC | SC65E | - | C00019 | 001-01 (2018-03-28 07:27:10 by BATCH 00000762) standard | 0112-2---61987#ABF905 | https://cdd.iec.ch/cdd/iec61987/iec61987.nsf/PropertiesAllVersions/0112-2---61987%23ABF905
0112/2///61987#ABD227 | 004 | 02 | 0112/2///61987#ABD227#004 | reference to Special regulation |  |  |  |  | reference to block ABC601 | [5 empty] | CLASS_REFERENCE_TYPE(0112/2///61987#ABC601) 0112/2///61987#ABC601 - Special regulation |  |  |  |  | DEPENDENT_P_DET | [5 empty] | 0112/2///61987#ABC138 - Battery | 0112/2///61987#ABA000 |  |  |  | Standard |  | IEC 61987 | IEC | IEC SC65E | 0112/2///61987#ABB507 - number of special regulations | C00112 |  | 0112-2---61987#ABD227 | https://cdd.iec.ch/cdd/iec61987/iec61987.nsf/PropertiesAllVersions/0112-2---61987%23ABD227
0112/2///61987#ABO098 | 001 | 01 | 0112/2///61987#ABO098#001 | start of validity | valid from |  |  |  | date when a document becomes valid | The format for date is the lexical representation allowed by ISO 8601, i. e. "yyyy-mm-dd" with optional time zone. |  |  |  |  | DATE_TYPE |  |  |  |  | NON_DEPENDENT_P_DET | [5 empty] | 0112/2///61987#ABH515 - Certificate or approval | 0112/2///61987#ABA000 |  |  |  | Standard |  | IEC 61987 | IEC | IEC SC65E | - | C00112 | 001-01 (2022-06-28 13:02:00 by BATCH 00000794) standard | 0112-2---61987#ABO098 | https://cdd.iec.ch/cdd/iec61987/iec61987.nsf/PropertiesAllVersions/0112-2---61987%23ABO098
0112/2///61987#ABF340 | 002 | 01 | 0112/2///61987#ABF340#002 | description of external switch |  |  |  |  | plain text describing an external switch | [5 empty] | ENUM_CODE_TYPE(0112/2///61987#ABN767) |  |  |  |  | DEPENDENT_P_DET |  |  | 0112/2///61987#ABN767 | 0112/2///61987#ABN313 - upper switch0112/2///61987#ABN314 - lower switch0112/2///61987#ABI407 - others |  | 0112/2///61987#ABF210 - External switch | 0112/2///61987#ABA000 |  |  |  | Standard |  | IEC 61987 | IEC | SC65E | 0112/2///61987#ABI406 - empty_property | C00092 |  | 0112-2---61987#ABF340 | https://cdd.iec.ch/cdd/iec61987/iec61987.nsf/PropertiesAllVersions/0112-2---61987%23ABF340
0112/2///61987#ABA581 | 006 | 01 | 0112/2///61987#ABA581#006 | article number |  |  |  |  | alphanumeric character sequence identifying a manufactured, non-configurable product | [5 empty] | STRING_TYPE |  |  |  |  | NON_DEPENDENT_P_DET | [5 empty] | 0112/2///61987#ABI472 - Accessory0112/2///61987#ABI473 - Spare part0112/2///61987#ABI474 - Consumable0112/2///61987#ABC330 - Manufacturer identification0112/2///61987#ABC269 - Identification | 0112/2///61987#ABA000 |  |  |  | Standard |  |  |  | SC65E – IEC 61987 | - | C00004 |  | 0112-2---61987#ABA581 | https://cdd.iec.ch/cdd/iec61987/iec61987.nsf/PropertiesAllVersions/0112-2---61987%23ABA581
0112/2///61987#ABD074 | 004 | 01 | 0112/2///61987#ABD074#004 | reference to Mechanical totalizer |  |  |  |  | reference to block ABC444 | [5 empty] | CLASS_REFERENCE_TYPE(0112/2///61987#ABC444) 0112/2///61987#ABC444 - Mechanical totalizer |  |  |  |  | NON_DEPENDENT_P_DET | [5 empty] | 0112/2///61987#ABC682 - Visual controls | 0112/2///61987#ABA000 |  |  |  | Standard |  |  |  | SC65E – IEC 61987 | - | C00004 |  | 0112-2---61987#ABD074 | https://cdd.iec.ch/cdd/iec61987/iec61987.nsf/PropertiesAllVersions/0112-2---61987%23ABD074
0112/2///61987#ABH088 | 001 | 01 | 0112/2///61987#ABH088#001 | designation of equipment |  |  |  |  | alphanumeric character sequence identifying an equipment | [5 empty] | STRING_TYPE |  |  |  |  | NON_DEPENDENT_P_DET | [5 empty] | 0112/2///61987#ABG478 - Process equipment [level] | 0112/2///61987#ABA000 |  |  |  | Standard |  | IEC 61987 | IEC | SC65E | - | C00018 | 001-01 (2018-03-28 07:27:13 by BATCH 00000762) standard | 0112-2---61987#ABH088 | https://cdd.iec.ch/cdd/iec61987/iec61987.nsf/PropertiesAllVersions/0112-2---61987%23ABH088
0112/2///61987#ABA244 | 007 | 01 | 0112/2///61987#ABA244#007 | number of Environmental protection approvals |  |  |  |  | cardinality property for overspill protection approvals |  | cardinality property |  |  |  | INT_TYPE |  |  |  |  | CONDITION_DET | [5 empty] | 0112/2///61987#ABC102 - Approval for use in special applications0112/2///61987#ABD804 - Approval for use in special applications [2]0112/2///61987#ABE722 - Approval for use in special applications [4]0112/2///61987#ABE724 - Approval for use in special applications [5] | 0112/2///61987#ABA000 |  |  |  | Standard |  |  |  | SC65E – IEC 61987 | - | C00004 |  | 0112-2---61987#ABA244 | https://cdd.iec.ch/cdd/iec61987/iec61987.nsf/PropertiesAllVersions/0112-2---61987%23ABA244
0112/2///61987#ABA297 | 006 | 01 | 0112/2///61987#ABA297#006 | permitted types of fluid phase |  |  |  |  | states of the process material that the device is or should be designed to | [5 empty] | ENUM_CODE_TYPE(0112/2///61987#ABJ784) |  |  |  |  | DEPENDENT_P_DET |  |  | 0112/2///61987#ABJ784 | 0112/2///61987#ABL177 - liquid0112/2///61987#ABL178 - gas0112/2///61987#ABL179 - vapour0112/2///61987#ABL180 - solid0112/2///61987#ABL181 - emulsion0112/2///61987#ABL182 - suspension0112/2///61987#ABL183 - foam0112/2///61987#ABL184 - smoke0112/2///61987#ABL185 - gel0112/2///61987#ABL186 - slurry0112/2///61987#ABI407 - others |  | 0112/2///61987#ABC451 - Normal process conditions [1]0112/2///61987#ABC455 - Normal process design conditions [2]0112/2///61987#ABD947 - Normal process conditions [4]0112/2///61987#ABD948 - Normal process design conditions [3]0112/2///61987#ABG476 - Normal process design conditions [5]0112/2///61987#ABH462 - Normal process conditions [11]0112/2///61987#ABG346 - Normal process conditions [8]0112/2///61987#ABG343 - Normal process conditions [5]0112/2///61987#ABG344 - Normal process conditions [6]0112/2///61987#ABG347 - Normal process conditions [9] | 0112/2///61987#ABA000 |  |  |  | Standard |  |  |  | SC65E – IEC 61987 | 0112/2///61987#ABI406 - empty_property | C00091 |  | 0112-2---61987#ABA297 | https://cdd.iec.ch/cdd/iec61987/iec61987.nsf/PropertiesAllVersions/0112-2---61987%23ABA297
0112/2///61987#ABU652 | 001 | 01 | 0112/2///61987#ABU652#001 | output type [23] |  |  |  |  | polymorphism property allowing selection of an output type for a device |  | Polymorphic control property |  |  |  | ENUM_STRING_TYPE(0112/2///61987#ABU635(Analog current output [16],Analog voltage output [16],Frequency output [16],Binary output IEC 60947-5-6 (NAMUR),0112/2///61987#Binary current output,0112/2///61987#Binary isolated output,0112/2///61987#Binary electronic output,0112/2///61987#Manufacturer-specific output [16],0112/2///61987#RTD/thermocouple probe output)) |  |  |  |  | CONDITION_DET |  |  | 0112/2///61987#ABU635 | 0112/2///61987#ABU595 - IEC61987-11 Name of Analog current output [16]0112/2///61987#ABU596 - IEC61987-11 Name of Analog voltage output [16]0112/2///61987#ABU597 - IEC61987-11 Name of Frequency output [16]0112/2///61987#ABU598 - IEC61987-11 Name of Binary output IEC 60947-5-6 (NAMUR)0112/2///61987#ABU599 - IEC61987-11 Name of Binary current output0112/2///61987#ABU600 - IEC61987-11 Name of Binary isolated output0112/2///61987#ABU601 - IEC61987-11 Name of Binary electronic output0112/2///61987#ABU602 - IEC61987-11 Name of Manufacturer-specific output [16]0112/2///61987#ABU603 - IEC61987-11 Name of RTD/thermocouple probe output |  | 0112/2///61987#ABG153 - Type of output [23] | 0112/2///61987#ABA000 |  |  |  | Standard |  | IEC 61987 | IEC | SC65E | - | C00017 | 001-01 (2018-03-28 07:27:21 by BATCH 00000762) standard | 0112-2---61987#ABU652 | https://cdd.iec.ch/cdd/iec61987/iec61987.nsf/PropertiesAllVersions/0112-2---61987%23ABU652
0112/2///61987#ABU907 | 001 | 01 | 0112/2///61987#ABU907#001 | assigned variable type [18] |  |  |  |  | process variable assigned to an input or output |  | Polymorphic control property |  |  |  | ENUM_STRING_TYPE(0112/2///61987#ABU826(Assigned level range,Assigned ullage range,Assigned volume range,Assigned mass range,Assigned degree of filling range,Assigned pressure range,Assigned temperature range,Assigned other variable range)) |  |  |  |  | CONDITION_DET |  |  | 0112/2///61987#ABU826 | 0112/2///61987#ABU779 - IEC61987-11 Name of Assigned level range0112/2///61987#ABU780 - IEC61987-11 Name of Assigned ullage range0112/2///61987#ABU781 - IEC61987-11 Name of Assigned volume range0112/2///61987#ABU782 - IEC61987-11 Name of Assigned mass range0112/2///61987#ABU783 - IEC61987-11 Name of Assigned degree of filling range0112/2///61987#ABU784 - IEC61987-11 Name of Assigned pressure range0112/2///61987#ABU785 - IEC61987-11 Name of Assigned temperature range0112/2///61987#ABU808 - IEC61987-11 Name of Assigned other variable range |  | 0112/2///61987#ABV037 - Assigned variable [18] | 0112/2///61987#ABA000 |  |  |  | Standard |  | IEC 61987 | IEC | SC65E | - | C00018 | 001-01 (2018-03-28 07:27:22 by BATCH 00000762) standard | 0112-2---61987#ABU907 | https://cdd.iec.ch/cdd/iec61987/iec61987.nsf/PropertiesAllVersions/0112-2---61987%23ABU907
0112/2///61987#ABA415 | 004 | 01 | 0112/2///61987#ABA415#004 | switching current difference |  |  |  |  | change in control current within the actuating range at which the switching amplifier changes its output signal |  |  | mA |  |  | REAL_MEASURE_TYPE |  |  |  |  | NON_DEPENDENT_P_DET | [5 empty] | 0112/2///61987#ABC145 - Binary output IEC 60947-5-6 (NAMUR)0112/2///61987#ABC143 - Binary input IEC 60947-5-6 (NAMUR) | 0112/2///61987#ABA000 | 0112/2///62720#UAA775 - milliampere |  | 0112/2///61987#ABT567 - Electrical current | Standard |  |  |  | SC65E – IEC 61987 | - | C00004 |  | 0112-2---61987#ABA415 | https://cdd.iec.ch/cdd/iec61987/iec61987.nsf/PropertiesAllVersions/0112-2---61987%23ABA415
0112/2///61987#ABA908 | 005 | 01 | 0112/2///61987#ABA908#005 | material code |  |  |  |  | designation of a material as per a standardization authority | [5 empty] | ENUM_CODE_TYPE(0112/2///61987#ABJ736) |  |  |  |  | DEPENDENT_P_DET |  |  | 0112/2///61987#ABJ736 | 0112/2///61987#ABK386 - 3000112/2///61987#ABK387 - 3020112/2///61987#ABK388 - 3040112/2///61987#ABK389 - 304L0112/2///61987#ABK390 - 3160112/2///61987#ABK391 - 316L0112/2///61987#ABK392 - 316Ti0112/2///61987#ABK393 - 3210112/2///61987#ABK394 - 3470112/2///61987#ABK395 - 4100112/2///61987#ABK396 - 6250112/2///61987#ABK397 - 8250112/2///61987#ABK398 - C2760112/2///61987#ABK399 - 1.43010112/2///61987#ABK400 - 1.44040112/2///61987#ABK401 - 1.44350112/2///61987#ABK402 - 1.45710112/2///61987#ABK403 - 1.47620112/2///61987#ABK404 - 1.48410112/2///61987#ABK405 - 1.54150112/2///61987#ABK406 - 1.73350112/2///61987#ABK407 - 2.4360112/2///61987#ABK408 - 2.4610112/2///61987#ABK409 - 2.48160112/2///61987#ABK410 - 2.48190112/2///61987#ABK411 - JIS G 31030112/2///61987#ABK412 - JIS G 51020112/2///61987#ABK413 - JIS G 51510112/2///61987#ABK415 - JIS G 43040112/2///61987#ABK416 - JIS G 31260112/2///61987#ABK417 - JIS G 31270112/2///61987#ABK418 - JIS G 51210112/2///61987#ABK419 - JIS G 32010112/2///61987#ABK420 - JIS G 32030112/2///61987#ABK421 - JIS G 32140112/2///61987#ABK423 - JIS G 51520112/2///61987#ABK424 - JIS G 41090112/2///61987#ABK426 - JIS G 31180112/2///61987#ABK427 - JIS G 31260112/2///61987#ABK428 - JIS G 31150112/2///61987#ABK429 - ASTM A5150112/2///61987#ABK430 - ASTM A2160112/2///61987#ABK431 - ASTM A2170112/2///61987#ABK432 - ASTM A2040112/2///61987#ABK433 - ASTM A2400112/2///61987#ABK434 - ASTM A3250112/2///61987#ABK435 - ASTM A3500112/2///61987#ABK437 - ASTM A3510112/2///61987#ABK438 - ASTM A1050112/2///61987#ABK439 - ASTM A1820112/2///61987#ABK441 - ASTM A2030112/2///61987#ABK442 - ASTM A3520112/2///61987#ABK443 - ASTM A3870112/2///61987#ABK445 - ASTM A5160112/2///61987#ABK446 - ASTM A5370112/2///61987#ABI407 - others |  | 0112/2///61987#ABC338 - Material of additional inner part0112/2///61987#ABC339 - Material of additional wetted part0112/2///61987#ABC340 - Material of ball valve0112/2///61987#ABC341 - Material of ball/needle0112/2///61987#ABC342 - Material of bearing0112/2///61987#ABC343 - Material of bearing axle0112/2///61987#ABC344 - Material of bearing bush0112/2///61987#ABC345 - Material of bluff body0112/2///61987#ABC346 - Material of body0112/2///61987#ABC347 - Material of body/lower housing0112/2///61987#ABC348 - Material of body/upper housing0112/2///61987#ABC349 - Material of bolting0112/2///61987#ABC350 - Material of bonnet0112/2///61987#ABC351 - Material of centering or dowel pins0112/2///61987#ABC352 - Material of clamp0112/2///61987#ABC353 - Material of construction0112/2///61987#ABC354 - Material of diaphragm0112/2///61987#ABC355 - Material of displacement element0112/2///61987#ABC356 - Material of electrodes0112/2///61987#ABC357 - Material of extension0112/2///61987#ABC358 - Material of external coating0112/2///61987#ABC359 - Material of fastening0112/2///61987#ABC360 - Material of flange adapter0112/2///61987#ABC361 - Material of flange or fitting0112/2///61987#ABC362 - Material of float element0112/2///61987#ABC363 - Material of flow nozzle0112/2///61987#ABC364 - Material of flow straightener0112/2///61987#ABC365 - Material of flow tube probe seal0112/2///61987#ABC366 - Material of grounding electrode0112/2///61987#ABC367 - Material of holder0112/2///61987#ABC368 - Material of hot tap lower tube section0112/2///61987#ABC369 - Material of hot tap seal0112/2///61987#ABC370 - Material of hot tap upper tube section0112/2///61987#ABC371 - Material of insertion probe seal0112/2///61987#ABC372 - Material of jack screw0112/2///61987#ABC373 - Material of manifold block0112/2///61987#ABC374 - Material of measuring tube0112/2///61987#ABC375 - Material of mounting assembly0112/2///61987#ABC376 - Material of mounting bracket0112/2///61987#ABC377 - Material of mounting kit0112/2///61987#ABC378 - Material of orifice plate0112/2///61987#ABC379 - Material of oval adapter0112/2///61987#ABC380 - Material of pipeline0112/2///61987#ABC381 - Material of pressure bearing bolting0112/2///61987#ABC382 - Material of pressure gauge stem0112/2///61987#ABC383 - Material of probe head0112/2///61987#ABC384 - Material of probe rod0112/2///61987#ABC385 - Material of protective tube0112/2///61987#ABC386 - Material of ring0112/2///61987#ABC387 - Material of sealing bellow0112/2///61987#ABC388 - Material of seat0112/2///61987#ABC389 - Material of sensing element0112/2///61987#ABC390 - Material of sensor0112/2///61987#ABC391 - Material of sensor head housing0112/2///61987#ABC392 - Material of sensor holder0112/2///61987#ABC393 - Material of separating/measuring diaphragm0112/2///61987#ABC394 - Material of shaft0112/2///61987#ABC395 - Material of siphon0112/2///61987#ABC396 - Material of stem0112/2///61987#ABC397 - Material of trim0112/2///61987#ABC398 - Material of turbine rotor0112/2///61987#ABC399 - Material of turbine rotor shaft0112/2///61987#ABC400 - Material of ultrasonic flow sensor head0112/2///61987#ABC401 - Material of vent/drain0112/2///61987#ABC403 - Material of wetted inner seal0112/2///61987#ABC413 - Material of measuring chamber0112/2///61987#ABC549 - Process side material of remote seal0112/2///61987#ABC684 - Wetted material of measuring cell0112/2///61987#ABD391 - Material of case0112/2///61987#ABD900 - Material of ball0112/2///61987#ABD901 - Material of bellow0112/2///61987#ABD902 - Material of bonnet [2]0112/2///61987#ABD903 - Material of bushing0112/2///61987#ABD904 - Material of cage0112/2///61987#ABD906 - Material of disc0112/2///61987#ABD907 - Material of disc sealing edge0112/2///61987#ABD908 - Material of gasket0112/2///61987#ABD909 - Material of lower shaft bearing0112/2///61987#ABD910 - Material of measures for noise-reduction0112/2///61987#ABD911 - Material of plug0112/2///61987#ABD912 - Material of plug sealing edge0112/2///61987#ABD913 - Material of restrictor0112/2///61987#ABD914 - Material of sealing strip0112/2///61987#ABD915 - Material of seat0112/2///61987#ABD916 - Material of seat retainer0112/2///61987#ABD917 - Material of seat sealing edge0112/2///61987#ABD918 - Material of seat spring0112/2///61987#ABD919 - Material of shaft0112/2///61987#ABD920 - Material of steam jacket0112/2///61987#ABD921 - Material of stem/shaft0112/2///61987#ABD922 - Material of taper0112/2///61987#ABD923 - Material of taper sealing edge0112/2///61987#ABD924 - Material of taper-bar0112/2///61987#ABD925 - Material of trunnion shaft0112/2///61987#ABD926 - Material of upper shaft bearing0112/2///61987#ABD927 - Material of wedge0112/2///61987#ABD928 - Material of wedge sealing edge0112/2///61987#ABE009 - material of seat ring0112/2///61987#ABE387 - Material of guide bushing0112/2///61987#ABE389 - Material of guide | 0112/2///61987#ABA000 |  |  |  | Standard |  |  |  | SC65E – IEC 61987 | 0112/2///61987#ABI406 - empty_property | C00091 |  | 0112-2---61987#ABA908 | https://cdd.iec.ch/cdd/iec61987/iec61987.nsf/PropertiesAllVersions/0112-2---61987%23ABA908
0112/2///61987#ABB621 | 001 | 05 | 0112/2///61987#ABB621#001 | set upper range end-value of manufacturer-specific pulse/frequency signal |  |  |  |  | pulse/frequency value defining the end of a signal range |  |  | Hz |  |  | REAL_MEASURE_TYPE |  |  |  |  | NON_DEPENDENT_P_DET | [5 empty] | 0112/2///61987#ABC486 - Parameters of a manufacturer-specific analog pulse/frequency signal | 0112/2///61987#ABA000 | 0112/2///62720#UAA170 - hertz |  | 0112/2///61987#ABT561 - Frequency | Standard |  | IEC 61987 | IEC | IEC/SC 65E | - | C00128 |  | 0112-2---61987#ABB621 | https://cdd.iec.ch/cdd/iec61987/iec61987.nsf/PropertiesAllVersions/0112-2---61987%23ABB621
0112/2///61987#ABF797 | 001 | 01 | 0112/2///61987#ABF797#001 | reference to Cleaning in place conditions for optical devices |  |  |  |  | reference to block ABF376 | [5 empty] | CLASS_REFERENCE_TYPE(0112/2///61987#ABF376) 0112/2///61987#ABF376 - Cleaning in place conditions for optical devices |  |  |  |  | NON_DEPENDENT_P_DET | [5 empty] | 0112/2///61987#ABH046 - External cleaning in place conditions [1] | 0112/2///61987#ABA000 |  |  |  | Standard |  | IEC 61987 | IEC | SC65E | - | C00019 | 001-01 (2018-03-28 07:27:09 by BATCH 00000762) standard | 0112-2---61987#ABF797 | https://cdd.iec.ch/cdd/iec61987/iec61987.nsf/PropertiesAllVersions/0112-2---61987%23ABF797
0112/2///61987#ABI542 | 001 | 01 | 0112/2///61987#ABI542#001 | designation of inspection plan |  |  |  |  | alphanumeric character sequence identifying an inspection plan | [5 empty] | STRING_TYPE |  |  |  |  | NON_DEPENDENT_P_DET | [5 empty] | 0112/2///61987#ABI482 - Regular inspection0112/2///61987#ABI484 - Event triggered inspection | 0112/2///61987#ABA000 |  |  |  | Standard |  |  |  | SC65E – IEC 61987 | - | C00018 | 001-01 (2019-03-08 15:35:32 by BATCH 00000766) standard | 0112-2---61987#ABI542 | https://cdd.iec.ch/cdd/iec61987/iec61987.nsf/PropertiesAllVersions/0112-2---61987%23ABI542
0112/2///61987#ABA085 | 007 | 01 | 0112/2///61987#ABA085#007 | identification of configuration parameter set |  |  |  |  | alphanumeric character sequence identifying a set of configuration parameters | [5 empty] | STRING_TYPE |  |  |  |  | NON_DEPENDENT_P_DET | [5 empty] | 0112/2///61987#ABH839 - Configuration parameter set0112/2///61987#ABC201 - Digital communication interface | 0112/2///61987#ABA000 |  |  |  | Standard |  |  |  | SC65E – IEC 61987 | - | C00018 |  | 0112-2---61987#ABA085 | https://cdd.iec.ch/cdd/iec61987/iec61987.nsf/PropertiesAllVersions/0112-2---61987%23ABA085
0112/2///61987#ABC889 | 003 | 02 | 0112/2///61987#ABC889#003 | reference to Further reference condition |  |  |  |  | reference to block ABC259 | [5 empty] | CLASS_REFERENCE_TYPE(0112/2///61987#ABC259) 0112/2///61987#ABC259 - Further reference condition |  |  |  |  | DEPENDENT_P_DET | [5 empty] | 0112/2///61987#ABC572 - Reference device conditions0112/2///61987#ABG241 - Reference device conditions [2]0112/2///61987#ABG244 - Reference device conditions [5]0112/2///61987#ABG245 - Reference device conditions [6]0112/2///61987#ABU697 - Reference device conditions [7]0112/2///61987#ABU698 - Reference device conditions [3]0112/2///61987#ABP067 - Reference device conditions [I/O module] | 0112/2///61987#ABA000 |  |  |  | Standard |  | IEC 61987 | IEC | IEC SC65E | 0112/2///61987#ABB799 - number of further reference conditions | C00112 |  | 0112-2---61987#ABC889 | https://cdd.iec.ch/cdd/iec61987/iec61987.nsf/PropertiesAllVersions/0112-2---61987%23ABC889
0112/2///61987#ABD734 | 002 | 01 | 0112/2///61987#ABD734#002 | test medium for leakage class/rate |  |  |  |  | fluid to be used for stating the leakage class/rate | [5 empty] | STRING_TYPE |  |  |  |  | NON_DEPENDENT_P_DET | [5 empty] | 0112/2///61987#ABD844 - Design conditions for valve body assembly | 0112/2///61987#ABA000 |  |  |  | Standard |  |  |  |  | - | C00004 |  | 0112-2---61987#ABD734 | https://cdd.iec.ch/cdd/iec61987/iec61987.nsf/PropertiesAllVersions/0112-2---61987%23ABD734
0112/2///61987#ABD761 | 001 | 02 | 0112/2///61987#ABD761#001 | type of plug |  |  |  |  | classification of a plug according to its mechanical design | [5 empty] | STRING_TYPE |  |  |  |  | NON_DEPENDENT_P_DET | [5 empty] | 0112/2///61987#ABE031 - Structural design of a plug valve | 0112/2///61987#ABA000 |  |  |  | Standard |  |  |  |  | - | C00004 |  | 0112-2---61987#ABD761 | https://cdd.iec.ch/cdd/iec61987/iec61987.nsf/PropertiesAllVersions/0112-2---61987%23ABD761
0112/2///61987#ABF211 | 002 | 01 | 0112/2///61987#ABF211#002 | type of external switch |  |  |  |  | classification of the external switch according to its electrical and mechanical design | [5 empty] | ENUM_CODE_TYPE(0112/2///61987#ABL503) |  |  |  |  | DEPENDENT_P_DET |  |  | 0112/2///61987#ABL503 | 0112/2///61987#ABM641 - magnetic switch0112/2///61987#ABM642 - reed switch0112/2///61987#ABM643 - bi-stable reed switch0112/2///61987#ABM644 - cam drive switch0112/2///61987#ABM645 - bi-stable cam drive switch0112/2///61987#ABM646 - pneumatic switch0112/2///61987#ABI407 - others |  | 0112/2///61987#ABF210 - External switch | 0112/2///61987#ABA000 |  |  |  | Standard |  | IEC 61987 | IEC | SC65E | 0112/2///61987#ABI406 - empty_property | C00091 |  | 0112-2---61987#ABF211 | https://cdd.iec.ch/cdd/iec61987/iec61987.nsf/PropertiesAllVersions/0112-2---61987%23ABF211
0112/2///61987#ABC761 | 001 | 05 | 0112/2///61987#ABC761#001 | reference to Auxiliary input [6] |  |  |  |  | reference to block ABC131 | [5 empty] | CLASS_REFERENCE_TYPE(0112/2///61987#ABC131) 0112/2///61987#ABC131 - Auxiliary input [6] |  |  |  |  | DEPENDENT_P_DET | [5 empty] | 0112/2///61987#ABC295 - Input [6] | 0112/2///61987#ABA000 |  |  |  | Standard |  | IEC 61987 | IEC | IEC SC65E | 0112/2///61987#ABA340 - number of auxiliary inputs | C00112 |  | 0112-2---61987#ABC761 | https://cdd.iec.ch/cdd/iec61987/iec61987.nsf/PropertiesAllVersions/0112-2---61987%23ABC761
0112/2///61987#ABI465 | 001 | 01 | 0112/2///61987#ABI465#001 | material of end connection lining/coating |  |  |  |  | material of which a lining or coating of the end connection is made | [5 empty] | STRING_TYPE |  |  |  |  | NON_DEPENDENT_P_DET | [5 empty] | 0112/2///61987#ABD863 - End connection0112/2///61987#ABU455 - End connection | 0112/2///61987#ABA000 |  |  |  | Standard |  |  |  | SC65E – IEC 61987 | - | C00019 | 001-01 (2018-03-28 07:27:17 by BATCH 00000762) standard | 0112-2---61987#ABI465 | https://cdd.iec.ch/cdd/iec61987/iec61987.nsf/PropertiesAllVersions/0112-2---61987%23ABI465
0112/2///61987#ABF726 | 001 | 01 | 0112/2///61987#ABF726#001 | reference to Influence of external quantities expressed as an additional inaccuracy for an analog output |  |  |  |  | reference to block ABF114 | [5 empty] | CLASS_REFERENCE_TYPE(0112/2///61987#ABF114) 0112/2///61987#ABF114 - Influence of external quantities expressed as an additional inaccuracy for an analog output |  |  |  |  | NON_DEPENDENT_P_DET | [5 empty] | 0112/2///61987#ABF109 - Absolute performance for temperature [2]0112/2///61987#ABG319 - Absolute performance for temperature [3] | 0112/2///61987#ABA000 |  |  |  | Standard |  | IEC 61987 | IEC | SC65E | - | C00019 | 001-01 (2018-03-28 07:27:08 by BATCH 00000762) standard | 0112-2---61987#ABF726 | https://cdd.iec.ch/cdd/iec61987/iec61987.nsf/PropertiesAllVersions/0112-2---61987%23ABF726
0112/2///61987#ABA417 | 001 | 04 | 0112/2///61987#ABA417#001 | maximum assignable pulse value of mass |  |  |  |  | highest mass quantity assignable to one pulse |  |  | kg |  |  | REAL_MEASURE_TYPE |  |  |  |  | NON_DEPENDENT_P_DET | [5 empty] | 0112/2///61987#ABC110 - Assigned mass pulse value | 0112/2///61987#ABA000 | 0112/2///62720#UAA594 - kilogram |  | 0112/2///61987#ABT546 - Mass | Standard |  |  |  | SC65E – IEC 61987 | - | C00004 |  | 0112-2---61987#ABA417 | https://cdd.iec.ch/cdd/iec61987/iec61987.nsf/PropertiesAllVersions/0112-2---61987%23ABA417
0112/2///61987#ABF377 | 002 | 01 | 0112/2///61987#ABF377#002 | instructions for cleaning |  |  |  |  | additional instructions, and if appropriate warnings, on the cleaning of a device, so as to obtain the best performance from it | [5 empty] | STRING_TYPE |  |  |  |  | NON_DEPENDENT_P_DET | [5 empty] | 0112/2///61987#ABF376 - Cleaning in place conditions for optical devices | 0112/2///61987#ABA000 |  |  |  | Standard |  | IEC 61987 | IEC | IEC/SC 65E | - | C00112 |  | 0112-2---61987#ABF377 | https://cdd.iec.ch/cdd/iec61987/iec61987.nsf/PropertiesAllVersions/0112-2---61987%23ABF377
0112/2///61987#ABF443 | 001 | 01 | 0112/2///61987#ABF443#001 | style of cable/tape wiper |  |  |  |  | classification of a cable or tape wiper to clean the cable or tape according to its mechanical design | [5 empty] | STRING_TYPE |  |  |  |  | NON_DEPENDENT_P_DET | [5 empty] | 0112/2///61987#ABF431 - Structural design of a plumb bob level transmitter | 0112/2///61987#ABA000 |  |  |  | Standard |  | IEC 61987 | IEC | SC65E | - | C00018 | 001-01 (2018-03-28 07:27:06 by BATCH 00000762) standard | 0112-2---61987#ABF443 | https://cdd.iec.ch/cdd/iec61987/iec61987.nsf/PropertiesAllVersions/0112-2---61987%23ABF443
0112/2///61987#ABG891 | 001 | 01 | 0112/2///61987#ABG891#001 | reference to Installation conditions [12] |  |  |  |  | reference to block ABG331 | [5 empty] | CLASS_REFERENCE_TYPE(0112/2///61987#ABG331) 0112/2///61987#ABG331 - Installation conditions [12] |  |  |  |  | NON_DEPENDENT_P_DET | [5 empty] | 0112/2///61987#ABG320 - Rated operating conditions [15]0112/2///61987#ABG326 - Rated operating conditions [21]0112/2///61987#ABG328 - Rated operating conditions [23] | 0112/2///61987#ABA000 |  |  |  | Standard |  | IEC 61987 | IEC | SC65E | - | C00018 | 001-01 (2018-03-28 07:27:11 by BATCH 00000762) standard | 0112-2---61987#ABG891 | https://cdd.iec.ch/cdd/iec61987/iec61987.nsf/PropertiesAllVersions/0112-2---61987%23ABG891
0112/2///61987#ABA147 | 008 | 01 | 0112/2///61987#ABA147#008 | special preparation of wetted parts |  |  |  |  | precautions taken or to be taken during manufacture of the device regarding wetted parts to ensure its safe operation under special operation conditions | [5 empty] | ENUM_CODE_TYPE(0112/2///61987#ABI408) |  |  |  |  | DEPENDENT_P_DET |  |  | 0112/2///61987#ABI408 | 0112/2///61987#ABI409 - grease-free0112/2///61987#ABI410 - passivation0112/2///61987#ABI407 - others |  | 0112/2///61987#ABC246 - Flowtube assembly0112/2///61987#ABC412 - Flow measuring chamber0112/2///61987#ABC625 - Structural design of a differential pressure gauge0112/2///61987#ABC629 - Structural design of a pressure or differential pressure gauge0112/2///61987#ABC630 - Structural design of a remote seal [1]0112/2///61987#ABC631 - Structural design of a remote seal [2]0112/2///61987#ABE614 - Structural design of a restriction orifice/diffuser0112/2///61987#ABF025 - Structural design of a float level transmitter and switch0112/2///61987#ABF117 - Structural design of a guided-wave radar level transmitter0112/2///61987#ABF136 - Structural design of a capacitance level transmitter/switch0112/2///61987#ABF154 - Structural design of a conductance level transmitter/switch0112/2///61987#ABF182 - Structural design of an ultrasonic level transmitter0112/2///61987#ABF183 - Structural design of a vibrating level switch0112/2///61987#ABF191 - Structural design of a rotary paddle switch0112/2///61987#ABF217 - Structural design of a magnetic level gauge0112/2///61987#ABF276 - Structural design of a sight level gauge0112/2///61987#ABF282 - Structural design of a sight level indicator0112/2///61987#ABF283 - Structural design of an optical level switch0112/2///61987#ABF285 - Structural design of a thermal level switch0112/2///61987#ABF319 - Structural design of a thermowell0112/2///61987#ABF341 - Structural design of a hydrostatic pressure level transmitter0112/2///61987#ABF342 - Structural design of a displacer lever transmitter/switch0112/2///61987#ABF431 - Structural design of a plumb bob level transmitter0112/2///61987#ABF432 - Structural design of a servo level transmitter0112/2///61987#ABF513 - Structural design of temperature gauge0112/2///61987#ABF518 - Structural design of a laser level transmitter0112/2///61987#ABF632 - Structural design of a refractive index density transmitter0112/2///61987#ABH365 - Insertion type microwave density transmitter0112/2///61987#ABF018 - Structural design of a free-space radar level transmitter0112/2///61987#ABC626 - Structural design of a differential pressure transmitter0112/2///61987#ABC641 - Structural design of an absolute or a gauge pressure transmitter0112/2///61987#ABD813 - Body of valve [3]0112/2///61987#ABD814 - Body of valve [1]0112/2///61987#ABE605 - Body of solenoid valve0112/2///61987#ABC184 - Deployment design conditions [1]0112/2///61987#ABC185 - Deployment design conditions [2]0112/2///61987#ABG471 - Deployment design conditions [4] | 0112/2///61987#ABA000 |  |  |  | Standard |  |  |  | SC65E – IEC 61987 | 0112/2///61987#ABI406 - empty_property | C00091 |  | 0112-2---61987#ABA147 | https://cdd.iec.ch/cdd/iec61987/iec61987.nsf/PropertiesAllVersions/0112-2---61987%23ABA147
0112/2///61987#ABA386 | 004 | 02 | 0112/2///61987#ABA386#004 | internal inductance |  |  |  |  | resulting inductance at the electrical input or output of a device |  |  | mH |  |  | REAL_MEASURE_TYPE |  |  |  |  | NON_DEPENDENT_P_DET | [5 empty] | 0112/2///61987#ABC233 - Explosion protection device parameters for nonincendive installation0112/2///61987#ABC212 - Electrical data for active behaviour0112/2///61987#ABC213 - Electrical data for passive behaviour | 0112/2///61987#ABA000 | 0112/2///62720#UAA789 - millihenry |  | 0112/2///61987#ABT566 - Electrical inductance | Standard |  | IEC 61987 | IEC | IEC/SC 65E | - | C00128 |  | 0112-2---61987#ABA386 | https://cdd.iec.ch/cdd/iec61987/iec61987.nsf/PropertiesAllVersions/0112-2---61987%23ABA386
0112/2///61987#ABF448 | 001 | 01 | 0112/2///61987#ABF448#001 | length of process adapter extension |  |  |  |  | length of a nozzle extension required to enable the device function |  |  | mm |  |  | REAL_MEASURE_TYPE |  |  |  |  | NON_DEPENDENT_P_DET | [5 empty] | 0112/2///61987#ABF431 - Structural design of a plumb bob level transmitter | 0112/2///61987#ABA000 | 0112/2///62720#UAA862 - millimetre |  | 0112/2///61987#ABT548 - Length short | Standard |  | IEC 61987 | IEC | SC65E | - | C00018 | 001-01 (2018-03-28 07:27:06 by BATCH 00000762) standard | 0112-2---61987#ABF448 | https://cdd.iec.ch/cdd/iec61987/iec61987.nsf/PropertiesAllVersions/0112-2---61987%23ABF448
0112/2///61987#ABV217 | 001 | 01 | 0112/2///61987#ABV217#001 | measured variable type [17] |  |  |  |  | type of quantity subject to measurement |  | Polymorphic control property |  |  |  | ENUM_STRING_TYPE(0112/2///61987#ABV156(Temperature gauge input)) |  |  |  |  | CONDITION_DET |  |  | 0112/2///61987#ABV156 | 0112/2///61987#ABV139 - IEC61987-11 Name of Temperature gauge input |  | 0112/2///61987#ABF989 - Type of measured variable [17] | 0112/2///61987#ABA000 |  |  |  | Standard |  | IEC 61987 | IEC | SC65E | - | C00019 | 001-01 (2018-03-28 07:27:24 by BATCH 00000762) standard | 0112-2---61987#ABV217 | https://cdd.iec.ch/cdd/iec61987/iec61987.nsf/PropertiesAllVersions/0112-2---61987%23ABV217
0112/2///61987#ABH733 | 001 | 01 | 0112/2///61987#ABH733#001 | reference to Calibration of level |  |  |  |  | reference to block ABH621 | [5 empty] | CLASS_REFERENCE_TYPE(0112/2///61987#ABH621) 0112/2///61987#ABH621 - Calibration of level |  |  |  |  | DEPENDENT_P_DET | [5 empty] | 0112/2///61987#ABH561 - Calibration | 0112/2///61987#ABA000 |  |  |  | Standard |  | IEC 61987 |  | SC65E – IEC 61987 | 0112/2///61987#ABH562 - calibration variable type | C00018 | 001-01 (2019-03-08 15:35:30 by BATCH 00000766) standard | 0112-2---61987#ABH733 | https://cdd.iec.ch/cdd/iec61987/iec61987.nsf/PropertiesAllVersions/0112-2---61987%23ABH733
0112/2///61987#ABB405 | 002 | 01 | 0112/2///61987#ABB405#002 | type of device configuration |  |  |  |  | classification of the physical configuration of a device according to its possible features | [5 empty] | ENUM_CODE_TYPE(0112/2///61987#ABL300) |  |  |  |  | DEPENDENT_P_DET |  |  | 0112/2///61987#ABL300 | 0112/2///61987#ABL947 - batch controller0112/2///61987#ABI407 - others |  | 0112/2///61987#ABC627 - Structural design of a helix flow transmitter or gauge0112/2///61987#ABC632 - Structural design of a piston flow transmitter or gauge0112/2///61987#ABC640 - Structural design of an (oval) gear flow transmitter or gauge | 0112/2///61987#ABA000 |  |  |  | Standard |  |  |  | SC65E – IEC 61987 | 0112/2///61987#ABI406 - empty_property | C00091 |  | 0112-2---61987#ABB405 | https://cdd.iec.ch/cdd/iec61987/iec61987.nsf/PropertiesAllVersions/0112-2---61987%23ABB405
0112/2///61987#ABE442 | 001 | 02 | 0112/2///61987#ABE442#001 | reference to Connection interface |  |  |  |  | reference to block ABE441 | [5 empty] | CLASS_REFERENCE_TYPE(0112/2///61987#ABE441) 0112/2///61987#ABE441 - Connection interface |  |  |  |  | NON_DEPENDENT_P_DET | [5 empty] | 0112/2///61987#ABE032 - Structural design of a pneumatic linear actuator0112/2///61987#ABE033 - Structural design of a pneumatic rotary actuator | 0112/2///61987#ABA000 |  |  |  | Standard |  |  |  |  | - | C00004 |  | 0112-2---61987#ABE442 | https://cdd.iec.ch/cdd/iec61987/iec61987.nsf/PropertiesAllVersions/0112-2---61987%23ABE442
0112/2///61987#ABB807 | 001 | 03 | 0112/2///61987#ABB807#001 | average influence of ambient temperature on density |  |  |  |  | change in output of a density measuring device caused by a change in ambient temperature with respect to reference conditions, expressed as the average error across the specified ambient temperature range |  |  | "(kg/m³)/K" |  |  | REAL_MEASURE_TYPE |  |  |  |  | NON_DEPENDENT_P_DET | [5 empty] | 0112/2///61987#ABC282 - Influence of external quantities expressed for density0112/2///61987#ABI411 - Influence of external quantities expressed for density [2] | 0112/2///61987#ABA000 | 0112/2///62720#UAA620 - kilogram per metre cubed kelvin |  | 0112/2///61987#ABT589 - Density per temperature | Standard |  |  |  | SC65E – IEC 61987 | - | C00018 |  | 0112-2---61987#ABB807 | https://cdd.iec.ch/cdd/iec61987/iec61987.nsf/PropertiesAllVersions/0112-2---61987%23ABB807
0112/2///61987#ABD719 | 001 | 02 | 0112/2///61987#ABD719#001 | style of bonnet |  |  |  |  | classification of the bonnet of a final control element according to its design | [5 empty] | STRING_TYPE |  |  |  |  | NON_DEPENDENT_P_DET | [5 empty] | 0112/2///61987#ABD815 - Bonnet | 0112/2///61987#ABA000 |  |  |  | Standard |  |  |  |  | - | C00004 |  | 0112-2---61987#ABD719 | https://cdd.iec.ch/cdd/iec61987/iec61987.nsf/PropertiesAllVersions/0112-2---61987%23ABD719
0112/2///61987#ABI554 | 001 | 02 | 0112/2///61987#ABI554#001 | reference to Disposal concept |  |  |  |  | reference to block ABI475 | [5 empty] | CLASS_REFERENCE_TYPE(0112/2///61987#ABI475) 0112/2///61987#ABI475 - Disposal concept |  |  |  |  | DEPENDENT_P_DET | [5 empty] | 0112/2///61987#ABI467 - Accessories and spare parts0112/2///61987#ABI470 - Maintenance/service and repair0112/2///61987#ABI569 - Decommissioning and disposal | 0112/2///61987#ABA000 |  |  |  | Standard |  | IEC 61987 | IEC | IEC SC65E | 0112/2///61987#ABI493 - number of disposal concepts | C00112 |  | 0112-2---61987#ABI554 | https://cdd.iec.ch/cdd/iec61987/iec61987.nsf/PropertiesAllVersions/0112-2---61987%23ABI554
0112/2///61987#ABB426 | 002 | 01 | 0112/2///61987#ABB426#002 | nominal size of coupling |  |  |  |  | alphanumeric designation of size for a measuring connection, which is used for reference purposes | [5 empty] | ENUM_CODE_TYPE(0112/2///61987#ABJ728) |  |  |  |  | DEPENDENT_P_DET |  |  | 0112/2///61987#ABJ728 | 0112/2///61987#ABJ811 - 1/16 - 27 NPT0112/2///61987#ABJ812 - 1/8 - 27 NPT0112/2///61987#ABJ813 - 1/4 - 18 NPT0112/2///61987#ABJ814 - 3/8 - 18 NPT0112/2///61987#ABJ815 - 1/2 - 14 NPT0112/2///61987#ABJ816 - 3/4 - 14 NPT0112/2///61987#ABJ817 - 1 - 11 1/2 NPT0112/2///61987#ABJ818 - 1 1/4 - 11 1/2 NPT0112/2///61987#ABJ819 - 1 1/2 - 11 1/2 NPT0112/2///61987#ABJ820 - 2 - 11 1/2 NPT0112/2///61987#ABJ821 - 2 1/2 - 8 NPT0112/2///61987#ABJ822 - 3 - 8 NPT0112/2///61987#ABJ823 - 3 1/2 - 8 NPT0112/2///61987#ABJ824 - 4 - 8 NPT0112/2///61987#ABJ825 - 5 - 8 NPT0112/2///61987#ABJ826 - 6 - 8 NPT0112/2///61987#ABJ827 - 8 - 8 NPT0112/2///61987#ABJ828 - NPS 1/160112/2///61987#ABJ829 - NPS 1/80112/2///61987#ABJ830 - NPS 1/40112/2///61987#ABJ831 - NPS 3/80112/2///61987#ABJ832 - NPS 1/20112/2///61987#ABJ833 - NPS 3/40112/2///61987#ABJ834 - NPS 10112/2///61987#ABJ835 - NPS 1 1/40112/2///61987#ABJ836 - NPS 1 1/20112/2///61987#ABJ837 - NPS 20112/2///61987#ABJ838 - NPS 2 1/20112/2///61987#ABJ839 - NPS 30112/2///61987#ABJ840 - NPS 3 1/20112/2///61987#ABJ841 - NPS 40112/2///61987#ABJ842 - NPS 4 1/20112/2///61987#ABJ843 - NPS 50112/2///61987#ABJ844 - NPS 60112/2///61987#ABJ845 - NPS 70112/2///61987#ABJ846 - NPS 80112/2///61987#ABJ847 - NPS 90112/2///61987#ABJ848 - NPS 100112/2///61987#ABJ849 - NPS 120112/2///61987#ABJ850 - NPS 140112/2///61987#ABJ851 - NPS 160112/2///61987#ABJ852 - NPS 180112/2///61987#ABJ853 - NPS 200112/2///61987#ABJ854 - NPS 220112/2///61987#ABJ855 - NPS 240112/2///61987#ABJ856 - NPS 260112/2///61987#ABJ857 - NPS 280112/2///61987#ABJ858 - NPS 300112/2///61987#ABJ859 - NPS 320112/2///61987#ABJ860 - NPS 340112/2///61987#ABJ861 - NPS 360112/2///61987#ABJ862 - NPS 400112/2///61987#ABJ863 - NPS 420112/2///61987#ABJ864 - NPS 440112/2///61987#ABJ865 - NPS 460112/2///61987#ABJ866 - NPS 480112/2///61987#ABJ867 - NPS 520112/2///61987#ABJ868 - NPS 560112/2///61987#ABJ869 - NPS 600112/2///61987#ABJ870 - NPS 640112/2///61987#ABJ871 - NPS 680112/2///61987#ABJ872 - NPS 720112/2///61987#ABJ873 - NPS 800112/2///61987#ABJ874 - NPS 920112/2///61987#ABJ875 - NPS 960112/2///61987#ABJ876 - NPS 1000112/2///61987#ABJ877 - NPS 1040112/2///61987#ABJ878 - NPS 1080112/2///61987#ABJ879 - NPS 1120112/2///61987#ABJ880 - NPS 1160112/2///61987#ABJ881 - NPS 1200112/2///61987#ABJ882 - NPS 1240112/2///61987#ABJ883 - NPS 1280112/2///61987#ABJ884 - NPS 1320112/2///61987#ABJ885 - NPS 1360112/2///61987#ABJ886 - NPS 1400112/2///61987#ABJ887 - NPS 1440112/2///61987#ABJ888 - NPS 1480112/2///61987#ABJ889 - NPS 1520112/2///61987#ABJ890 - NPS 1560112/2///61987#ABJ891 - NPS 1600112/2///61987#ABJ892 - M4 x 0.70112/2///61987#ABJ893 - M5 x 0.80112/2///61987#ABJ894 - M6 x 10112/2///61987#ABJ895 - M7 x 10112/2///61987#ABJ896 - M8 x 10112/2///61987#ABJ897 - M10 x 10112/2///61987#ABJ898 - M10 x 1.50112/2///61987#ABJ899 - M12 x 10112/2///61987#ABJ900 - M12 x 1.50112/2///61987#ABJ901 - M14 x 1.50112/2///61987#ABJ902 - M15 x 1.50112/2///61987#ABJ903 - M16 x 1.50112/2///61987#ABJ904 - M17 x 1.50112/2///61987#ABJ905 - M18 x 1.50112/2///61987#ABJ906 - M20 x 1.50112/2///61987#ABJ907 - M22 x 1.50112/2///61987#ABJ908 - M24 x 1.50112/2///61987#ABJ909 - M25 x 1.50112/2///61987#ABJ910 - M26 x 1.50112/2///61987#ABJ911 - M27 x 1.50112/2///61987#ABJ912 - M28 x 1.50112/2///61987#ABJ913 - M30 x 1.50112/2///61987#ABJ914 - M32 x 1.50112/2///61987#ABJ915 - M40 x 1.50112/2///61987#ABJ916 - M50 x 1.50112/2///61987#ABJ917 - M63 x 1.50112/2///61987#ABJ918 - M75 x 1.50112/2///61987#ABJ919 - DN 10112/2///61987#ABJ920 - DN 1.50112/2///61987#ABJ921 - DN 20112/2///61987#ABJ922 - DN 2.50112/2///61987#ABJ923 - DN 30112/2///61987#ABJ924 - DN 40112/2///61987#ABJ925 - DN 50112/2///61987#ABJ926 - DN 60112/2///61987#ABJ927 - DN 80112/2///61987#ABJ928 - DN 100112/2///61987#ABJ929 - DN 120112/2///61987#ABJ930 - DN 150112/2///61987#ABJ931 - DN 160112/2///61987#ABJ932 - DN 200112/2///61987#ABJ933 - DN 240112/2///61987#ABJ934 - DN 250112/2///61987#ABJ935 - DN 320112/2///61987#ABJ936 - DN 340112/2///61987#ABJ937 - DN 350112/2///61987#ABJ938 - DN 400112/2///61987#ABJ939 - DN 450112/2///61987#ABJ940 - DN 500112/2///61987#ABJ941 - DN 550112/2///61987#ABJ942 - DN 580112/2///61987#ABJ943 - DN 600112/2///61987#ABJ944 - DN 650112/2///61987#ABJ945 - DN 700112/2///61987#ABJ946 - DN 800112/2///61987#ABJ947 - DN 900112/2///61987#ABJ948 - DN 1000112/2///61987#ABJ949 - DN 1200112/2///61987#ABJ950 - DN 1250112/2///61987#ABJ951 - DN 1500112/2///61987#ABJ952 - DN 2000112/2///61987#ABJ953 - DN 2500112/2///61987#ABJ954 - DN 2750112/2///61987#ABJ955 - DN 3000112/2///61987#ABJ956 - DN 3500112/2///61987#ABJ957 - DN 4000112/2///61987#ABJ958 - DN 4500112/2///61987#ABJ959 - DN 5000112/2///61987#ABJ960 - DN 5500112/2///61987#ABJ961 - DN 6000112/2///61987#ABJ962 - DN 7000112/2///61987#ABJ963 - DN 8000112/2///61987#ABJ964 - DN 9000112/2///61987#ABJ965 - DN 10000112/2///61987#ABJ966 - DN 12000112/2///61987#ABJ967 - DN 14000112/2///61987#ABJ968 - DN 15000112/2///61987#ABJ969 - DN 16000112/2///61987#ABJ970 - DN 18000112/2///61987#ABJ971 - DN 20000112/2///61987#ABJ972 - DN 22000112/2///61987#ABJ973 - DN 24000112/2///61987#ABJ974 - DN 26000112/2///61987#ABJ975 - DN 28000112/2///61987#ABJ976 - DN 30000112/2///61987#ABJ977 - DN 32000112/2///61987#ABJ978 - DN 34000112/2///61987#ABJ979 - DN 36000112/2///61987#ABJ980 - DN 38000112/2///61987#ABJ981 - DN 40000112/2///61987#ABJ982 - G 1/160112/2///61987#ABJ983 - G 1/16 A0112/2///61987#ABJ984 - G 1/16 B0112/2///61987#ABJ985 - G 1/80112/2///61987#ABJ986 - G 1/8 A0112/2///61987#ABJ987 - G 1/8 B0112/2///61987#ABJ988 - G 1/40112/2///61987#ABJ989 - G 1/4 A0112/2///61987#ABJ990 - G 1/4 B0112/2///61987#ABJ991 - G 3/80112/2///61987#ABJ992 - G 3/8 A0112/2///61987#ABJ993 - G 3/8 B0112/2///61987#ABJ994 - G 1/20112/2///61987#ABJ995 - G 1/2 A0112/2///61987#ABJ996 - G 1/2 B0112/2///61987#ABJ997 - G 5/80112/2///61987#ABJ998 - G 5/8 A0112/2///61987#ABJ999 - G 5/8 B0112/2///61987#ABK000 - G 3/40112/2///61987#ABK001 - G 3/4 A0112/2///61987#ABK002 - G 3/4 B0112/2///61987#ABK003 - G 7/80112/2///61987#ABK004 - G 7/8 A0112/2///61987#ABK005 - G 7/8 B0112/2///61987#ABK006 - G 10112/2///61987#ABK007 - G 1 A0112/2///61987#ABK008 - G 1 B0112/2///61987#ABK009 - G 1 1/80112/2///61987#ABK010 - G 1 1/8 A0112/2///61987#ABK011 - G 1 1/8 B0112/2///61987#ABK012 - G 1 1/40112/2///61987#ABK013 - G 1 1/4 A0112/2///61987#ABK014 - G 1 1/4 B0112/2///61987#ABK015 - G 1 1/20112/2///61987#ABK016 - G 1 1/2 A0112/2///61987#ABK017 - G 1 1/2 B0112/2///61987#ABK018 - G 1 3/40112/2///61987#ABK019 - G 1 3/4 A0112/2///61987#ABK020 - G 1 3/4 B0112/2///61987#ABK021 - G 20112/2///61987#ABK022 - G 2 A0112/2///61987#ABK023 - G 2 B0112/2///61987#ABK024 - G 2 1/40112/2///61987#ABK025 - G 2 1/4 A0112/2///61987#ABK026 - G 2 1/4 B0112/2///61987#ABK027 - G 2 1/20112/2///61987#ABK028 - G 2 1/2 A0112/2///61987#ABK029 - G 2 1/2 B0112/2///61987#ABK030 - G 2 3/40112/2///61987#ABK031 - G 2 3/4 A0112/2///61987#ABK032 - G 2 3/4 B0112/2///61987#ABK033 - G 30112/2///61987#ABK034 - G 3 A0112/2///61987#ABK035 - G 3 B0112/2///61987#ABK036 - G 3 1/20112/2///61987#ABK037 - G 3 1/2 A0112/2///61987#ABK038 - G 3 1/2 B0112/2///61987#ABK039 - G 40112/2///61987#ABK040 - G 4 A0112/2///61987#ABK041 - G 4 B0112/2///61987#ABK042 - G 4 1/20112/2///61987#ABK043 - G 4 1/2 A0112/2///61987#ABK044 - G 4 1/2 B0112/2///61987#ABK045 - G 50112/2///61987#ABK046 - G 5 A0112/2///61987#ABK047 - G 5 B0112/2///61987#ABK048 - G 5 1/20112/2///61987#ABK049 - G 5 1/2 A0112/2///61987#ABK050 - G 5 1/2 B0112/2///61987#ABK051 - G 60112/2///61987#ABK052 - G 6 A0112/2///61987#ABK053 - G 6 B0112/2///61987#ABK054 - R 1/160112/2///61987#ABK055 - R 1/80112/2///61987#ABK056 - R 1/40112/2///61987#ABK057 - R 3/80112/2///61987#ABK058 - R 1/20112/2///61987#ABK059 - R 3/40112/2///61987#ABK060 - R 10112/2///61987#ABK061 - R 1 1/40112/2///61987#ABK062 - R 1 1/20112/2///61987#ABK063 - R 20112/2///61987#ABK064 - R 2 1/20112/2///61987#ABK065 - R 30112/2///61987#ABK066 - R 40112/2///61987#ABK067 - R 50112/2///61987#ABK068 - R 60112/2///61987#ABK069 - Rc 1/160112/2///61987#ABK070 - Rc 1/80112/2///61987#ABK071 - Rc 1/40112/2///61987#ABK072 - Rc 3/80112/2///61987#ABK073 - Rc 1/20112/2///61987#ABK074 - Rc 3/40112/2///61987#ABK075 - Rc 10112/2///61987#ABK076 - Rc 1 1/40112/2///61987#ABK077 - Rc 1 1/20112/2///61987#ABK078 - Rc 20112/2///61987#ABK079 - Rc 2 1/20112/2///61987#ABK080 - Rc 30112/2///61987#ABK081 - Rc 40112/2///61987#ABK082 - Rc 50112/2///61987#ABK083 - Rc 60112/2///61987#ABK084 - Rp 1/160112/2///61987#ABK085 - Rp 1/80112/2///61987#ABK086 - Rp 1/40112/2///61987#ABK087 - Rp 3/80112/2///61987#ABK088 - Rp 1/20112/2///61987#ABK089 - Rp 3/40112/2///61987#ABK090 - Rp 10112/2///61987#ABK091 - Rp 1 1/40112/2///61987#ABK092 - Rp 1 1/20112/2///61987#ABK093 - Rp 20112/2///61987#ABK094 - Rp 2 1/20112/2///61987#ABK095 - Rp 30112/2///61987#ABK096 - Rp 40112/2///61987#ABK097 - Rp 50112/2///61987#ABK098 - Rp 60112/2///61987#ABK099 - 1A0112/2///61987#ABK100 - 2A0112/2///61987#ABK101 - 3A0112/2///61987#ABK102 - 4A0112/2///61987#ABK103 - 5A0112/2///61987#ABK104 - 6A0112/2///61987#ABK105 - 8A0112/2///61987#ABK106 - 10A0112/2///61987#ABK107 - 15A0112/2///61987#ABK108 - 20A0112/2///61987#ABK109 - 25A0112/2///61987#ABK110 - 32A0112/2///61987#ABK111 - 40A0112/2///61987#ABK112 - 50A0112/2///61987#ABK113 - 65A0112/2///61987#ABK114 - 80A0112/2///61987#ABK115 - 90A0112/2///61987#ABK116 - 100A0112/2///61987#ABK117 - 125A0112/2///61987#ABK118 - 150A0112/2///61987#ABK119 - 175A0112/2///61987#ABK120 - 200A0112/2///61987#ABK121 - 225A0112/2///61987#ABK122 - 250A0112/2///61987#ABK123 - 300A0112/2///61987#ABK124 - 350A0112/2///61987#ABK125 - 400A0112/2///61987#ABK126 - 450A0112/2///61987#ABK127 - 500A0112/2///61987#ABK128 - 550A0112/2///61987#ABK129 - 600A0112/2///61987#ABK130 - 650A0112/2///61987#ABK131 - 700A0112/2///61987#ABK132 - 750A0112/2///61987#ABK133 - 800A0112/2///61987#ABK134 - 850A0112/2///61987#ABK135 - 900A0112/2///61987#ABK136 - 1000A0112/2///61987#ABK137 - 1100A0112/2///61987#ABK138 - 1200A0112/2///61987#ABK139 - 1350A0112/2///61987#ABK140 - 1500A0112/2///61987#ABK141 - 1600A0112/2///61987#ABK142 - 1800A0112/2///61987#ABK143 - 2000A0112/2///61987#ABK144 - 2100A0112/2///61987#ABK145 - 2200A0112/2///61987#ABK146 - 2300A0112/2///61987#ABK147 - 2400A0112/2///61987#ABK148 - 2500A0112/2///61987#ABK149 - 2600A0112/2///61987#ABK150 - 2700A0112/2///61987#ABK151 - 2800A0112/2///61987#ABK152 - 1/16B0112/2///61987#ABK153 - 1/12B0112/2///61987#ABK154 - 1/8B0112/2///61987#ABK155 - 3/8B0112/2///61987#ABK156 - 1/4B0112/2///61987#ABK157 - 1/2B0112/2///61987#ABK158 - 3/4B0112/2///61987#ABK159 - 1B0112/2///61987#ABK160 - 1 1/4B0112/2///61987#ABK161 - 1 1/2B0112/2///61987#ABK162 - 2B0112/2///61987#ABK163 - 2 1/2B0112/2///61987#ABK164 - 3B0112/2///61987#ABK165 - 3 1/2B0112/2///61987#ABK166 - 4B0112/2///61987#ABK167 - 5B0112/2///61987#ABK168 - 6B0112/2///61987#ABK169 - 8B0112/2///61987#ABK170 - 10B0112/2///61987#ABK171 - 12B0112/2///61987#ABK172 - 14B0112/2///61987#ABK173 - 16B0112/2///61987#ABK174 - 18B0112/2///61987#ABK175 - 20B0112/2///61987#ABK176 - 24B0112/2///61987#ABK177 - 26B0112/2///61987#ABK178 - 28B0112/2///61987#ABK179 - 30B0112/2///61987#ABK180 - 32B0112/2///61987#ABK181 - 34B0112/2///61987#ABK182 - 36B0112/2///61987#ABK183 - 38B0112/2///61987#ABK184 - 40B0112/2///61987#ABK185 - 42B0112/2///61987#ABK186 - 44B0112/2///61987#ABK187 - 46B0112/2///61987#ABK188 - 48B0112/2///61987#ABK189 - 52B0112/2///61987#ABK190 - 54B0112/2///61987#ABK191 - 56B0112/2///61987#ABK192 - 60B0112/2///61987#ABK193 - 64B0112/2///61987#ABK194 - 66B0112/2///61987#ABK195 - 68B0112/2///61987#ABK196 - 72B0112/2///61987#ABK197 - 76B0112/2///61987#ABK198 - 78B0112/2///61987#ABK199 - 80B0112/2///61987#ABK200 - 84B0112/2///61987#ABK201 - 88B0112/2///61987#ABK202 - 92B0112/2///61987#ABK203 - 96B0112/2///61987#ABK204 - 100B0112/2///61987#ABK205 - 104B0112/2///61987#ABK206 - 108B0112/2///61987#ABK207 - 112B0112/2///61987#ABK208 - 116B0112/2///61987#ABK209 - 120B0112/2///61987#ABK210 - 124B0112/2///61987#ABK211 - 128B0112/2///61987#ABK212 - 132B0112/2///61987#ABK213 - 136B0112/2///61987#ABK214 - 140B0112/2///61987#ABK215 - 144B0112/2///61987#ABK216 - 148B0112/2///61987#ABK217 - 152B0112/2///61987#ABK218 - 156B0112/2///61987#ABK219 - 160B0112/2///61987#ABI407 - others |  | 0112/2///61987#ABC192 - Device pipe tap | 0112/2///61987#ABA000 |  |  |  | Standard |  |  |  | SC65E – IEC 61987 | 0112/2///61987#ABI406 - empty_property | C00091 |  | 0112-2---61987#ABB426 | https://cdd.iec.ch/cdd/iec61987/iec61987.nsf/PropertiesAllVersions/0112-2---61987%23ABB426
0112/2///61987#ABF161 | 001 | 01 | 0112/2///61987#ABF161#001 | nominal cell constant |  |  |  |  | ratio of the distance between the electrodes to the electrode area |  |  | 1/cm |  |  | REAL_MEASURE_TYPE |  |  |  |  | NON_DEPENDENT_P_DET | [5 empty] | 0112/2///61987#ABF154 - Structural design of a conductance level transmitter/switch | 0112/2///61987#ABA000 | 0112/2///62720#UAA382 - reciprocal centimetre |  | 0112/2///61987#ABT537 - Per length | Standard |  | IEC 61987 | IEC | SC65E | - | C00018 | 001-01 (2018-03-28 07:27:04 by BATCH 00000762) standard | 0112-2---61987#ABF161 | https://cdd.iec.ch/cdd/iec61987/iec61987.nsf/PropertiesAllVersions/0112-2---61987%23ABF161
0112/2///61987#ABD078 | 004 | 01 | 0112/2///61987#ABD078#004 | reference to Nonincendive field-wiring parameters |  |  |  |  | reference to block ABC448 | [5 empty] | CLASS_REFERENCE_TYPE(0112/2///61987#ABC448) 0112/2///61987#ABC448 - Nonincendive field-wiring parameters |  |  |  |  | NON_DEPENDENT_P_DET | [5 empty] | 0112/2///61987#ABC215 - Electrical line power supply0112/2///61987#ABC219 - Electrical power output circuit0112/2///61987#ABI462 - Explosion protection parameters for nonincendive installation0112/2///61987#ABC216 - Electrical loop power supply | 0112/2///61987#ABA000 |  |  |  | Standard |  |  |  | SC65E – IEC 61987 | - | C00004 |  | 0112-2---61987#ABD078 | https://cdd.iec.ch/cdd/iec61987/iec61987.nsf/PropertiesAllVersions/0112-2---61987%23ABD078
0112/2///61987#ABF653 | 001 | 02 | 0112/2///61987#ABF653#001 | reference to Accuracy for a subrange of volume fraction |  |  |  |  | reference to block ABE809 | [5 empty] | CLASS_REFERENCE_TYPE(0112/2///61987#ABE809) 0112/2///61987#ABE809 - Accuracy for a subrange of volume fraction |  |  |  |  | DEPENDENT_P_DET | [5 empty] | 0112/2///61987#ABE793 - Absolute performance for volume fraction | 0112/2///61987#ABA000 |  |  |  | Standard |  | IEC 61987 | IEC | IEC SC65E | 0112/2///61987#ABE808 - number of accuracies for a subrange of volume fraction | C00112 |  | 0112-2---61987#ABF653 | https://cdd.iec.ch/cdd/iec61987/iec61987.nsf/PropertiesAllVersions/0112-2---61987%23ABF653
0112/2///61987#ABI150 | 001 | 01 | 0112/2///61987#ABI150#001 | INTEGRAL |  |  |  |  | parameter setting the integral time in seconds in a PID control loop | [5 empty] | REAL_TYPE |  |  |  |  | NON_DEPENDENT_P_DET | [5 empty] | 0112/2///61987#ABH885 - Control function block | 0112/2///61987#ABA000 |  |  |  | Standard |  |  |  | SC65E – IEC 61987 | - | C00018 | 001-01 (2019-03-08 15:35:31 by BATCH 00000766) standard | 0112-2---61987#ABI150 | https://cdd.iec.ch/cdd/iec61987/iec61987.nsf/PropertiesAllVersions/0112-2---61987%23ABI150
0112/2///61987#ABN672 | 001 | 02 | 0112/2///61987#ABN672#001 | 2X relative shaft vibration p-p |  |  |  |  | oscillation range at the double rotation frequency of the shaft under consideration, expressed as displacement | Note 1: The oscillation amplitude normally results from a Fourier analysis of the vibration spectrum at the considered frequency or the considered frequencies. Note 2: The method used defining the frequency band and amplitude calculation within the frequency band is regularly defined by the user. |  | µm |  |  | REAL_MEASURE_TYPE |  |  |  |  | NON_DEPENDENT_P_DET | [5 empty] | 0112/2///61987#ABN694 - Specific machine vibration measurement variables | 0112/2///61987#ABA000 | 0112/2///62720#UAA090 - micrometre |  | 0112/2///61987#ABT548 - Length short | Standard |  | IEC 61987 | IEC | IEC SC65E | - | C00112 |  | 0112-2---61987#ABN672 | https://cdd.iec.ch/cdd/iec61987/iec61987.nsf/PropertiesAllVersions/0112-2---61987%23ABN672
0112/2///61987#ABA195 | 002 | 01 | 0112/2///61987#ABA195#002 | depth |  |  |  |  | horizontal distance between the front and back of an object when standing in its normal position of use or the distance from a surface down to a specific point below the surface of an object | Depth is used together with width/breadth and height and is orthogonal to width/breadth and height. |  | mm |  |  | REAL_MEASURE_TYPE |  |  |  |  | NON_DEPENDENT_P_DET | [5 empty] | 0112/2///61987#ABC155 - Case0112/2///61987#ABN693 - Specific distance variables | 0112/2///61987#ABA000 | 0112/2///62720#UAA862 - millimetre |  | 0112/2///61987#ABT548 - Length short | Standard |  |  |  | SC65E – IEC 61987 | - | C00091 |  | 0112-2---61987#ABA195 | https://cdd.iec.ch/cdd/iec61987/iec61987.nsf/PropertiesAllVersions/0112-2---61987%23ABA195
0112/2///61987#ABU138 | 001 | 03 | 0112/2///61987#ABU138#001 | reference to Liquid phase |  |  |  |  | reference to block ABC323 |  | Id specified in IEC61987-12/-13: ABC953 |  |  |  | CLASS_REFERENCE_TYPE(0112/2///61987#ABC323) 0112/2///61987#ABC323 - Liquid phase |  |  |  |  | DEPENDENT_P_DET | [5 empty] | 0112/2///61987#ABC509 - Phase [pressure] | 0112/2///61987#ABA000 |  |  |  | Standard |  |  |  | SC65E – IEC 61987 | 0112/2///61987#ABU136 - phase type | C00004 |  | 0112-2---61987#ABU138 | https://cdd.iec.ch/cdd/iec61987/iec61987.nsf/PropertiesAllVersions/0112-2---61987%23ABU138
0112/2///61987#ABF841 | 001 | 02 | 0112/2///61987#ABF841#001 | reference to Accuracy for a subrange of mass fraction |  |  |  |  | reference to block ABF605 | [5 empty] | CLASS_REFERENCE_TYPE(0112/2///61987#ABF605) 0112/2///61987#ABF605 - Accuracy for a subrange of mass fraction |  |  |  |  | DEPENDENT_P_DET | [5 empty] | 0112/2///61987#ABF608 - Absolute performance for mass fraction | 0112/2///61987#ABA000 |  |  |  | Standard |  | IEC 61987 | IEC | IEC SC65E | 0112/2///61987#ABF604 - number of accuracies for a subrange of mass fraction | C00112 |  | 0112-2---61987#ABF841 | https://cdd.iec.ch/cdd/iec61987/iec61987.nsf/PropertiesAllVersions/0112-2---61987%23ABF841
0112/2///61987#ABH089 | 001 | 01 | 0112/2///61987#ABH089#001 | description of equipment |  |  |  |  | plain text describing the equipment | [5 empty] | STRING_TYPE |  |  |  |  | NON_DEPENDENT_P_DET | [5 empty] | 0112/2///61987#ABG478 - Process equipment [level] | 0112/2///61987#ABA000 |  |  |  | Standard |  | IEC 61987 | IEC | SC65E | - | C00018 | 001-01 (2018-03-28 07:27:13 by BATCH 00000762) standard | 0112-2---61987#ABH089 | https://cdd.iec.ch/cdd/iec61987/iec61987.nsf/PropertiesAllVersions/0112-2---61987%23ABH089
0112/2///61987#ABI145 | 001 | 01 | 0112/2///61987#ABI145#001 | DERIVATIVE |  |  |  |  | parameter setting the derivative time in seconds in a PID control loop | [5 empty] | REAL_TYPE |  |  |  |  | NON_DEPENDENT_P_DET | [5 empty] | 0112/2///61987#ABH885 - Control function block | 0112/2///61987#ABA000 |  |  |  | Standard |  |  |  | SC65E – IEC 61987 | - | C00018 | 001-01 (2019-03-08 15:35:31 by BATCH 00000766) standard | 0112-2---61987#ABI145 | https://cdd.iec.ch/cdd/iec61987/iec61987.nsf/PropertiesAllVersions/0112-2---61987%23ABI145
0112/2///61987#ABI440 | 002 | 01 | 0112/2///61987#ABI440#002 | drop test standard |  |  |  |  | standard applied for the execution of the drop test | [5 empty] | ENUM_CODE_TYPE(0112/2///61987#ABL478) |  |  |  |  | DEPENDENT_P_DET |  |  | 0112/2///61987#ABL478 | 0112/2///61987#ABM561 - ISO 2206 (1987)0112/2///61987#ABM562 - ISO 2248 (1985)0112/2///61987#ABM563 - MIL 810G0112/2///61987#ABM564 - IEC 60068-2-320112/2///61987#ABI407 - others |  | 0112/2///61987#ABI413 - Packaging and transportation | 0112/2///61987#ABA000 |  |  |  | Standard |  |  |  | SC65E – IEC 61987 | 0112/2///61987#ABI406 - empty_property | C00091 |  | 0112-2---61987#ABI440 | https://cdd.iec.ch/cdd/iec61987/iec61987.nsf/PropertiesAllVersions/0112-2---61987%23ABI440
0112/2///61987#ABU648 | 001 | 01 | 0112/2///61987#ABU648#001 | reference to Type of measured variable [39] |  |  |  |  | reference to block ABG011 | [5 empty] | CLASS_REFERENCE_TYPE(0112/2///61987#ABG011) 0112/2///61987#ABG011 - Type of measured variable [39] |  |  |  |  | NON_DEPENDENT_P_DET | [5 empty] | 0112/2///61987#ABF975 - Measured variable [39] | 0112/2///61987#ABA000 |  |  |  | Standard |  | IEC 61987 | IEC | SC65E | - | C00017 | 001-01 (2018-03-28 07:27:21 by BATCH 00000762) standard | 0112-2---61987#ABU648 | https://cdd.iec.ch/cdd/iec61987/iec61987.nsf/PropertiesAllVersions/0112-2---61987%23ABU648
0112/2///61987#ABF586 | 001 | 01 | 0112/2///61987#ABF586#001 | type of density measuring device mounting |  |  |  |  | classification of the mounting of a density measuring device according to the mounting location including external measuring chambers | [5 empty] | STRING_TYPE |  |  |  |  | NON_DEPENDENT_P_DET | [5 empty] | 0112/2///61987#ABG334 - Deployment conditions [9] | 0112/2///61987#ABA000 |  |  |  | Standard |  | IEC 61987 | IEC | SC65E | - | C00017 | 001-01 (2018-03-28 07:27:08 by BATCH 00000762) standard | 0112-2---61987#ABF586 | https://cdd.iec.ch/cdd/iec61987/iec61987.nsf/PropertiesAllVersions/0112-2---61987%23ABF586
0112/2///61987#ABD766 | 003 | 01 | 0112/2///61987#ABD766#003 | type of response configuration |  |  |  |  | classification of the configuration of system response to an input signal according to the kind of realization | [5 empty] | ENUM_CODE_TYPE(0112/2///61987#ABL618) |  |  |  |  | DEPENDENT_P_DET |  |  | 0112/2///61987#ABL618 | 0112/2///61987#ABN093 - setpoint filter0112/2///61987#ABI407 - others |  | 0112/2///61987#ABD963 - Parameters of positioner | 0112/2///61987#ABA000 |  |  |  | Standard |  |  |  |  | 0112/2///61987#ABI406 - empty_property | C00091 |  | 0112-2---61987#ABD766 | https://cdd.iec.ch/cdd/iec61987/iec61987.nsf/PropertiesAllVersions/0112-2---61987%23ABD766
0112/2///61987#ABB747 | 001 | 04 | 0112/2///61987#ABB747#001 | zero point error of temperature |  |  |  |  | absolute error of a device measuring temperature under reference conditions, when the input is at the lower range value |  |  | °C |  |  | REAL_MEASURE_TYPE |  |  |  |  | NON_DEPENDENT_P_DET | [5 empty] | 0112/2///61987#ABC065 - Absolute performance for temperature0112/2///61987#ABF109 - Absolute performance for temperature [2]0112/2///61987#ABG319 - Absolute performance for temperature [3]0112/2///61987#ABP011 - Absolute performance for temperature [I/O module] | 0112/2///61987#ABA000 | 0112/2///62720#UAA033 - degree Celsius |  | 0112/2///61987#ABT514 - Temperature | Standard |  |  |  | SC65E – IEC 61987 | - | C00004 |  | 0112-2---61987#ABB747 | https://cdd.iec.ch/cdd/iec61987/iec61987.nsf/PropertiesAllVersions/0112-2---61987%23ABB747
0112/2///61987#ABB893 | 005 | 01 | 0112/2///61987#ABB893#005 | test gauge pressure |  |  |  |  | maximum permitted test pressure that can be or is applied without changing the device specification |  |  | bar |  |  | REAL_MEASURE_TYPE |  |  |  |  | NON_DEPENDENT_P_DET | [5 empty] | 0112/2///61987#ABC532 - Pressure-temperature design conditions0112/2///61987#ABC533 - Pressure-temperature design ratings0112/2///61987#ABC588 - Secondary containment0112/2///61987#ABD986 - Pressure-temperature design ratings [2]0112/2///61987#ABF029 - Float0112/2///61987#ABF360 - Displacer0112/2///61987#ABF452 - Servo displacer0112/2///61987#ABG477 - Pressure-temperature design conditions [temperature] | 0112/2///61987#ABA000 | 0112/2///62720#UAA323 - bar |  | 0112/2///61987#ABT524 - Pressure | Standard |  |  |  | SC65E – IEC 61987 | - | C00004 |  | 0112-2---61987#ABB893 | https://cdd.iec.ch/cdd/iec61987/iec61987.nsf/PropertiesAllVersions/0112-2---61987%23ABB893
0112/2///61987#ABF293 | 002 | 01 | 0112/2///61987#ABF293#002 | number of flying leads |  |  |  |  | @number of flying leads |  | Cardinality property |  |  |  | INT_TYPE |  |  |  |  | CONDITION_DET | [5 empty] | 0112/2///61987#ABF289 - RTD/thermocouple probe output | 0112/2///61987#ABA000 |  |  |  | Standard |  | IEC 61987 | IEC | SC65E | - | C00019 |  | 0112-2---61987#ABF293 | https://cdd.iec.ch/cdd/iec61987/iec61987.nsf/PropertiesAllVersions/0112-2---61987%23ABF293
0112/2///61987#ABN626 | 001 | 02 | 0112/2///61987#ABN626#001 | time |  |  |  |  | one-dimensional subspace of space-time, which is locally orthogonal to space |  |  | s |  |  | REAL_MEASURE_TYPE |  |  | IEV 113-01-03 |  | NON_DEPENDENT_P_DET | [5 empty] | 0112/2///61987#ABN682 - Continuous measurement variables | 0112/2///61987#ABA000 | 0112/2///62720#UAA972 - second |  | 0112/2///61987#ABT510 - Time/time duration short | Standard |  | IEC 61987 | IEC | IEC SC65E | - | C00112 |  | 0112-2---61987#ABN626 | https://cdd.iec.ch/cdd/iec61987/iec61987.nsf/PropertiesAllVersions/0112-2---61987%23ABN626
0112/2///61987#ABA385 | 004 | 02 | 0112/2///61987#ABA385#004 | internal capacitance |  |  |  |  | resulting capacitance at the electrical input or output of a device |  |  | µF |  |  | REAL_MEASURE_TYPE |  |  |  |  | NON_DEPENDENT_P_DET | [5 empty] | 0112/2///61987#ABC233 - Explosion protection device parameters for nonincendive installation0112/2///61987#ABC212 - Electrical data for active behaviour0112/2///61987#ABC213 - Electrical data for passive behaviour | 0112/2///61987#ABA000 | 0112/2///62720#UAA063 - microfarad |  | 0112/2///61987#ABT570 - Electrical capacitance | Standard |  | IEC 61987 | IEC | IEC/SC 65E | - | C00128 |  | 0112-2---61987#ABA385 | https://cdd.iec.ch/cdd/iec61987/iec61987.nsf/PropertiesAllVersions/0112-2---61987%23ABA385
0112/2///61987#ABF765 | 001 | 01 | 0112/2///61987#ABF765#001 | reference to Structural design of a sight level indicator |  |  |  |  | reference to block ABF282 | [5 empty] | CLASS_REFERENCE_TYPE(0112/2///61987#ABF282) 0112/2///61987#ABF282 - Structural design of a sight level indicator |  |  |  |  | NON_DEPENDENT_P_DET | [5 empty] | 0112/2///61987#ABG427 - Structural design [sight level indicator] | 0112/2///61987#ABA000 |  |  |  | Standard |  | IEC 61987 | IEC | SC65E | - | C00018 | 001-01 (2018-03-28 07:27:09 by BATCH 00000762) standard | 0112-2---61987#ABF765 | https://cdd.iec.ch/cdd/iec61987/iec61987.nsf/PropertiesAllVersions/0112-2---61987%23ABF765
0112/2///61987#ABD111 | 001 | 05 | 0112/2///61987#ABD111#001 | reference to Output [6] |  |  |  |  | reference to block ABC481 | [5 empty] | CLASS_REFERENCE_TYPE(0112/2///61987#ABC481) 0112/2///61987#ABC481 - Output [6] |  |  |  |  | DEPENDENT_P_DET | [5 empty] | 0112/2///61987#ABA029 - Device LOP for absolute/gauge pressure transmitter0112/2///61987#ABA031 - Device LOP for differential pressure transmitter | 0112/2///61987#ABA000 |  |  |  | Standard |  | IEC 61987 | IEC | IEC SC65E | 0112/2///61987#ABB206 - number of outputs | C00112 |  | 0112-2---61987#ABD111 | https://cdd.iec.ch/cdd/iec61987/iec61987.nsf/PropertiesAllVersions/0112-2---61987%23ABD111
0112/2///61987#ABF470 | 001 | 01 | 0112/2///61987#ABF470#001 | style of nuclear source |  |  |  |  | classification of the nuclear source of nuclear level device according to its shape | [5 empty] | STRING_TYPE |  |  |  |  | NON_DEPENDENT_P_DET | [5 empty] | 0112/2///61987#ABF463 - Nuclear source | 0112/2///61987#ABA000 |  |  |  | Standard |  | IEC 61987 | IEC | SC65E | - | C00018 | 001-01 (2018-03-28 07:27:07 by BATCH 00000762) standard | 0112-2---61987#ABF470 | https://cdd.iec.ch/cdd/iec61987/iec61987.nsf/PropertiesAllVersions/0112-2---61987%23ABF470
0112/2///61987#ABG897 | 001 | 01 | 0112/2///61987#ABG897#001 | reference to Process design ratings [9] |  |  |  |  | reference to block ABG337 | [5 empty] | CLASS_REFERENCE_TYPE(0112/2///61987#ABG337) 0112/2///61987#ABG337 - Process design ratings [9] |  |  |  |  | NON_DEPENDENT_P_DET | [5 empty] | 0112/2///61987#ABG323 - Rated operating conditions [18]0112/2///61987#ABV237 - Rated operating conditions [26] | 0112/2///61987#ABA000 |  |  |  | Standard |  | IEC 61987 | IEC | SC65E | - | C00019 | 001-01 (2018-03-28 07:27:11 by BATCH 00000762) standard | 0112-2---61987#ABG897 | https://cdd.iec.ch/cdd/iec61987/iec61987.nsf/PropertiesAllVersions/0112-2---61987%23ABG897
0112/2///61987#ABB479 | 001 | 04 | 0112/2///61987#ABB479#001 | maximum rated temperature of insertion probe seal |  |  |  |  | highest temperature at which a gasket or seal can be used and still retain its sealing properties |  |  | °C |  |  | REAL_MEASURE_TYPE |  |  |  |  | NON_DEPENDENT_P_DET | [5 empty] | 0112/2///61987#ABC243 - Fixed electromagnetic insertion flow transmitter0112/2///61987#ABC301 - Insertion thermal mass flow transmitter0112/2///61987#ABC582 - Retractable electromagnetic insertion flow transmitter0112/2///61987#ABC583 - Retractable thermal mass flow transmitter | 0112/2///61987#ABA000 | 0112/2///62720#UAA033 - degree Celsius |  | 0112/2///61987#ABT514 - Temperature | Standard |  |  |  | SC65E – IEC 61987 | - | C00004 |  | 0112-2---61987#ABB479 | https://cdd.iec.ch/cdd/iec61987/iec61987.nsf/PropertiesAllVersions/0112-2---61987%23ABB479
0112/2///61987#ABD236 | 001 | 02 | 0112/2///61987#ABD236#001 | reference to Structural design [piston flow transmitter/gauge] |  |  |  |  | reference to block ABC610 | [5 empty] | CLASS_REFERENCE_TYPE(0112/2///61987#ABC610) 0112/2///61987#ABC610 - Structural design [piston flow transmitter/gauge] |  |  |  |  | NON_DEPENDENT_P_DET | [5 empty] | 0112/2///61987#ABC429 - Mechanical and electrical construction [piston flow transmitter/gauge] | 0112/2///61987#ABA000 |  |  |  | Standard |  |  |  | SC65E – IEC 61987 | - | C00004 |  | 0112-2---61987#ABD236 | https://cdd.iec.ch/cdd/iec61987/iec61987.nsf/PropertiesAllVersions/0112-2---61987%23ABD236
0112/2///61987#ABA260 | 006 | 01 | 0112/2///61987#ABA260#006 | type of special procedure |  |  |  |  | classification of a special procedure according to state delivered or application of a special cleaning procedure | [5 empty] | ENUM_CODE_TYPE(0112/2///61987#ABL589) |  |  |  |  | DEPENDENT_P_DET |  |  | 0112/2///61987#ABL589 | 0112/2///61987#ABM933 - PWIS compliance0112/2///61987#ABM934 - AH/TSE compliance0112/2///61987#ABM935 - oil and grease compliance0112/2///61987#ABM936 - oxygen application compliance0112/2///61987#ABI407 - others |  | 0112/2///61987#ABC600 - Special procedure | 0112/2///61987#ABA000 |  |  |  | Standard |  |  |  | SC65E – IEC 61987 | 0112/2///61987#ABI406 - empty_property | C00091 |  | 0112-2---61987#ABA260 | https://cdd.iec.ch/cdd/iec61987/iec61987.nsf/PropertiesAllVersions/0112-2---61987%23ABA260
0112/2///61987#ABB272 | 001 | 04 | 0112/2///61987#ABB272#001 | molar mass |  |  |  |  | mass of a molecule of a substance relative to the atomic mass unit |  |  | kg/kmol |  |  | REAL_MEASURE_TYPE |  |  |  |  | NON_DEPENDENT_P_DET | [5 empty] | 0112/2///61987#ABC680 - Gas/vapor phase [flow]0112/2///61987#ABD881 - Gas phase [valves]0112/2///61987#ABE045 - Vapor phase [valves]0112/2///61987#ABG463 - Gas/vapor phase [level]0112/2///61987#ABG464 - Gas/vapor phase [density] | 0112/2///61987#ABA000 | 0112/2///62720#UAA611 - kilogram per kilomol |  | 0112/2///61987#ABT539 - Molecular mass | Standard |  |  |  | SC65E – IEC 61987 | - | C00004 |  | 0112-2---61987#ABB272 | https://cdd.iec.ch/cdd/iec61987/iec61987.nsf/PropertiesAllVersions/0112-2---61987%23ABB272
0112/2///61987#ABG511 | 002 | 05 | 0112/2///61987#ABG511#002 | reference to Measured variable [15] |  |  |  |  | reference to block ABF951 | [5 empty] | CLASS_REFERENCE_TYPE(0112/2///61987#ABF951) 0112/2///61987#ABF951 - Measured variable [15] |  |  |  |  | DEPENDENT_P_DET | [5 empty] | 0112/2///61987#ABF934 - Input [27] | 0112/2///61987#ABA000 |  |  |  | Standard |  | IEC 61987 | IEC | IEC SC65E | 0112/2///61987#ABB065 - number of measured variables | C00112 |  | 0112-2---61987#ABG511 | https://cdd.iec.ch/cdd/iec61987/iec61987.nsf/PropertiesAllVersions/0112-2---61987%23ABG511
0112/2///61987#ABA183 | 002 | 01 | 0112/2///61987#ABA183#002 | style of totalizer |  |  |  |  | classification of a transmitter, totalizer or indicator according to its arrangement with respect to the device body | [5 empty] | ENUM_CODE_TYPE(0112/2///61987#ABL473) |  |  |  |  | DEPENDENT_P_DET |  |  | 0112/2///61987#ABL473 | 0112/2///61987#ABM546 - integrated within device0112/2///61987#ABM192 - separate0112/2///61987#ABL233 - remote0112/2///61987#ABI407 - others |  | 0112/2///61987#ABC040 - Totalizer indicator [2]0112/2///61987#ABC655 - Totalizer indicator [1] | 0112/2///61987#ABA000 |  |  |  | Standard |  |  |  | SC65E – IEC 61987 | 0112/2///61987#ABI406 - empty_property | C00091 |  | 0112-2---61987#ABA183 | https://cdd.iec.ch/cdd/iec61987/iec61987.nsf/PropertiesAllVersions/0112-2---61987%23ABA183
0112/2///61987#ABD618 | 001 | 04 | 0112/2///61987#ABD618#001 | maximum actuating force |  |  |  |  | highest force that a linear actuator can exert at highest operating pressure |  |  | kN |  |  | REAL_MEASURE_TYPE |  |  |  |  | NON_DEPENDENT_P_DET | [5 empty] | 0112/2///61987#ABD961 - Parameters of pneumatic linear actuator | 0112/2///61987#ABA000 | 0112/2///62720#UAA573 - kilonewton |  | 0112/2///61987#ABT562 - Force | Standard |  |  |  |  | - | C00004 |  | 0112-2---61987#ABD618 | https://cdd.iec.ch/cdd/iec61987/iec61987.nsf/PropertiesAllVersions/0112-2---61987%23ABD618
0112/2///61987#ABE086 | 005 | 01 | 0112/2///61987#ABE086#005 | reference to Deployment design conditions [3] |  |  |  |  | reference to block ABD842 | [5 empty] | CLASS_REFERENCE_TYPE(0112/2///61987#ABD842) 0112/2///61987#ABD842 - Deployment design conditions [3] |  |  |  |  | NON_DEPENDENT_P_DET | [5 empty] | 0112/2///61987#ABE328 - Installation design conditions [3] | 0112/2///61987#ABA000 |  |  |  | Standard |  |  |  | SC65E – IEC 61987 | - | C00004 |  | 0112-2---61987#ABE086 | https://cdd.iec.ch/cdd/iec61987/iec61987.nsf/PropertiesAllVersions/0112-2---61987%23ABE086
0112/2///61987#ABF749 | 001 | 01 | 0112/2///61987#ABF749#001 | reference to Material of paddle |  |  |  |  | reference to block ABF196 | [5 empty] | CLASS_REFERENCE_TYPE(0112/2///61987#ABF196) 0112/2///61987#ABF196 - Material of paddle |  |  |  |  | NON_DEPENDENT_P_DET | [5 empty] | 0112/2///61987#ABF192 - Paddle | 0112/2///61987#ABA000 |  |  |  | Standard |  | IEC 61987 | IEC | SC65E | - | C00018 | 001-01 (2018-03-28 07:27:09 by BATCH 00000762) standard | 0112-2---61987#ABF749 | https://cdd.iec.ch/cdd/iec61987/iec61987.nsf/PropertiesAllVersions/0112-2---61987%23ABF749
0112/2///61987#ABH700 | 001 | 01 | 0112/2///61987#ABH700#001 | input value |  |  |  |  | input value of a variable | [5 empty] | REAL_TYPE |  |  |  |  | NON_DEPENDENT_P_DET | [5 empty] | 0112/2///61987#ABH699 - Linearization point | 0112/2///61987#ABA000 |  |  |  | Standard |  | IEC 61987 |  | SC65E – IEC 61987 | - | C00019 | 001-01 (2019-03-08 15:35:30 by BATCH 00000766) standard | 0112-2---61987#ABH700 | https://cdd.iec.ch/cdd/iec61987/iec61987.nsf/PropertiesAllVersions/0112-2---61987%23ABH700
0112/2///61987#ABD053 | 001 | 02 | 0112/2///61987#ABD053#001 | reference to Mechanical and electrical construction [coriolis mass flow transmitter] |  |  |  |  | reference to block ABC423 | [5 empty] | CLASS_REFERENCE_TYPE(0112/2///61987#ABC423) 0112/2///61987#ABC423 - Mechanical and electrical construction [coriolis mass flow transmitter] |  |  |  |  | NON_DEPENDENT_P_DET | [5 empty] | 0112/2///61987#ABA006 - Device LOP for coriolis mass flow transmitter | 0112/2///61987#ABA000 |  |  |  | Standard |  |  |  | SC65E – IEC 61987 | - | C00004 |  | 0112-2---61987#ABD053 | https://cdd.iec.ch/cdd/iec61987/iec61987.nsf/PropertiesAllVersions/0112-2---61987%23ABD053
0112/2///61987#ABU185 | 001 | 03 | 0112/2///61987#ABU185#001 | reference to Density measurement |  |  |  |  | reference to block ABC180 |  | Id specified in IEC61987-12/-13: ABC810 |  |  |  | CLASS_REFERENCE_TYPE(0112/2///61987#ABC180) 0112/2///61987#ABC180 - Density measurement |  |  |  |  | DEPENDENT_P_DET | [5 empty] | 0112/2///61987#ABC661 - Type of measured variable [2] | 0112/2///61987#ABA000 |  |  |  | Standard |  |  |  | SC65E – IEC 61987 | 0112/2///61987#ABU167 - measured variable type [2] | C00004 |  | 0112-2---61987#ABU185 | https://cdd.iec.ch/cdd/iec61987/iec61987.nsf/PropertiesAllVersions/0112-2---61987%23ABU185
0112/2///61987#ABU335 | 001 | 03 | 0112/2///61987#ABU335#001 | reference to Assigned pressure range |  |  |  |  | reference to block ABC115 |  | Id specified in IEC61987-12/-13: ABC745 |  |  |  | CLASS_REFERENCE_TYPE(0112/2///61987#ABC115) 0112/2///61987#ABC115 - Assigned pressure range |  |  |  |  | DEPENDENT_P_DET | [5 empty] | 0112/2///61987#ABC124 - Assigned variable [7] | 0112/2///61987#ABA000 |  |  |  | Standard |  |  |  | SC65E – IEC 61987 | 0112/2///61987#ABU296 - assigned variable type [7] | C00004 |  | 0112-2---61987#ABU335 | https://cdd.iec.ch/cdd/iec61987/iec61987.nsf/PropertiesAllVersions/0112-2---61987%23ABU335
0112/2///61987#ABB837 | 001 | 03 | 0112/2///61987#ABB837#001 | average influence of ambient temperature on other variable |  |  |  |  | change in output of a dynamic viscosity measuring device caused by a change in ambient temperature with respect to reference conditions, expressed as the average error across the specified ambient temperature range |  |  | 1 |  |  | REAL_MEASURE_TYPE |  |  |  |  | NON_DEPENDENT_P_DET | [5 empty] | 0112/2///61987#ABC283 - Influence of external quantities expressed for other variable0112/2///61987#ABP038 - Influence of external quantities expressed for other variable [I/O module] | 0112/2///61987#ABA000 | 0112/2///62720#UAA915 - quantity of dimension one |  |  | Standard |  |  |  | SC65E – IEC 61987 | - | C00019 |  | 0112-2---61987#ABB837 | https://cdd.iec.ch/cdd/iec61987/iec61987.nsf/PropertiesAllVersions/0112-2---61987%23ABB837
0112/2///61987#ABU925 | 001 | 01 | 0112/2///61987#ABU925#001 | reference to Frequency output [11] |  |  |  |  | reference to block ABG193 | [5 empty] | CLASS_REFERENCE_TYPE(0112/2///61987#ABG193) 0112/2///61987#ABG193 - Frequency output [11] |  |  |  |  | DEPENDENT_P_DET | [5 empty] | 0112/2///61987#ABG145 - Type of output [15]0112/2///61987#ABG154 - Type of output [24] | 0112/2///61987#ABA000 |  |  |  | Standard |  | IEC 61987 | IEC | SC65E | 0112/2///61987#ABU915 - output type [24] | C00018 | 001-01 (2018-03-28 07:27:22 by BATCH 00000762) standard | 0112-2---61987#ABU925 | https://cdd.iec.ch/cdd/iec61987/iec61987.nsf/PropertiesAllVersions/0112-2---61987%23ABU925
0112/2///61987#ABH254 | 001 | 01 | 0112/2///61987#ABH254#001 | designation of gas |  |  |  |  | alphanumeric character sequence identifying a gas | [5 empty] | STRING_TYPE |  |  |  |  | NON_DEPENDENT_P_DET | [5 empty] | 0112/2///61987#ABH253 - Atmosphere in sight path | 0112/2///61987#ABA000 |  |  |  | Standard |  | IEC 61987 | IEC | SC65E | - | C00019 | 001-01 (2018-03-28 07:27:14 by BATCH 00000762) standard | 0112-2---61987#ABH254 | https://cdd.iec.ch/cdd/iec61987/iec61987.nsf/PropertiesAllVersions/0112-2---61987%23ABH254
0112/2///61987#ABN751 | 002 | 01 | 0112/2///61987#ABN751#002 | reference to Specific distance variables |  |  |  |  | reference to block ABN693 | [5 empty] | CLASS_REFERENCE_TYPE(0112/2///61987#ABN693) 0112/2///61987#ABN693 - Specific distance variables |  |  |  |  | NON_DEPENDENT_P_DET | [5 empty] | 0112/2///61987#ABN682 - Continuous measurement variables | 0112/2///61987#ABA000 |  |  |  | Standard |  | IEC 61987 | IEC | IEC/SC 65E | - | C00112 |  | 0112-2---61987#ABN751 | https://cdd.iec.ch/cdd/iec61987/iec61987.nsf/PropertiesAllVersions/0112-2---61987%23ABN751
0112/2///61987#ABE854 | 001 | 02 | 0112/2///61987#ABE854#001 | set lower range end-value of interval of mass |  |  |  |  | value defining the start of a subrange for mass |  |  | kg |  |  | REAL_MEASURE_TYPE |  |  |  |  | NON_DEPENDENT_P_DET | [5 empty] | 0112/2///61987#ABE853 - Accuracy for a subrange of mass | 0112/2///61987#ABA000 | 0112/2///62720#UAA594 - kilogram |  | 0112/2///61987#ABT546 - Mass | Standard |  | IEC 61987 | IEC | IEC/SC 65E | - | C00128 |  | 0112-2---61987#ABE854 | https://cdd.iec.ch/cdd/iec61987/iec61987.nsf/PropertiesAllVersions/0112-2---61987%23ABE854
0112/2///61987#ABF710 | 001 | 01 | 0112/2///61987#ABF710#001 | reference to Material of float arm |  |  |  |  | reference to block ABF052 | [5 empty] | CLASS_REFERENCE_TYPE(0112/2///61987#ABF052) 0112/2///61987#ABF052 - Material of float arm |  |  |  |  | NON_DEPENDENT_P_DET | [5 empty] | 0112/2///61987#ABF050 - Horizontal float switch | 0112/2///61987#ABA000 |  |  |  | Standard |  | IEC 61987 | IEC | SC65E | - | C00018 | 001-01 (2018-03-28 07:27:08 by BATCH 00000762) standard | 0112-2---61987#ABF710 | https://cdd.iec.ch/cdd/iec61987/iec61987.nsf/PropertiesAllVersions/0112-2---61987%23ABF710
0112/2///61987#ABF400 | 003 | 01 | 0112/2///61987#ABF400#003 | set style of wiring |  |  |  |  | setting of the resistance temperature detector connection type | [5 empty] | ENUM_CODE_TYPE(0112/2///61987#ABJ770) |  | 0112/2///61987#ABJ770 |  |  | DEPENDENT_P_DET |  |  | 0112/2///61987#ABJ770 | 0112/2///61987#ABL113 - 4-wire0112/2///61987#ABL114 - 3-wire0112/2///61987#ABL115 - 2-wire0112/2///61987#ABI407 - others |  | 0112/2///61987#ABF398 - RTD/resistance measurement | 0112/2///61987#ABA000 |  |  |  | Standard |  | IEC 61987 | IEC | IEC SC65E | 0112/2///61987#ABI406 - empty_property | C00112 |  | 0112-2---61987#ABF400 | https://cdd.iec.ch/cdd/iec61987/iec61987.nsf/PropertiesAllVersions/0112-2---61987%23ABF400
0112/2///61987#ABN645 | 001 | 02 | 0112/2///61987#ABN645#001 | two-state actual value |  |  |  | Actual value | parameter indicating the binary value of a not simulated binary process variable of a device |  | also used by Process Automation - Device Information Model (PA-DIM) |  |  |  | BOOLEAN_TYPE |  |  |  |  | NON_DEPENDENT_P_DET | [5 empty] | 0112/2///61987#ABN610 - Simulation | 0112/2///61987#ABA000 |  |  |  | Standard |  | IEC 61987 | IEC | IEC SC65E | - | C00112 |  | 0112-2---61987#ABN645 | https://cdd.iec.ch/cdd/iec61987/iec61987.nsf/PropertiesAllVersions/0112-2---61987%23ABN645
0112/2///61987#ABC974 | 001 | 02 | 0112/2///61987#ABC974#001 | reference to Material of bearing bush |  |  |  |  | reference to block ABC344 | [5 empty] | CLASS_REFERENCE_TYPE(0112/2///61987#ABC344) 0112/2///61987#ABC344 - Material of bearing bush |  |  |  |  | NON_DEPENDENT_P_DET | [5 empty] | 0112/2///61987#ABC627 - Structural design of a helix flow transmitter or gauge0112/2///61987#ABC632 - Structural design of a piston flow transmitter or gauge0112/2///61987#ABC633 - Structural design of a rotating element flow transmitter or gauge0112/2///61987#ABC640 - Structural design of an (oval) gear flow transmitter or gauge | 0112/2///61987#ABA000 |  |  |  | Standard |  |  |  | SC65E – IEC 61987 | - | C00004 |  | 0112-2---61987#ABC974 | https://cdd.iec.ch/cdd/iec61987/iec61987.nsf/PropertiesAllVersions/0112-2---61987%23ABC974
0112/2///61987#ABD614 | 001 | 02 | 0112/2///61987#ABD614#001 | material of o-ring |  |  |  |  | material of which an o-ring is made | [5 empty] | STRING_TYPE |  |  |  |  | NON_DEPENDENT_P_DET | [5 empty] | 0112/2///61987#ABD953 - O-ring | 0112/2///61987#ABA000 |  |  |  | Standard |  |  |  |  | - | C00004 |  | 0112-2---61987#ABD614 | https://cdd.iec.ch/cdd/iec61987/iec61987.nsf/PropertiesAllVersions/0112-2---61987%23ABD614
0112/2///61987#ABD281 | 001 | 05 | 0112/2///61987#ABD281#001 | reference to Totalizer indicator [1] |  |  |  |  | reference to block ABC655 | [5 empty] | CLASS_REFERENCE_TYPE(0112/2///61987#ABC655) 0112/2///61987#ABC655 - Totalizer indicator [1] |  |  |  |  | DEPENDENT_P_DET | [5 empty] | 0112/2///61987#ABC604 - Structural design [coriolis mass flow transmitter]0112/2///61987#ABC605 - Structural design [swirl flow transmitter]0112/2///61987#ABC606 - Structural design [electromagnetic flow transmitter]0112/2///61987#ABC607 - Structural design [electromagnetic insertion flow transmitter]0112/2///61987#ABC608 - Structural design [orifice/differential pressure flow transmitter]0112/2///61987#ABC611 - Structural design [thermal mass flow transmitter]0112/2///61987#ABC613 - Structural design [ultrasonic flow transmitter]0112/2///61987#ABC614 - Structural design [variable area flow transmitter/gauge]0112/2///61987#ABC615 - Structural design [vortex flow transmitter] | 0112/2///61987#ABA000 |  |  |  | Standard |  | IEC 61987 | IEC | IEC SC65E | 0112/2///61987#ABA182 - number of totalizer indicators | C00112 |  | 0112-2---61987#ABD281 | https://cdd.iec.ch/cdd/iec61987/iec61987.nsf/PropertiesAllVersions/0112-2---61987%23ABD281
0112/2///61987#ABU441 | 001 | 02 | 0112/2///61987#ABU441#001 | reference to Assigned pressure range |  |  |  |  | reference to block ABC115 |  | Id specified in IEC61987-12/-13: ABC745 |  |  |  | CLASS_REFERENCE_TYPE(0112/2///61987#ABC115) 0112/2///61987#ABC115 - Assigned pressure range |  |  |  |  | NON_DEPENDENT_P_DET | [5 empty] | 0112/2///61987#ABC123 - Assigned variable [6] | 0112/2///61987#ABA000 |  |  |  | Standard |  |  |  | SC65E – IEC 61987 | - | C00004 |  | 0112-2---61987#ABU441 | https://cdd.iec.ch/cdd/iec61987/iec61987.nsf/PropertiesAllVersions/0112-2---61987%23ABU441
0112/2///61987#ABB547 | 001 | 04 | 0112/2///61987#ABB547#001 | minimum rated temperature of insertion probe seal |  |  |  |  | lowest temperature for which the seal of an insertion probe seal is designed to operate |  |  | °C |  |  | REAL_MEASURE_TYPE |  |  |  |  | NON_DEPENDENT_P_DET | [5 empty] | 0112/2///61987#ABC243 - Fixed electromagnetic insertion flow transmitter0112/2///61987#ABC301 - Insertion thermal mass flow transmitter0112/2///61987#ABC582 - Retractable electromagnetic insertion flow transmitter0112/2///61987#ABC583 - Retractable thermal mass flow transmitter | 0112/2///61987#ABA000 | 0112/2///62720#UAA033 - degree Celsius |  | 0112/2///61987#ABT514 - Temperature | Standard |  |  |  | SC65E – IEC 61987 | - | C00004 |  | 0112-2---61987#ABB547 | https://cdd.iec.ch/cdd/iec61987/iec61987.nsf/PropertiesAllVersions/0112-2---61987%23ABB547
0112/2///61987#ABD118 | 004 | 01 | 0112/2///61987#ABD118#004 | reference to Parametrization |  |  |  |  | reference to block ABC488 | [5 empty] | CLASS_REFERENCE_TYPE(0112/2///61987#ABC488) 0112/2///61987#ABC488 - Parametrization |  |  |  |  | NON_DEPENDENT_P_DET | [5 empty] | 0112/2///61987#ABC458 - Operability0112/2///61987#ABE712 - Operability [2]0112/2///61987#ABE714 - Operability [3]0112/2///61987#ABP051 - Operability [I/O module] | 0112/2///61987#ABA000 |  |  |  | Standard |  |  |  | SC65E – IEC 61987 | - | C00004 |  | 0112-2---61987#ABD118 | https://cdd.iec.ch/cdd/iec61987/iec61987.nsf/PropertiesAllVersions/0112-2---61987%23ABD118
0112/2///61987#ABB524 | 002 | 01 | 0112/2///61987#ABB524#002 | type of orifice flange |  |  |  |  | classification of an orifice flange according to its method of fastening and sealing | [5 empty] | ENUM_CODE_TYPE(0112/2///61987#ABL592) |  |  |  |  | DEPENDENT_P_DET |  |  | 0112/2///61987#ABL592 | 0112/2///61987#ABM990 - raised face weld neck0112/2///61987#ABM991 - raised face slip-on0112/2///61987#ABM992 - raised face threaded0112/2///61987#ABM993 - raised face socket weld0112/2///61987#ABM994 - ring joint weld neck0112/2///61987#ABI407 - others |  | 0112/2///61987#ABC464 - Orifice flange or fitting | 0112/2///61987#ABA000 |  |  |  | Standard |  |  |  | SC65E – IEC 61987 | 0112/2///61987#ABI406 - empty_property | C00091 |  | 0112-2---61987#ABB524 | https://cdd.iec.ch/cdd/iec61987/iec61987.nsf/PropertiesAllVersions/0112-2---61987%23ABB524
0112/2///61987#ABU273 | 001 | 03 | 0112/2///61987#ABU273#001 | output type [3] |  |  |  |  | polymorphism property allowing selection of an output type for a device |  | polymorphic control property; Id specified in IEC61987-12/-13: ABB205 |  |  |  | ENUM_STRING_TYPE(0112/2///61987#ABU103(Analog current output [3],Analog voltage output [2],Frequency output [2],Pulse output,Binary output IEC 60947-5-6 (NAMUR),0112/2///61987#Binary current output,0112/2///61987#Binary isolated output,0112/2///61987#Binary electronic output,0112/2///61987#Manufacturer-specific output [2])) |  | 0112/2///61987#ABU103 |  |  | CONDITION_DET |  |  | 0112/2///61987#ABU103 | 0112/2///61987#ABU019 - IEC61987-11 Name of Analog current output [3]0112/2///61987#ABU020 - IEC61987-11 Name of Analog voltage output [2]0112/2///61987#ABU021 - IEC61987-11 Name of Frequency output [2]0112/2///61987#ABU038 - IEC61987-11 Name of Pulse output0112/2///61987#ABU070 - IEC61987-11 Name of Binary output IEC 60947-5-6 (NAMUR)0112/2///61987#ABU071 - IEC61987-11 Name of Binary current output0112/2///61987#ABU072 - IEC61987-11 Name of Binary isolated output0112/2///61987#ABU073 - IEC61987-11 Name of Binary electronic output0112/2///61987#ABU022 - IEC61987-11 Name of Manufacturer-specific output [2] |  | 0112/2///61987#ABC666 - Type of output [3] | 0112/2///61987#ABA000 |  |  |  | Standard |  | IEC 61987 | IEC | IEC/SC 65E | - | C00112 |  | 0112-2---61987#ABU273 | https://cdd.iec.ch/cdd/iec61987/iec61987.nsf/PropertiesAllVersions/0112-2---61987%23ABU273
0112/2///61987#ABB851 | 002 | 01 | 0112/2///61987#ABB851#002 | reference base for influence of static pressure on zero (per 69 bar) |  |  |  |  | basis for stating the influence of static pressure on zero (per 69 bar) | [5 empty] | ENUM_CODE_TYPE(0112/2///61987#ABJ764) |  |  |  |  | DEPENDENT_P_DET |  |  | 0112/2///61987#ABJ764 | 0112/2///61987#ABL009 - relative to calibrated span0112/2///61987#ABL010 - relative to full scale0112/2///61987#ABL011 - relative to measured value0112/2///61987#ABL012 - relative to measuring upper range-limit0112/2///61987#ABL013 - relative to span0112/2///61987#ABI407 - others |  | 0112/2///61987#ABC277 - Influence of external quantities expressed as a percentage for pressure | 0112/2///61987#ABA000 |  |  |  | Standard |  |  |  | SC65E – IEC 61987 | 0112/2///61987#ABI406 - empty_property | C00091 |  | 0112-2---61987#ABB851 | https://cdd.iec.ch/cdd/iec61987/iec61987.nsf/PropertiesAllVersions/0112-2---61987%23ABB851
0112/2///61987#ABE787 | 001 | 01 | 0112/2///61987#ABE787#001 | upper range-limit of concentration |  |  |  |  | highest value of concentration that a device can be adjusted to measure within its specified accuracy limits |  |  | mg/m³ |  |  | REAL_MEASURE_TYPE |  |  |  |  | NON_DEPENDENT_P_DET | [5 empty] | 0112/2///61987#ABE785 - Measuring range for concentration | 0112/2///61987#ABA000 | 0112/2///62720#UAA830 - milligram per metre cubed |  | 0112/2///61987#ABT575 - Mass concentration (mass per volume) | Standard |  | IEC 61987 | IEC | SC65E | - | C00018 | 001-01 (2018-03-28 07:27:01 by BATCH 00000762) standard | 0112-2---61987#ABE787 | https://cdd.iec.ch/cdd/iec61987/iec61987.nsf/PropertiesAllVersions/0112-2---61987%23ABE787
0112/2///61987#ABB287 | 002 | 01 | 0112/2///61987#ABB287#002 | base humidity |  |  |  |  | relative humidity used to calculate variables to reference conditions |  |  | % |  |  | REAL_MEASURE_TYPE |  |  |  |  | NON_DEPENDENT_P_DET | [5 empty] | 0112/2///61987#ABC136 - Base conditions | 0112/2///61987#ABA000 | 0112/2///62720#UAA000 - percent |  | 0112/2///61987#ABT520 - Volume ratio | Standard |  |  |  | SC65E – IEC 61987 | - | C00004 |  | 0112-2---61987#ABB287 | https://cdd.iec.ch/cdd/iec61987/iec61987.nsf/PropertiesAllVersions/0112-2---61987%23ABB287
0112/2///61987#ABD104 | 005 | 02 | 0112/2///61987#ABD104#005 | reference to Other standards approval |  |  |  |  | reference to block ABC474 | [5 empty] | CLASS_REFERENCE_TYPE(0112/2///61987#ABC474) 0112/2///61987#ABC474 - Other standards approval |  |  |  |  | DEPENDENT_P_DET | [5 empty] | 0112/2///61987#ABC159 - Codes and standards approval [1]0112/2///61987#ABC160 - Codes and standards approval [2]0112/2///61987#ABD819 - Codes and standards approval [3] | 0112/2///61987#ABA000 |  |  |  | Standard |  | IEC 61987 | IEC | IEC SC65E | 0112/2///61987#ABA470 - number of other standards approval | C00112 |  | 0112-2---61987#ABD104 | https://cdd.iec.ch/cdd/iec61987/iec61987.nsf/PropertiesAllVersions/0112-2---61987%23ABD104
0112/2///61987#ABA922 | 007 | 01 | 0112/2///61987#ABA922#007 | maximum limiting value of ambient temperature |  |  |  |  | highest ambient temperature a device can or should withstand without permanent impairment of operating characteristics |  |  | °C |  |  | REAL_MEASURE_TYPE |  |  | IEC 61987-1, 5.7.2.2 |  | NON_DEPENDENT_P_DET | [5 empty] | 0112/2///61987#ABC315 - Limiting environmental conditions0112/2///61987#ABD827 - Limiting environmental conditions [2]0112/2///61987#ABE589 - Limiting environmental conditions [3]0112/2///61987#ABC316 - Limiting environmental design conditions | 0112/2///61987#ABA000 | 0112/2///62720#UAA033 - degree Celsius |  | 0112/2///61987#ABT514 - Temperature | Standard |  |  |  | SC65E – IEC 61987 | - | C00004 |  | 0112-2---61987#ABA922 | https://cdd.iec.ch/cdd/iec61987/iec61987.nsf/PropertiesAllVersions/0112-2---61987%23ABA922
0112/2///61987#ABF754 | 001 | 01 | 0112/2///61987#ABF754#001 | reference to Structural design of a magnetic level gauge |  |  |  |  | reference to block ABF217 | [5 empty] | CLASS_REFERENCE_TYPE(0112/2///61987#ABF217) 0112/2///61987#ABF217 - Structural design of a magnetic level gauge |  |  |  |  | NON_DEPENDENT_P_DET | [5 empty] | 0112/2///61987#ABG413 - Structural design [magnetic level gauge] | 0112/2///61987#ABA000 |  |  |  | Standard |  | IEC 61987 | IEC | SC65E | - | C00018 | 001-01 (2018-03-28 07:27:09 by BATCH 00000762) standard | 0112-2---61987#ABF754 | https://cdd.iec.ch/cdd/iec61987/iec61987.nsf/PropertiesAllVersions/0112-2---61987%23ABF754
0112/2///61987#ABE197 | 001 | 02 | 0112/2///61987#ABE197#001 | reference to Mounting bracket for actuator |  |  |  |  | reference to block ABD941 | [5 empty] | CLASS_REFERENCE_TYPE(0112/2///61987#ABD941) 0112/2///61987#ABD941 - Mounting bracket for actuator |  |  |  |  | NON_DEPENDENT_P_DET | [5 empty] | 0112/2///61987#ABD811 - Body of actuator0112/2///61987#ABD812 - Body of valve [2]0112/2///61987#ABD814 - Body of valve [1] | 0112/2///61987#ABA000 |  |  |  | Standard |  |  |  |  | - | C00004 |  | 0112-2---61987#ABE197 | https://cdd.iec.ch/cdd/iec61987/iec61987.nsf/PropertiesAllVersions/0112-2---61987%23ABE197
0112/2///61987#ABH777 | 001 | 01 | 0112/2///61987#ABH777#001 | reference to Low flow cut-off |  |  |  |  | reference to block ABH691 | [5 empty] | CLASS_REFERENCE_TYPE(0112/2///61987#ABH691) 0112/2///61987#ABH691 - Low flow cut-off |  |  |  |  | NON_DEPENDENT_P_DET | [5 empty] | 0112/2///61987#ABH531 - Output signal processing variable | 0112/2///61987#ABA000 |  |  |  | Standard |  | IEC 61987 |  | SC65E – IEC 61987 | - | C00018 | 001-01 (2019-03-08 15:35:30 by BATCH 00000766) standard | 0112-2---61987#ABH777 | https://cdd.iec.ch/cdd/iec61987/iec61987.nsf/PropertiesAllVersions/0112-2---61987%23ABH777
0112/2///61987#ABI593 | 001 | 01 | 0112/2///61987#ABI593#001 | SENSOR_STATUS |  |  |  |  | parameter indicating the status of the signal provided by the sensor | [5 empty] | BINARY_TYPE | B8 |  |  |  | NON_DEPENDENT_P_DET | [5 empty] | 0112/2///61987#ABJ608 - SENSOR_SIGNAL | 0112/2///61987#ABA000 |  |  |  | Standard |  |  |  | SC65E – IEC 61987 | - | C00018 | 001-01 (2019-03-08 15:35:33 by BATCH 00000766) standard | 0112-2---61987#ABI593 | https://cdd.iec.ch/cdd/iec61987/iec61987.nsf/PropertiesAllVersions/0112-2---61987%23ABI593
0112/2///61987#ABU163 | 001 | 03 | 0112/2///61987#ABU163#001 | reference to Assigned normalized volume flow range |  |  |  |  | reference to block ABC111 |  | Id specified in IEC61987-12/-13: ABC741 |  |  |  | CLASS_REFERENCE_TYPE(0112/2///61987#ABC111) 0112/2///61987#ABC111 - Assigned normalized volume flow range |  |  |  |  | DEPENDENT_P_DET | [5 empty] | 0112/2///61987#ABC119 - Assigned variable [2] | 0112/2///61987#ABA000 |  |  |  | Standard |  |  |  | SC65E – IEC 61987 | 0112/2///61987#ABU145 - assigned variable type [2] | C00004 |  | 0112-2---61987#ABU163 | https://cdd.iec.ch/cdd/iec61987/iec61987.nsf/PropertiesAllVersions/0112-2---61987%23ABU163
0112/2///61987#ABE414 | 001 | 02 | 0112/2///61987#ABE414#001 | reference to Material of closure member |  |  |  |  | reference to block ABE413 | [5 empty] | CLASS_REFERENCE_TYPE(0112/2///61987#ABE413) 0112/2///61987#ABE413 - Material of closure member |  |  |  |  | NON_DEPENDENT_P_DET | [5 empty] | 0112/2///61987#ABE403 - Closure member | 0112/2///61987#ABA000 |  |  |  | Standard |  |  |  |  | - | C00004 |  | 0112-2---61987#ABE414 | https://cdd.iec.ch/cdd/iec61987/iec61987.nsf/PropertiesAllVersions/0112-2---61987%23ABE414
0112/2///61987#ABN623 | 001 | 02 | 0112/2///61987#ABN623#001 | molar concentration (per mass) |  |  |  |  | quotient from the constituent number of moles of the particles of a mixture and the total mass of that mixture |  |  | mol/kg |  |  | REAL_MEASURE_TYPE |  |  |  |  | NON_DEPENDENT_P_DET | [5 empty] | 0112/2///61987#ABN688 - Concentration measurement variables | 0112/2///61987#ABA000 | 0112/2///62720#UAA885 - mole per kilogram |  | 0112/2///61987#ABN975 - Molar concentration per mass | Standard |  | IEC 61987 | IEC | IEC SC65E | - | C00112 |  | 0112-2---61987#ABN623 | https://cdd.iec.ch/cdd/iec61987/iec61987.nsf/PropertiesAllVersions/0112-2---61987%23ABN623
0112/2///61987#ABB496 | 001 | 04 | 0112/2///61987#ABB496#001 | width of clamp-on sensor assembly |  |  |  |  | horizontal distance between the left-hand and right-hand extremes of a device, when standing in its normal position of use |  |  | mm |  |  | REAL_MEASURE_TYPE |  |  |  |  | NON_DEPENDENT_P_DET | [5 empty] | 0112/2///61987#ABC157 - Clamp-on ultrasonic flowmeter | 0112/2///61987#ABA000 | 0112/2///62720#UAA862 - millimetre |  | 0112/2///61987#ABT548 - Length short | Standard |  |  |  | SC65E – IEC 61987 | - | C00004 |  | 0112-2---61987#ABB496 | https://cdd.iec.ch/cdd/iec61987/iec61987.nsf/PropertiesAllVersions/0112-2---61987%23ABB496
0112/2///61987#ABB337 | 004 | 01 | 0112/2///61987#ABB337#004 | identifier of line or nozzle |  |  |  |  | alphanumeric character sequence identifying a line or nozzle | [5 empty] | STRING_TYPE |  |  |  |  | NON_DEPENDENT_P_DET | [5 empty] | 0112/2///61987#ABC266 - High/single pressure side line or nozzle0112/2///61987#ABC325 - Low pressure side line or nozzle0112/2///61987#ABD831 - Line or nozzle [2]0112/2///61987#ABH128 - Process equipment connection0112/2///61987#ABH167 - Instrument nozzle0112/2///61987#ABC322 - Line or nozzle | 0112/2///61987#ABA000 |  |  |  | Standard |  |  |  | SC65E – IEC 61987 | - | C00004 |  | 0112-2---61987#ABB337 | https://cdd.iec.ch/cdd/iec61987/iec61987.nsf/PropertiesAllVersions/0112-2---61987%23ABB337
0112/2///61987#ABJ670 | 001 | 01 | 0112/2///61987#ABJ670#001 | number of SENSOR_INPUTs |  |  |  |  | cardinality property for SENSOR_INPUT | [5 empty] | INT_TYPE |  |  |  |  | CONDITION_DET | [5 empty] | 0112/2///61987#ABH869 - Temperature technology block | 0112/2///61987#ABA000 |  |  |  | Standard |  |  |  | SC65E – IEC 61987 | - | C00018 | 001-01 (2019-03-08 15:35:34 by BATCH 00000766) standard | 0112-2---61987#ABJ670 | https://cdd.iec.ch/cdd/iec61987/iec61987.nsf/PropertiesAllVersions/0112-2---61987%23ABJ670
0112/2///61987#ABP101 | 001 | 01 | 0112/2///61987#ABP101#001 | average influence of ambient temperature on active power |  |  |  |  | change in output of an active power measuring device caused by a change in ambient temperature with respect to reference conditions, expressed as the average error across the specified ambient temperature range |  |  | W/K |  |  | REAL_MEASURE_TYPE |  |  |  |  | NON_DEPENDENT_P_DET | [5 empty] | 0112/2///61987#ABP035 - Influence of external quantities expressed for active power [I/O module] | 0112/2///61987#ABA000 | 0112/2///62720#UAA307 - watt per kelvin |  |  | Standard |  | IEC 61987 | IEC | IEC/SC 65E | - | C00128 | 001-01 (2023-01-23 14:53:52 by BATCH 00000807) standard | 0112-2---61987#ABP101 | https://cdd.iec.ch/cdd/iec61987/iec61987.nsf/PropertiesAllVersions/0112-2---61987%23ABP101
0112/2///61987#ABI427 | 001 | 01 | 0112/2///61987#ABI427#001 | maximum limiting value of transportation air pressure |  |  |  |  | highest air pressure to which a device may be subjected during transportation without permanent impairment of operating characteristics |  |  | mbar |  |  | REAL_MEASURE_TYPE |  |  |  |  | NON_DEPENDENT_P_DET | [5 empty] | 0112/2///61987#ABI413 - Packaging and transportation | 0112/2///61987#ABA000 | 0112/2///62720#UAA810 - millibar |  | 0112/2///61987#ABT524 - Pressure | Standard |  |  |  | SC65E – IEC 61987 | - | C00018 | 001-01 (2019-03-08 15:35:32 by BATCH 00000766) standard | 0112-2---61987#ABI427 | https://cdd.iec.ch/cdd/iec61987/iec61987.nsf/PropertiesAllVersions/0112-2---61987%23ABI427
0112/2///61987#ABC899 | 004 | 01 | 0112/2///61987#ABC899#004 | reference to Identification |  |  |  |  | reference to block ABC269 | [5 empty] | CLASS_REFERENCE_TYPE(0112/2///61987#ABC269) 0112/2///61987#ABC269 - Identification |  |  |  |  | NON_DEPENDENT_P_DET | [5 empty] | 0112/2///61987#ABA005 - Device LOP for flow transmitter0112/2///61987#ABA006 - Device LOP for coriolis mass flow transmitter0112/2///61987#ABA007 - Device LOP for swirl flow transmitter0112/2///61987#ABA008 - Device LOP for electromagnetic flow transmitter0112/2///61987#ABA009 - Device LOP for electromagnetic insertion flow transmitter0112/2///61987#ABA010 - Device LOP for orifice/differential pressure flow transmitter0112/2///61987#ABA013 - Device LOP for (oval) gear flow transmitter/gauge0112/2///61987#ABA014 - Device LOP for piston flow transmitter/gauge0112/2///61987#ABA016 - Device LOP for thermal mass flow transmitter0112/2///61987#ABA018 - Device LOP for turbine/propeller/Woltmann flow transmitter/gauge0112/2///61987#ABA019 - Device LOP for ultrasonic flow transmitter0112/2///61987#ABA020 - Device LOP for variable area flow transmitter/gauge0112/2///61987#ABA022 - Device LOP for vortex flow transmitter0112/2///61987#ABA023 - Device LOP for positive displacement flow transmitter/gauge0112/2///61987#ABA024 - Device LOP for helix flow transmitter/gauge0112/2///61987#ABA025 - Device LOP for remote/separate transmitter0112/2///61987#ABA029 - Device LOP for absolute/gauge pressure transmitter0112/2///61987#ABA031 - Device LOP for differential pressure transmitter0112/2///61987#ABA032 - Device LOP for absolute/gauge pressure gauge0112/2///61987#ABA034 - Device LOP for differential pressure gauge0112/2///61987#ABA035 - Device LOP for remote seal0112/2///61987#ABE321 - Device LOP for positioner0112/2///61987#ABE630 - Device LOP for limit switch0112/2///61987#ABE631 - Device LOP for solenoid valve0112/2///61987#ABE634 - Device LOP for I/P converter0112/2///61987#ABE728 - Device LOP for magnetic level gauge0112/2///61987#ABE729 - Device LOP for sight level gauge0112/2///61987#ABE730 - Device LOP for rotary paddle switch0112/2///61987#ABE732 - Device LOP for vibrating level switch0112/2///61987#ABE733 - Device LOP for optical level switch0112/2///61987#ABE735 - Device LOP for level transmitter0112/2///61987#ABE736 - Device LOP for displacer level transmitter/switch0112/2///61987#ABE737 - Device LOP for capacitance level transmitter/switch0112/2///61987#ABE738 - Device LOP for conductance level transmitter/switch0112/2///61987#ABE739 - Device LOP for float level transmitter/switch0112/2///61987#ABE740 - Device LOP for hydrostatic pressure level transmitter0112/2///61987#ABE741 - Device LOP for plumb bob level transmitter0112/2///61987#ABE742 - Device LOP for free-space radar level transmitter0112/2///61987#ABE743 - Device LOP for guided-wave radar level transmitter/switch0112/2///61987#ABE744 - Device LOP for ultrasonic level transmitter0112/2///61987#ABE745 - Device LOP for ultrasonic level switch0112/2///61987#ABE746 - Device LOP for nuclear level transmitter/switch0112/2///61987#ABE747 - Device LOP for laser level transmitter0112/2///61987#ABE748 - Device LOP for servo level transmitter0112/2///61987#ABE749 - Device LOP for microwave level switch0112/2///61987#ABE750 - Device LOP for sight level indicator0112/2///61987#ABE755 - Device LOP for level switch0112/2///61987#ABE756 - Device LOP for separate level transmitter/switching unit0112/2///61987#ABE759 - Device LOP for temperature gauge0112/2///61987#ABE760 - Device LOP for contact temperature transmitter0112/2///61987#ABE761 - Device LOP for radiation thermometer0112/2///61987#ABE762 - Device LOP for temperature connection head0112/2///61987#ABE763 - Device LOP for insert/element0112/2///61987#ABE764 - Device LOP for separate temperature transmitter0112/2///61987#ABE765 - Device LOP for thermowell0112/2///61987#ABE766 - Device LOP for thermowell extension0112/2///61987#ABE767 - Device LOP for temperature transmitter0112/2///61987#ABF858 - Device LOP for buoyancy density transmitter0112/2///61987#ABF859 - Device LOP for refractive index density transmitter0112/2///61987#ABF860 - Device LOP for vibrating tube density transmitter0112/2///61987#ABF861 - Device LOP for radiometric density transmitter0112/2///61987#ABF862 - Device LOP for vibrating fork/rod density transmitter0112/2///61987#ABF863 - Device LOP for ultrasonic density transmitter0112/2///61987#ABF864 - Device LOP for microwave density transmitter0112/2///61987#ABF865 - Device LOP for density transmitter0112/2///61987#ABF866 - Device LOP for separate density transmitter0112/2///61987#ABV520 - Device LOP for position transmitter0112/2///61987#ABE731 - Device LOP for thermal level switch0112/2///61987#ABE310 - Device LOP for valve body assembly0112/2///61987#ABE311 - Device LOP for globe valve0112/2///61987#ABE312 - Device LOP for gate valve0112/2///61987#ABE313 - Device LOP for diaphragm/pinch valve0112/2///61987#ABE314 - Device LOP for butterfly valve0112/2///61987#ABE315 - Device LOP for eccentric plug valve0112/2///61987#ABE316 - Device LOP for plug valve0112/2///61987#ABE317 - Device LOP for ball valve0112/2///61987#ABE318 - Device LOP for pressure reducing regulator or back pressure/excess pressure regulator0112/2///61987#ABE319 - Device LOP for pneumatic linear actuator0112/2///61987#ABE320 - Device LOP for pneumatic rotary actuator0112/2///61987#ABE632 - Device LOP for filter regulator0112/2///61987#ABE633 - Device LOP for restriction orifice/diffuser0112/2///61987#ABE751 - Device LOP for stilling well0112/2///61987#ABE752 - Device LOP for window0112/2///61987#ABE753 - Device LOP for bypass/measuring chamber0112/2///61987#ABA037 - Device LOP for pressure measurement manifold0112/2///61987#ABP026 - Device LOP for I/O modules | 0112/2///61987#ABA000 |  |  |  | Standard |  |  |  | SC65E – IEC 61987 | - | C00004 |  | 0112-2---61987#ABC899 | https://cdd.iec.ch/cdd/iec61987/iec61987.nsf/PropertiesAllVersions/0112-2---61987%23ABC899
0112/2///61987#ABC940 | 003 | 02 | 0112/2///61987#ABC940#003 | reference to Key/button |  |  |  |  | reference to block ABC310 | [5 empty] | CLASS_REFERENCE_TYPE(0112/2///61987#ABC310) 0112/2///61987#ABC310 - Key/button |  |  |  |  | DEPENDENT_P_DET | [5 empty] | 0112/2///61987#ABC202 - Digital indicator0112/2///61987#ABC312 - Keypad/buttons and display0112/2///61987#ABD850 - Digital indicator [2] | 0112/2///61987#ABA000 |  |  |  | Standard |  | IEC 61987 | IEC | IEC SC65E | 0112/2///61987#ABA505 - number of keys/buttons | C00112 |  | 0112-2---61987#ABC940 | https://cdd.iec.ch/cdd/iec61987/iec61987.nsf/PropertiesAllVersions/0112-2---61987%23ABC940
0112/2///61987#ABB826 | 001 | 05 | 0112/2///61987#ABB826#001 | maximum influence of ambient temperature on flow velocity |  |  |  |  | change in output of a velocity measuring device caused by a change in ambient temperature with respect to reference conditions, expressed as the maximum error across the specified ambient temperature range |  |  | "(m/s)/K" |  |  | REAL_MEASURE_TYPE |  |  |  |  | NON_DEPENDENT_P_DET | [5 empty] | 0112/2///61987#ABC280 - Influence of external quantities expressed for flow velocity | 0112/2///61987#ABA000 | 0112/2///62720#UAC009 - metre per second kelvin |  | 0112/2///61987#ABT507 - Velocity per temperature | Standard |  |  |  | SC65E – IEC 61987 | - | C00018 |  | 0112-2---61987#ABB826 | https://cdd.iec.ch/cdd/iec61987/iec61987.nsf/PropertiesAllVersions/0112-2---61987%23ABB826
0112/2///61987#ABB526 | 001 | 04 | 0112/2///61987#ABB526#001 | surface roughness of flange face |  |  |  |  | degree of surface roughness of flange face |  |  | µm |  |  | REAL_MEASURE_TYPE |  |  |  |  | NON_DEPENDENT_P_DET | [5 empty] | 0112/2///61987#ABC244 - Flow nozzle0112/2///61987#ABC464 - Orifice flange or fitting | 0112/2///61987#ABA000 | 0112/2///62720#UAA090 - micrometre |  | 0112/2///61987#ABT548 - Length short | Standard |  |  |  | SC65E – IEC 61987 | - | C00004 |  | 0112-2---61987#ABB526 | https://cdd.iec.ch/cdd/iec61987/iec61987.nsf/PropertiesAllVersions/0112-2---61987%23ABB526
0112/2///61987#ABE951 | 001 | 01 | 0112/2///61987#ABE951#001 | maximum influence of ambient temperature on level |  |  |  |  | change in output of a level measuring device caused by a change in ambient temperature with respect to reference conditions, expressed as the maximum error across the specified ambient temperature range |  |  | m/K |  |  | REAL_MEASURE_TYPE |  |  |  |  | NON_DEPENDENT_P_DET | [5 empty] | 0112/2///61987#ABE949 - Influence of external quantities expressed for level | 0112/2///61987#ABA000 | 0112/2///62720#UAA728 - metre per kelvin |  | 0112/2///61987#ABT549 - Length per temperature | Standard |  | IEC 61987 | IEC | SC65E | - | C00018 | 001-01 (2018-03-28 07:27:03 by BATCH 00000762) standard | 0112-2---61987#ABE951 | https://cdd.iec.ch/cdd/iec61987/iec61987.nsf/PropertiesAllVersions/0112-2---61987%23ABE951
0112/2///61987#ABV182 | 001 | 02 | 0112/2///61987#ABV182#001 | reference to RTD/thermocouple input |  |  |  |  | reference to block ABC580 | [5 empty] | CLASS_REFERENCE_TYPE(0112/2///61987#ABC580) 0112/2///61987#ABC580 - RTD/thermocouple input |  |  |  |  | DEPENDENT_P_DET | [5 empty] | 0112/2///61987#ABG065 - Type of auxiliary input [16] | 0112/2///61987#ABA000 |  |  |  | Standard |  | IEC 61987 | IEC | SC65E | 0112/2///61987#ABV168 - auxiliary input type [16] | C00019 |  | 0112-2---61987#ABV182 | https://cdd.iec.ch/cdd/iec61987/iec61987.nsf/PropertiesAllVersions/0112-2---61987%23ABV182
0112/2///61987#ABB162 | 007 | 01 | 0112/2///61987#ABB162#007 | maximum relative humidity |  |  |  |  | highest value of relative humidity for which a device is or should be designed to operate within its specified limits |  |  | % |  |  | REAL_MEASURE_TYPE |  |  |  |  | NON_DEPENDENT_P_DET | [5 empty] | 0112/2///61987#ABC450 - Normal environmental design conditions0112/2///61987#ABD509 - Normal environmental conditions [1]0112/2///61987#ABD944 - Normal environmental conditions [2]0112/2///61987#ABD945 - Normal environmental design conditions [3]0112/2///61987#ABD946 - Normal environmental design conditions [2]0112/2///61987#ABE367 - Normal environmental conditions [4]0112/2///61987#ABE371 - Normal environmental conditions [3]0112/2///61987#ABE588 - Normal environmental conditions [5]0112/2///61987#ABF268 - Cooling system0112/2///61987#ABC449 - Normal environmental conditions | 0112/2///61987#ABA000 | 0112/2///62720#UAA000 - percent |  | 0112/2///61987#ABT520 - Volume ratio | Standard |  |  |  | SC65E – IEC 61987 | - | C00004 |  | 0112-2---61987#ABB162 | https://cdd.iec.ch/cdd/iec61987/iec61987.nsf/PropertiesAllVersions/0112-2---61987%23ABB162
0112/2///61987#ABA627 | 005 | 01 | 0112/2///61987#ABA627#005 | flow direction |  |  |  |  | direction of flow that may occur at the instrument installation point | [5 empty] | ENUM_CODE_TYPE(0112/2///61987#ABL554) |  | 0112/2///61987#ABL554 |  |  | DEPENDENT_P_DET |  |  | 0112/2///61987#ABL554 | 0112/2///61987#ABM819 - one directional flow0112/2///61987#ABM820 - two directional flow0112/2///61987#ABM821 - upwards0112/2///61987#ABM822 - downwards0112/2///61987#ABI407 - others |  | 0112/2///61987#ABC654 - Total fluid [flow]0112/2///61987#ABG455 - Total fluid [temperature]0112/2///61987#ABG456 - Total fluid [density] | 0112/2///61987#ABA000 |  |  |  | Standard |  | IEC 61987 | IEC | IEC/SC 65E | 0112/2///61987#ABI406 - empty_property | C00112 |  | 0112-2---61987#ABA627 | https://cdd.iec.ch/cdd/iec61987/iec61987.nsf/PropertiesAllVersions/0112-2---61987%23ABA627
0112/2///61987#ABD655 | 002 | 01 | 0112/2///61987#ABD655#002 | lower range-limit inlet gauge pressure |  |  |  |  | lowest gauge pressure value at the device inlet to which a pressure reducing regulator or a back pressure regulator can be adjusted and still remain within the specified performance limits |  |  | bar |  |  | REAL_MEASURE_TYPE |  |  |  |  | NON_DEPENDENT_P_DET | [5 empty] | 0112/2///61987#ABD964 - Parameters of valve body assembly [4]0112/2///61987#ABE560 - Parameters of filter regulator0112/2///61987#ABE559 - Parameters of solenoid valve | 0112/2///61987#ABA000 | 0112/2///62720#UAA323 - bar |  | 0112/2///61987#ABT524 - Pressure | Standard |  |  |  |  | - | C00004 |  | 0112-2---61987#ABD655 | https://cdd.iec.ch/cdd/iec61987/iec61987.nsf/PropertiesAllVersions/0112-2---61987%23ABD655
0112/2///61987#ABI207 | 001 | 01 | 0112/2///61987#ABI207#001 | PV upper range value |  |  |  |  | value assigned to the upper range value of the primary variable of a CPF 9 device | CPF 9 is the IEC 61784 acronym for HART. |  |  |  |  | REAL_TYPE |  |  |  |  | NON_DEPENDENT_P_DET | [5 empty] | 0112/2///61987#ABH917 - HART common practice parameters | 0112/2///61987#ABA000 |  |  |  | Standard |  |  |  | SC65E – IEC 61987 | - | C00019 | 001-01 (2018-03-28 07:27:16 by BATCH 00000762) standard | 0112-2---61987#ABI207 | https://cdd.iec.ch/cdd/iec61987/iec61987.nsf/PropertiesAllVersions/0112-2---61987%23ABI207
0112/2///61987#ABB821 | 001 | 04 | 0112/2///61987#ABB821#001 | average influence of process temperature on volume flow |  |  |  |  | change in output of a volume flow measuring device caused by a change in process temperature with respect to reference conditions, expressed as the average error across the specified process temperature range |  |  | "(m³/h)/K" |  |  | REAL_MEASURE_TYPE |  |  |  |  | NON_DEPENDENT_P_DET | [5 empty] | 0112/2///61987#ABC281 - Influence of external quantities expressed for volume flow | 0112/2///61987#ABA000 | 0112/2///62720#UAA764 - metre cubed per hour kelvin |  | 0112/2///61987#ABT502 - Volume flow rate per temperature | Standard |  |  |  | SC65E – IEC 61987 | - | C00018 |  | 0112-2---61987#ABB821 | https://cdd.iec.ch/cdd/iec61987/iec61987.nsf/PropertiesAllVersions/0112-2---61987%23ABB821
0112/2///61987#ABB645 | 002 | 01 | 0112/2///61987#ABB645#002 | reference dynamic viscosity |  |  |  |  | dynamic viscosity of the process material with which the performance of a device was tested |  |  | mPa·s |  |  | LEVEL(MIN,NOM,MAX) OF REAL_MEASURE_TYPE |  |  |  |  | NON_DEPENDENT_P_DET | [5 empty] | 0112/2///61987#ABC574 - Reference process conditions0112/2///61987#ABG246 - Reference process conditions [2]0112/2///61987#ABH052 - Reference process conditions [4] | 0112/2///61987#ABA000 | 0112/2///62720#UAA797 - millipascal second |  | 0112/2///61987#ABT571 - Dynamic viscosity | Standard |  |  |  | SC65E – IEC 61987 | - | C00018 |  | 0112-2---61987#ABB645 | https://cdd.iec.ch/cdd/iec61987/iec61987.nsf/PropertiesAllVersions/0112-2---61987%23ABB645
0112/2///61987#ABI044 | 001 | 01 | 0112/2///61987#ABI044#001 | PV device variable |  |  |  |  | device variable assigned to the primary variable of a CPF 9 device | CPF 9 is the IEC 61784 acronym for HART. |  |  |  |  | INT_TYPE |  |  |  |  | NON_DEPENDENT_P_DET | [5 empty] | 0112/2///61987#ABH917 - HART common practice parameters | 0112/2///61987#ABA000 |  |  |  | Standard |  |  |  | SC65E – IEC 61987 | - | C00019 | 001-01 (2018-03-28 07:27:16 by BATCH 00000762) standard | 0112-2---61987#ABI044 | https://cdd.iec.ch/cdd/iec61987/iec61987.nsf/PropertiesAllVersions/0112-2---61987%23ABI044
0112/2///61987#ABI051 | 001 | 01 | 0112/2///61987#ABI051#001 | TV unit of measure |  |  |  |  | unit of measure assigned to the tertiary variable of a CPF 9 device | CPF 9 is the IEC 61784 acronym for HART. |  |  |  |  | INT_TYPE |  |  |  |  | NON_DEPENDENT_P_DET | [5 empty] | 0112/2///61987#ABH917 - HART common practice parameters | 0112/2///61987#ABA000 |  |  |  | Standard |  |  |  | SC65E – IEC 61987 | - | C00019 | 001-01 (2018-03-28 07:27:16 by BATCH 00000762) standard | 0112-2---61987#ABI051 | https://cdd.iec.ch/cdd/iec61987/iec61987.nsf/PropertiesAllVersions/0112-2---61987%23ABI051
0112/2///61987#ABI524 | 001 | 01 | 0112/2///61987#ABI524#001 | explanation |  |  |  |  | plain text illustrating facts or situations | [5 empty] | STRING_TYPE |  |  |  |  | NON_DEPENDENT_P_DET | [5 empty] | 0112/2///61987#ABI475 - Disposal concept0112/2///61987#ABI476 - Installation requirement0112/2///61987#ABI479 - Regular maintenance/service0112/2///61987#ABI480 - Maintenance/service requirement0112/2///61987#ABI482 - Regular inspection0112/2///61987#ABI483 - Inspection requirement0112/2///61987#ABI484 - Event triggered inspection0112/2///61987#ABI485 - Event triggered maintenance/service0112/2///61987#ABI486 - safety instruction0112/2///61987#ABI487 - Repair concept0112/2///61987#ABI488 - Commissioning requirement0112/2///61987#ABI489 - Decommissioning requirement | 0112/2///61987#ABA000 |  |  |  | Standard |  |  |  | SC65E – IEC 61987 | - | C00018 | 001-01 (2019-03-08 15:35:32 by BATCH 00000766) standard | 0112-2---61987#ABI524 | https://cdd.iec.ch/cdd/iec61987/iec61987.nsf/PropertiesAllVersions/0112-2---61987%23ABI524
0112/2///61987#ABD597 | 002 | 01 | 0112/2///61987#ABD597#002 | inherent rangeability |  |  |  |  | highest ratio that theoretically can be achieved between the maximum and minimum flow rate let past by a valve |  |  | 1 |  |  | REAL_MEASURE_TYPE |  |  |  |  | NON_DEPENDENT_P_DET | [5 empty] | 0112/2///61987#ABD964 - Parameters of valve body assembly [4]0112/2///61987#ABD965 - Parameters of valve body assembly [1]0112/2///61987#ABD966 - Parameters of valve body assembly [2]0112/2///61987#ABD967 - Parameters of valve body assembly [3] | 0112/2///61987#ABA000 | 0112/2///62720#UAA915 - quantity of dimension one |  |  | Standard |  |  |  |  | - | C00019 |  | 0112-2---61987#ABD597 | https://cdd.iec.ch/cdd/iec61987/iec61987.nsf/PropertiesAllVersions/0112-2---61987%23ABD597
0112/2///61987#ABE525 | 002 | 01 | 0112/2///61987#ABE525#002 | gap/diameter of switch |  |  |  |  | characteristic length of a switch depending of the measuring principle |  |  | mm |  |  | REAL_MEASURE_TYPE |  |  |  |  | NON_DEPENDENT_P_DET | [5 empty] | 0112/2///61987#ABE601 - Structural design of a limit switch | 0112/2///61987#ABA000 | 0112/2///62720#UAA862 - millimetre |  | 0112/2///61987#ABT548 - Length short | Standard |  | IEC 61987 | IEC | SC65E | - | C00016 |  | 0112-2---61987#ABE525 | https://cdd.iec.ch/cdd/iec61987/iec61987.nsf/PropertiesAllVersions/0112-2---61987%23ABE525
0112/2///61987#ABA460 | 003 | 01 | 0112/2///61987#ABA460#003 | minimum temperature of heating system |  |  |  |  | lowest temperature that a trace heating system can attain in normal operation |  |  | °C |  |  | REAL_MEASURE_TYPE |  |  |  |  | NON_DEPENDENT_P_DET | [5 empty] | 0112/2///61987#ABC042 - Trace heating system0112/2///61987#ABE039 - Trace heating system [2] | 0112/2///61987#ABA000 | 0112/2///62720#UAA033 - degree Celsius |  | 0112/2///61987#ABT514 - Temperature | Standard |  |  |  | SC65E – IEC 61987 | - | C00004 |  | 0112-2---61987#ABA460 | https://cdd.iec.ch/cdd/iec61987/iec61987.nsf/PropertiesAllVersions/0112-2---61987%23ABA460
0112/2///61987#ABD625 | 002 | 01 | 0112/2///61987#ABD625#002 | maximum allowable sound pressure level |  |  |  |  | highest allowable logarithmical measure of the pressure of a sound wave relative to a reference level |  |  | dB |  |  | REAL_MEASURE_TYPE |  |  |  |  | NON_DEPENDENT_P_DET | [5 empty] | 0112/2///61987#ABD844 - Design conditions for valve body assembly | 0112/2///61987#ABA000 | 0112/2///62720#UAA409 - decibel |  |  | Standard |  |  |  |  | - | C00004 |  | 0112-2---61987#ABD625 | https://cdd.iec.ch/cdd/iec61987/iec61987.nsf/PropertiesAllVersions/0112-2---61987%23ABD625
0112/2///61987#ABV195 | 001 | 01 | 0112/2///61987#ABV195#001 | reference to Type of output [20] |  |  |  |  | reference to block ABG150 | [5 empty] | CLASS_REFERENCE_TYPE(0112/2///61987#ABG150) 0112/2///61987#ABG150 - Type of output [20] |  |  |  |  | NON_DEPENDENT_P_DET | [5 empty] | 0112/2///61987#ABG135 - Output [20] | 0112/2///61987#ABA000 |  |  |  | Standard |  | IEC 61987 | IEC | SC65E | - | C00019 | 001-01 (2018-03-28 07:27:24 by BATCH 00000762) standard | 0112-2---61987#ABV195 | https://cdd.iec.ch/cdd/iec61987/iec61987.nsf/PropertiesAllVersions/0112-2---61987%23ABV195
0112/2///61987#ABD164 | 001 | 05 | 0112/2///61987#ABD164#001 | reference to Process case [flow] |  |  |  |  | reference to block ABC534 | [5 empty] | CLASS_REFERENCE_TYPE(0112/2///61987#ABC534) 0112/2///61987#ABC534 - Process case [flow] |  |  |  |  | DEPENDENT_P_DET | [5 empty] | 0112/2///61987#ABA003 - Operating LOP for flow measuring equipment | 0112/2///61987#ABA000 |  |  |  | Standard |  | IEC 61987 | IEC | IEC SC65E | 0112/2///61987#ABB164 - number of process cases | C00112 |  | 0112-2---61987#ABD164 | https://cdd.iec.ch/cdd/iec61987/iec61987.nsf/PropertiesAllVersions/0112-2---61987%23ABD164
0112/2///61987#ABH414 | 006 | 01 | 0112/2///61987#ABH414#006 | control mode |  |  |  |  | classification of a controller according to its time and control behaviour | [5 empty] | ENUM_CODE_TYPE(0112/2///61987#ABL564) |  |  |  |  | DEPENDENT_P_DET |  |  | 0112/2///61987#ABL564 | 0112/2///61987#ABM857 - P0112/2///61987#ABM481 - I0112/2///61987#ABM138 - D0112/2///61987#ABM860 - PD0112/2///61987#ABL862 - PID0112/2///61987#ABI407 - others |  | 0112/2///61987#ABC048 - Transmitter housing [1]0112/2///61987#ABC049 - Transmitter housing [2]0112/2///61987#ABE040 - Transmitter housing [3]0112/2///61987#ABF375 - Transmitter/switch housing | 0112/2///61987#ABA000 |  |  |  | Standard |  |  |  | SC65E – IEC 61987 | 0112/2///61987#ABI406 - empty_property | C00091 |  | 0112-2---61987#ABH414 | https://cdd.iec.ch/cdd/iec61987/iec61987.nsf/PropertiesAllVersions/0112-2---61987%23ABH414
0112/2///61987#ABB647 | 003 | 01 | 0112/2///61987#ABB647#003 | reference warm-up time |  |  |  |  | warm-up time of the device after which the performance of a device was tested |  |  | s |  |  | LEVEL(MIN,NOM,MAX) OF REAL_MEASURE_TYPE |  |  |  |  | NON_DEPENDENT_P_DET | [5 empty] | 0112/2///61987#ABC572 - Reference device conditions0112/2///61987#ABG241 - Reference device conditions [2]0112/2///61987#ABG244 - Reference device conditions [5]0112/2///61987#ABG245 - Reference device conditions [6]0112/2///61987#ABU697 - Reference device conditions [7]0112/2///61987#ABU698 - Reference device conditions [3]0112/2///61987#ABP067 - Reference device conditions [I/O module] | 0112/2///61987#ABA000 | 0112/2///62720#UAA972 - second |  | 0112/2///61987#ABT510 - Time/time duration short | Standard |  |  |  | SC65E – IEC 61987 | - | C00004 |  | 0112-2---61987#ABB647 | https://cdd.iec.ch/cdd/iec61987/iec61987.nsf/PropertiesAllVersions/0112-2---61987%23ABB647
0112/2///61987#ABN743 | 002 | 01 | 0112/2///61987#ABN743#002 | reference to Specific totalizer value measurement variables |  |  |  |  | reference to block ABN685 | [5 empty] | CLASS_REFERENCE_TYPE(0112/2///61987#ABN685) 0112/2///61987#ABN685 - Specific totalizer value measurement variables |  |  |  |  | NON_DEPENDENT_P_DET | [5 empty] | 0112/2///61987#ABN682 - Continuous measurement variables | 0112/2///61987#ABA000 |  |  |  | Standard |  | IEC 61987 | IEC | IEC/SC 65E | - | C00112 |  | 0112-2---61987#ABN743 | https://cdd.iec.ch/cdd/iec61987/iec61987.nsf/PropertiesAllVersions/0112-2---61987%23ABN743
0112/2///61987#ABN720 | 001 | 02 | 0112/2///61987#ABN720#001 | percentage turbidity (suspended solids) |  |  |  |  | reduced transparency of a fluid, caused by absorption and scattering of visible light by solid particles held in suspension |  |  | % |  |  | REAL_MEASURE_TYPE |  |  | IEC 61836, ed. 2.0 (2007-12) 3.6.48, modified to apply to fluids |  | NON_DEPENDENT_P_DET | [5 empty] | 0112/2///61987#ABN689 - Liquid analysis measurement variables | 0112/2///61987#ABA000 | 0112/2///62720#UAA000 - percent |  | 0112/2///61987#ABT533 - Percentage | Standard |  | IEC 61987 | IEC | IEC SC65E | - | C00112 |  | 0112-2---61987#ABN720 | https://cdd.iec.ch/cdd/iec61987/iec61987.nsf/PropertiesAllVersions/0112-2---61987%23ABN720
0112/2///61987#ABB339 | 004 | 01 | 0112/2///61987#ABB339#004 | description of line or nozzle |  |  |  |  | plain text characterizing a line or nozzle | [5 empty] | STRING_TYPE |  |  |  |  | NON_DEPENDENT_P_DET | [5 empty] | 0112/2///61987#ABC266 - High/single pressure side line or nozzle0112/2///61987#ABC325 - Low pressure side line or nozzle0112/2///61987#ABD831 - Line or nozzle [2]0112/2///61987#ABH128 - Process equipment connection0112/2///61987#ABC322 - Line or nozzle | 0112/2///61987#ABA000 |  |  |  | Standard |  |  |  | SC65E – IEC 61987 | - | C00004 |  | 0112-2---61987#ABB339 | https://cdd.iec.ch/cdd/iec61987/iec61987.nsf/PropertiesAllVersions/0112-2---61987%23ABB339
0112/2///61987#ABH512 | 001 | 02 | 0112/2///61987#ABH512#001 | reference to Drawing |  |  |  |  | reference to block ABH502 | [5 empty] | CLASS_REFERENCE_TYPE(0112/2///61987#ABH502) 0112/2///61987#ABH502 - Drawing |  |  |  |  | DEPENDENT_P_DET | [5 empty] | 0112/2///61987#ABH517 - Device documents supplied | 0112/2///61987#ABA000 |  |  |  | Standard |  | IEC 61987 | IEC | IEC SC65E | 0112/2///61987#ABH508 - number of drawings | C00112 |  | 0112-2---61987#ABH512 | https://cdd.iec.ch/cdd/iec61987/iec61987.nsf/PropertiesAllVersions/0112-2---61987%23ABH512
0112/2///61987#ABF857 | 001 | 01 | 0112/2///61987#ABF857#001 | reference to Insertion ultrasonic density transmitter |  |  |  |  | reference to block ABF642 | [5 empty] | CLASS_REFERENCE_TYPE(0112/2///61987#ABF642) 0112/2///61987#ABF642 - Insertion ultrasonic density transmitter |  |  |  |  | NON_DEPENDENT_P_DET | [5 empty] | 0112/2///61987#ABF636 - Structural design of an ultrasonic density transmitter | 0112/2///61987#ABA000 |  |  |  | Standard |  | IEC 61987 | IEC | SC65E | - | C00017 | 001-01 (2018-03-28 07:27:10 by BATCH 00000762) standard | 0112-2---61987#ABF857 | https://cdd.iec.ch/cdd/iec61987/iec61987.nsf/PropertiesAllVersions/0112-2---61987%23ABF857
0112/2///61987#ABH005 | 001 | 01 | 0112/2///61987#ABH005#001 | reference to Structural design [radiometric density transmitter] |  |  |  |  | reference to block ABG445 | [5 empty] | CLASS_REFERENCE_TYPE(0112/2///61987#ABG445) 0112/2///61987#ABG445 - Structural design [radiometric density transmitter] |  |  |  |  | NON_DEPENDENT_P_DET | [5 empty] | 0112/2///61987#ABG400 - Mechanical and electrical construction [radiometric density transmitter] | 0112/2///61987#ABA000 |  |  |  | Standard |  | IEC 61987 | IEC | SC65E | - | C00017 | 001-01 (2018-03-28 07:27:12 by BATCH 00000762) standard | 0112-2---61987#ABH005 | https://cdd.iec.ch/cdd/iec61987/iec61987.nsf/PropertiesAllVersions/0112-2---61987%23ABH005
0112/2///61987#ABC935 | 002 | 01 | 0112/2///61987#ABC935#002 | reference to Installation conditions [3] |  |  |  |  | reference to block ABC305 | [5 empty] | CLASS_REFERENCE_TYPE(0112/2///61987#ABC305) 0112/2///61987#ABC305 - Installation conditions [3] |  |  |  |  | NON_DEPENDENT_P_DET | [5 empty] | 0112/2///61987#ABC561 - Rated operating conditions [5]0112/2///61987#ABC562 - Rated operating conditions [6] | 0112/2///61987#ABA000 |  |  |  | Standard |  |  |  | SC65E – IEC 61987 | - | C00004 |  | 0112-2---61987#ABC935 | https://cdd.iec.ch/cdd/iec61987/iec61987.nsf/PropertiesAllVersions/0112-2---61987%23ABC935
0112/2///61987#ABE865 | 001 | 02 | 0112/2///61987#ABE865#001 | set upper range end-value of interval of degree of filling |  |  |  |  | value defining the end of a subrange for degree of filling |  |  | % |  |  | REAL_MEASURE_TYPE |  |  |  |  | NON_DEPENDENT_P_DET | [5 empty] | 0112/2///61987#ABE863 - Accuracy for a subrange of degree of filling | 0112/2///61987#ABA000 | 0112/2///62720#UAA000 - percent |  | 0112/2///61987#ABT533 - Percentage | Standard |  | IEC 61987 | IEC | IEC/SC 65E | - | C00128 |  | 0112-2---61987#ABE865 | https://cdd.iec.ch/cdd/iec61987/iec61987.nsf/PropertiesAllVersions/0112-2---61987%23ABE865
0112/2///61987#ABF805 | 001 | 01 | 0112/2///61987#ABF805#001 | reference to RTD |  |  |  |  | reference to block ABF418 | [5 empty] | CLASS_REFERENCE_TYPE(0112/2///61987#ABF418) 0112/2///61987#ABF418 - RTD |  |  |  |  | NON_DEPENDENT_P_DET | [5 empty] | 0112/2///61987#ABF417 - Temperature sensor | 0112/2///61987#ABA000 |  |  |  | Standard |  | IEC 61987 | IEC | SC65E | - | C00019 | 001-01 (2018-03-28 07:27:09 by BATCH 00000762) standard | 0112-2---61987#ABF805 | https://cdd.iec.ch/cdd/iec61987/iec61987.nsf/PropertiesAllVersions/0112-2---61987%23ABF805
0112/2///61987#ABH110 | 001 | 01 | 0112/2///61987#ABH110#001 | length of major axis |  |  |  |  | length of the longest diameter of an ellipse |  |  | mm |  |  | REAL_MEASURE_TYPE |  |  |  |  | NON_DEPENDENT_P_DET | [5 empty] | 0112/2///61987#ABH108 - Shell0112/2///61987#ABH113 - Head | 0112/2///61987#ABA000 | 0112/2///62720#UAA862 - millimetre |  | 0112/2///61987#ABT548 - Length short | Standard |  | IEC 61987 | IEC | SC65E | - | C00018 | 001-01 (2018-03-28 07:27:13 by BATCH 00000762) standard | 0112-2---61987#ABH110 | https://cdd.iec.ch/cdd/iec61987/iec61987.nsf/PropertiesAllVersions/0112-2---61987%23ABH110
0112/2///61987#ABU862 | 001 | 01 | 0112/2///61987#ABU862#001 | reference to Type of output [16] |  |  |  |  | reference to block ABG146 | [5 empty] | CLASS_REFERENCE_TYPE(0112/2///61987#ABG146) 0112/2///61987#ABG146 - Type of output [16] |  |  |  |  | NON_DEPENDENT_P_DET | [5 empty] | 0112/2///61987#ABG131 - Output [16] | 0112/2///61987#ABA000 |  |  |  | Standard |  | IEC 61987 | IEC | SC65E | - | C00018 | 001-01 (2018-03-28 07:27:22 by BATCH 00000762) standard | 0112-2---61987#ABU862 | https://cdd.iec.ch/cdd/iec61987/iec61987.nsf/PropertiesAllVersions/0112-2---61987%23ABU862
0112/2///61987#ABN673 | 001 | 02 | 0112/2///61987#ABN673#001 | 2X phase |  |  |  |  | phase of the 2X relative shaft vibration related to a reference point of time | The reference point of time for the phase is defined by a so called phase reference sensor. |  | ° |  |  | REAL_MEASURE_TYPE |  |  |  |  | NON_DEPENDENT_P_DET | [5 empty] | 0112/2///61987#ABN694 - Specific machine vibration measurement variables | 0112/2///61987#ABA000 | 0112/2///62720#UAA024 - degree |  | 0112/2///61987#ABT580 - Angle | Standard |  | IEC 61987 | IEC | IEC SC65E | - | C00112 |  | 0112-2---61987#ABN673 | https://cdd.iec.ch/cdd/iec61987/iec61987.nsf/PropertiesAllVersions/0112-2---61987%23ABN673
0112/2///61987#ABA343 | 001 | 02 | 0112/2///61987#ABA343#001 | auxiliary input type |  |  |  |  | type of signal that can be connected to the auxiliary input |  | polymorphic control property |  |  |  | STRING_TYPE |  |  |  |  | NON_DEPENDENT_P_DET | [5 empty] | 0112/2///61987#ABC052 - Type of auxiliary input [1] | 0112/2///61987#ABA000 |  |  |  | Standard |  |  |  | SC65E – IEC 61987 | - | C00004 |  | 0112-2---61987#ABA343 | https://cdd.iec.ch/cdd/iec61987/iec61987.nsf/PropertiesAllVersions/0112-2---61987%23ABA343
0112/2///61987#ABU470 | 001 | 03 | 0112/2///61987#ABU470#001 | reference to Flow velocity measurement |  |  |  |  | reference to block ABD488 | [5 empty] | CLASS_REFERENCE_TYPE(0112/2///61987#ABD488) 0112/2///61987#ABD488 - Flow velocity measurement |  |  |  |  | DEPENDENT_P_DET | [5 empty] | 0112/2///61987#ABC662 - Type of measured variable [3] | 0112/2///61987#ABA000 |  |  |  | Standard |  |  |  | SC65E – IEC 61987 | 0112/2///61987#ABU293 - measured variable type [3] | C00004 |  | 0112-2---61987#ABU470 | https://cdd.iec.ch/cdd/iec61987/iec61987.nsf/PropertiesAllVersions/0112-2---61987%23ABU470
0112/2///61987#ABU402 | 001 | 03 | 0112/2///61987#ABU402#001 | reference to Pneumatic/hydraulic output [3] |  |  |  |  | reference to block ABC518 |  | Id specified in IEC61987-12/-13: ABD148 |  |  |  | CLASS_REFERENCE_TYPE(0112/2///61987#ABC518) 0112/2///61987#ABC518 - Pneumatic/hydraulic output [3] |  |  |  |  | DEPENDENT_P_DET | [5 empty] | 0112/2///61987#ABC669 - Type of output [6] | 0112/2///61987#ABA000 |  |  |  | Standard |  |  |  | SC65E – IEC 61987 | 0112/2///61987#ABU388 - output type [6] | C00004 |  | 0112-2---61987#ABU402 | https://cdd.iec.ch/cdd/iec61987/iec61987.nsf/PropertiesAllVersions/0112-2---61987%23ABU402
0112/2///61987#ABD673 | 002 | 01 | 0112/2///61987#ABD673#002 | number of process conditions at the outlet |  |  |  |  | @number of process conditions at the outlet |  | cardinality property |  |  |  | INT_TYPE |  |  |  |  | CONDITION_DET | [5 empty] | 0112/2///61987#ABD990 - Process conditions for final control elements0112/2///61987#ABE660 - Process conditions for flow modification accessories | 0112/2///61987#ABA000 |  |  |  | Standard |  |  |  |  | - | C00004 |  | 0112-2---61987#ABD673 | https://cdd.iec.ch/cdd/iec61987/iec61987.nsf/PropertiesAllVersions/0112-2---61987%23ABD673
0112/2///61987#ABE470 | 001 | 01 | 0112/2///61987#ABE470#001 | reference to Measuring range for travel |  |  |  |  | reference to block ABE567 | [5 empty] | CLASS_REFERENCE_TYPE(0112/2///61987#ABE567) 0112/2///61987#ABE567 - Measuring range for travel |  |  |  |  | NON_DEPENDENT_P_DET | [5 empty] | 0112/2///61987#ABE566 - Travel measurement | 0112/2///61987#ABA000 |  |  |  | Standard |  | IEC 61987 | IEC | SC65E | - | C00016 | 001-01 (2018-03-28 07:27:00 by BATCH 00000762) standard | 0112-2---61987#ABE470 | https://cdd.iec.ch/cdd/iec61987/iec61987.nsf/PropertiesAllVersions/0112-2---61987%23ABE470
0112/2///61987#ABU154 | 001 | 03 | 0112/2///61987#ABU154#001 | reference to Normalized volume flow measurement |  |  |  |  | reference to block ABC456 |  | Id specified in IEC61987-12/-13: ABD086 |  |  |  | CLASS_REFERENCE_TYPE(0112/2///61987#ABC456) 0112/2///61987#ABC456 - Normalized volume flow measurement |  |  |  |  | DEPENDENT_P_DET | [5 empty] | 0112/2///61987#ABC660 - Type of measured variable [1] | 0112/2///61987#ABA000 |  |  |  | Standard |  |  |  | SC65E – IEC 61987 | 0112/2///61987#ABU143 - measured variable type [1] | C00004 |  | 0112-2---61987#ABU154 | https://cdd.iec.ch/cdd/iec61987/iec61987.nsf/PropertiesAllVersions/0112-2---61987%23ABU154
0112/2///61987#ABE204 | 002 | 01 | 0112/2///61987#ABE204#002 | reference to Normal process design conditions [3] |  |  |  |  | reference to block ABD948 | [5 empty] | CLASS_REFERENCE_TYPE(0112/2///61987#ABD948) 0112/2///61987#ABD948 - Normal process design conditions [3] |  |  |  |  | NON_DEPENDENT_P_DET | [5 empty] | 0112/2///61987#ABD991 - Process design conditions [valves] | 0112/2///61987#ABA000 |  |  |  | Standard |  |  |  |  | - | C00004 |  | 0112-2---61987#ABE204 | https://cdd.iec.ch/cdd/iec61987/iec61987.nsf/PropertiesAllVersions/0112-2---61987%23ABE204
0112/2///61987#ABF502 | 001 | 01 | 0112/2///61987#ABF502#001 | parameter 3 |  |  |  |  | third parameter in a fixed set of parameters | [5 empty] | REAL_TYPE |  |  |  |  | NON_DEPENDENT_P_DET | [5 empty] | 0112/2///61987#ABF497 - Resistance parameter setting/sensor matching parameters | 0112/2///61987#ABA000 |  |  |  | Standard |  | IEC 61987 | IEC | SC65E | - | C00019 | 001-01 (2018-03-28 07:27:07 by BATCH 00000762) standard | 0112-2---61987#ABF502 | https://cdd.iec.ch/cdd/iec61987/iec61987.nsf/PropertiesAllVersions/0112-2---61987%23ABF502
0112/2///61987#ABB436 | 004 | 01 | 0112/2///61987#ABB436#004 | number of data loggings |  |  |  |  | @number of data loggings |  | cardinality property |  |  |  | INT_TYPE |  |  |  |  | CONDITION_DET | [5 empty] | 0112/2///61987#ABC194 - Diagnosis0112/2///61987#ABE716 - Diagnosis [2] | 0112/2///61987#ABA000 |  |  |  | Standard |  |  |  | SC65E – IEC 61987 | - | C00004 |  | 0112-2---61987#ABB436 | https://cdd.iec.ch/cdd/iec61987/iec61987.nsf/PropertiesAllVersions/0112-2---61987%23ABB436
0112/2///61987#ABE890 | 001 | 01 | 0112/2///61987#ABE890#001 | base bulk density |  |  |  |  | solid density used to calculate variables to reference conditions or to state variables under reference conditions |  |  | t/m³ |  |  | REAL_MEASURE_TYPE |  |  |  |  | NON_DEPENDENT_P_DET | [5 empty] | 0112/2///61987#ABE812 - Level measurement0112/2///61987#ABE816 - Volume measurement0112/2///61987#ABE820 - Mass measurement0112/2///61987#ABE823 - Degree of filling measurement0112/2///61987#ABE871 - Point level measurement0112/2///61987#ABE888 - Ullage measurement | 0112/2///61987#ABA000 | 0112/2///62720#UAA997 - tonne per metre cubed |  | 0112/2///61987#ABT573 - Density | Standard |  | IEC 61987 | IEC | SC65E | - | C00018 | 001-01 (2018-03-28 07:27:02 by BATCH 00000762) standard | 0112-2---61987#ABE890 | https://cdd.iec.ch/cdd/iec61987/iec61987.nsf/PropertiesAllVersions/0112-2---61987%23ABE890
0112/2///61987#ABE284 | 001 | 02 | 0112/2///61987#ABE284#001 | reference to Structural design of a diaphragm valve |  |  |  |  | reference to block ABE028 | [5 empty] | CLASS_REFERENCE_TYPE(0112/2///61987#ABE028) 0112/2///61987#ABE028 - Structural design of a diaphragm/pinch valve |  |  |  |  | NON_DEPENDENT_P_DET | [5 empty] | 0112/2///61987#ABE016 - Structural design [diaphragm/pinch valve] | 0112/2///61987#ABA000 |  |  |  | Standard |  |  |  |  | - | C00004 |  | 0112-2---61987#ABE284 | https://cdd.iec.ch/cdd/iec61987/iec61987.nsf/PropertiesAllVersions/0112-2---61987%23ABE284
0112/2///61987#ABV194 | 001 | 01 | 0112/2///61987#ABV194#001 | assigned variable type [15] |  |  |  |  | process variable assigned to an input or output |  | Polymorphic control property |  |  |  | ENUM_STRING_TYPE(0112/2///61987#ABV153(Assigned temperature range,Assigned voltage range,Assigned resistance range)) |  |  |  |  | CONDITION_DET |  |  | 0112/2///61987#ABV153 | 0112/2///61987#ABV138 - IEC61987-11 Name of Assigned temperature range0112/2///61987#ABV127 - IEC61987-11 Name of Assigned voltage range0112/2///61987#ABV128 - IEC61987-11 Name of Assigned resistance range |  | 0112/2///61987#ABG095 - Assigned variable [15] | 0112/2///61987#ABA000 |  |  |  | Standard |  | IEC 61987 | IEC | SC65E | - | C00019 | 001-01 (2018-03-28 07:27:24 by BATCH 00000762) standard | 0112-2---61987#ABV194 | https://cdd.iec.ch/cdd/iec61987/iec61987.nsf/PropertiesAllVersions/0112-2---61987%23ABV194
0112/2///61987#ABU656 | 001 | 01 | 0112/2///61987#ABU656#001 | assigned variable type [16] |  |  |  |  | process variable assigned to an input or output |  | Polymorphic control property |  |  |  | ENUM_STRING_TYPE(0112/2///61987#ABU639(Assigned density range,Assigned concentration range,Assigned volume fraction range,Assigned mass fraction range,Assigned pressure range,Assigned temperature range,Assigned other variable range)) |  |  |  |  | CONDITION_DET |  |  | 0112/2///61987#ABU639 | 0112/2///61987#ABU627 - IEC61987-11 Name of Assigned density range0112/2///61987#ABU628 - IEC61987-11 Name of Assigned concentration range0112/2///61987#ABU629 - IEC61987-11 Name of Assigned volume fraction range0112/2///61987#ABU630 - IEC61987-11 Name of Assigned mass fraction range0112/2///61987#ABU631 - IEC61987-11 Name of Assigned pressure range0112/2///61987#ABU632 - IEC61987-11 Name of Assigned temperature range0112/2///61987#ABU633 - IEC61987-11 Name of Assigned other variable range |  | 0112/2///61987#ABG096 - Assigned variable [16] | 0112/2///61987#ABA000 |  |  |  | Standard |  | IEC 61987 | IEC | SC65E | - | C00017 | 001-01 (2018-03-28 07:27:21 by BATCH 00000762) standard | 0112-2---61987#ABU656 | https://cdd.iec.ch/cdd/iec61987/iec61987.nsf/PropertiesAllVersions/0112-2---61987%23ABU656
0112/2///61987#ABN590 | 002 | 01 | 0112/2///61987#ABN590#002 | URI of product instance |  |  |  | URI product inst. | unique global identification of the product (physical instance) using a universal resource identifier (URI) | A product is e. g. a device, a material or a service. Refer to RFC 2396 and RFC 3986 regarding the concept of identifying things. The URI comprises the URL and the URN. | also used by Process Automation - Device Information Model (PA-DIM) |  |  |  | URI_TYPE |  |  |  |  | NON_DEPENDENT_P_DET | [5 empty] | 0112/2///61987#ABC269 - Identification | 0112/2///61987#ABA000 |  |  |  | Standard |  | IEC 61987 | IEC | IEC SC65E | - | C00112 |  | 0112-2---61987#ABN590 | https://cdd.iec.ch/cdd/iec61987/iec61987.nsf/PropertiesAllVersions/0112-2---61987%23ABN590
0112/2///61987#ABU548 | 002 | 01 | 0112/2///61987#ABU548#002 | reference to Function and system design [5] |  |  |  |  | reference to block ABU556 |  | Id specified in IEC61987-22: ABE120 |  |  |  | CLASS_REFERENCE_TYPE(0112/2///61987#ABU556) 0112/2///61987#ABU556 - Function and system design [5] |  |  |  |  | NON_DEPENDENT_P_DET | [5 empty] | 0112/2///61987#ABE318 - Device LOP for pressure reducing regulator or back pressure/excess pressure regulator | 0112/2///61987#ABA000 |  |  |  | Standard |  |  |  |  | - | C0013 |  | 0112-2---61987#ABU548 | https://cdd.iec.ch/cdd/iec61987/iec61987.nsf/PropertiesAllVersions/0112-2---61987%23ABU548
0112/2///61987#ABF222 | 001 | 01 | 0112/2///61987#ABF222#001 | reflectivity setting |  |  |  |  | set value of the parameter reflectivity in a non-contact temperature transmitter |  |  | % |  |  | REAL_MEASURE_TYPE |  |  |  |  | NON_DEPENDENT_P_DET | [5 empty] | 0112/2///61987#ABF220 - Parameters of non-contact temperature measurement | 0112/2///61987#ABA000 | 0112/2///62720#UAA000 - percent |  | 0112/2///61987#ABT533 - Percentage | Standard |  | IEC 61987 | IEC | SC65E | - | C00019 | 001-01 (2018-03-28 07:27:05 by BATCH 00000762) standard | 0112-2---61987#ABF222 | https://cdd.iec.ch/cdd/iec61987/iec61987.nsf/PropertiesAllVersions/0112-2---61987%23ABF222
0112/2///61987#ABF347 | 002 | 01 | 0112/2///61987#ABF347#002 | style of high pressure side pressure connection |  |  |  |  | classification of the high pressure process connection of a hydrostatic level pressure transmitter according to its mechanical design | [5 empty] | ENUM_CODE_TYPE(0112/2///61987#ABJ797) |  |  |  |  | DEPENDENT_P_DET |  |  | 0112/2///61987#ABJ797 | 0112/2///61987#ABL036 - remote seal0112/2///61987#ABL231 - empty impulse piping0112/2///61987#ABL232 - filled impulse piping0112/2///61987#ABI407 - others |  | 0112/2///61987#ABF341 - Structural design of a hydrostatic pressure level transmitter | 0112/2///61987#ABA000 |  |  |  | Standard |  | IEC 61987 | IEC | SC65E | 0112/2///61987#ABI406 - empty_property | C00091 |  | 0112-2---61987#ABF347 | https://cdd.iec.ch/cdd/iec61987/iec61987.nsf/PropertiesAllVersions/0112-2---61987%23ABF347
0112/2///61987#ABH385 | 001 | 01 | 0112/2///61987#ABH385#001 | reference temperature for nominal resistance |  |  |  |  | temperature to which the statement of a nominal resistance refers |  |  | °C |  |  | REAL_MEASURE_TYPE |  |  |  |  | NON_DEPENDENT_P_DET | [5 empty] | 0112/2///61987#ABF398 - RTD/resistance measurement0112/2///61987#ABF418 - RTD | 0112/2///61987#ABA000 | 0112/2///62720#UAA033 - degree Celsius |  | 0112/2///61987#ABT514 - Temperature | Standard |  |  |  | SC65E – IEC 61987 | - | C0018 | 001-01 (2018-03-28 07:27:15 by BATCH 00000762) standard | 0112-2---61987#ABH385 | https://cdd.iec.ch/cdd/iec61987/iec61987.nsf/PropertiesAllVersions/0112-2---61987%23ABH385
0112/2///61987#ABH104 | 001 | 01 | 0112/2///61987#ABH104#001 | surface coating of process equipment |  |  |  |  | material of which a surface coating of a piece of process equipment is made | [5 empty] | STRING_TYPE |  |  |  |  | NON_DEPENDENT_P_DET | [5 empty] | 0112/2///61987#ABH091 - Overall construction | 0112/2///61987#ABA000 |  |  |  | Standard |  | IEC 61987 | IEC | SC65E | - | C00018 | 001-01 (2018-03-28 07:27:13 by BATCH 00000762) standard | 0112-2---61987#ABH104 | https://cdd.iec.ch/cdd/iec61987/iec61987.nsf/PropertiesAllVersions/0112-2---61987%23ABH104
0112/2///61987#ABA932 | 005 | 01 | 0112/2///61987#ABA932#005 | power consumption |  |  |  |  | highest instantaneous power requirement of the device or component during normal operation |  |  | W |  |  | REAL_MEASURE_TYPE |  |  |  |  | NON_DEPENDENT_P_DET | [5 empty] | 0112/2///61987#ABC042 - Trace heating system0112/2///61987#ABE039 - Trace heating system [2] | 0112/2///61987#ABA000 | 0112/2///62720#UAA306 - watt |  | 0112/2///61987#ABT525 - Power | Standard |  |  |  | SC65E – IEC 61987 | - | C00004 |  | 0112-2---61987#ABA932 | https://cdd.iec.ch/cdd/iec61987/iec61987.nsf/PropertiesAllVersions/0112-2---61987%23ABA932
0112/2///61987#ABB372 | 004 | 01 | 0112/2///61987#ABB372#004 | minimum ignition temperature |  |  |  |  | lowest temperature of a hot inner wall of a furnace at which ignition occurs in a dust cloud in air contained therein |  |  | °C |  |  | REAL_MEASURE_TYPE |  |  | IEC 60050, part 426-02-21 (Draft) |  | NON_DEPENDENT_P_DET | [5 empty] | 0112/2///61987#ABC104 - Area classification | 0112/2///61987#ABA000 | 0112/2///62720#UAA033 - degree Celsius |  | 0112/2///61987#ABT514 - Temperature | Standard |  |  |  | SC65E – IEC 61987 | - | C00004 |  | 0112-2---61987#ABB372 | https://cdd.iec.ch/cdd/iec61987/iec61987.nsf/PropertiesAllVersions/0112-2---61987%23ABB372
0112/2///61987#ABC010 | 002 | 01 | 0112/2///61987#ABC010#002 | number of cable/conduit entries |  |  |  |  | @number of cable/conduit entries |  | cardinality property |  |  |  | INT_TYPE |  |  |  |  | CONDITION_DET | [5 empty] | 0112/2///61987#ABC172 - Connection facility [1]0112/2///61987#ABC173 - Connection facility [2]0112/2///61987#ABF380 - Structural design of a connection head | 0112/2///61987#ABA000 |  |  |  | Standard |  |  |  | SC65E – IEC 61987 | - | C00004 |  | 0112-2---61987#ABC010 | https://cdd.iec.ch/cdd/iec61987/iec61987.nsf/PropertiesAllVersions/0112-2---61987%23ABC010
0112/2///61987#ABD427 | 004 | 01 | 0112/2///61987#ABD427#004 | maximum particle size |  |  |  |  | greatest particle size for which a device is or should be designed to operate within its specified limits |  |  | mm |  |  | REAL_MEASURE_TYPE |  |  |  |  | NON_DEPENDENT_P_DET | [5 empty] | 0112/2///61987#ABC451 - Normal process conditions [1]0112/2///61987#ABC455 - Normal process design conditions [2]0112/2///61987#ABG345 - Normal process conditions [7]0112/2///61987#ABG348 - Normal process conditions [10]0112/2///61987#ABG476 - Normal process design conditions [5]0112/2///61987#ABH071 - Fluid phase design conditions0112/2///61987#ABH462 - Normal process conditions [11]0112/2///61987#ABG346 - Normal process conditions [8]0112/2///61987#ABG343 - Normal process conditions [5]0112/2///61987#ABG344 - Normal process conditions [6]0112/2///61987#ABG347 - Normal process conditions [9] | 0112/2///61987#ABA000 | 0112/2///62720#UAA862 - millimetre |  | 0112/2///61987#ABT548 - Length short | Standard |  |  |  | SC65E – IEC 61987 | - | C00004 |  | 0112-2---61987#ABD427 | https://cdd.iec.ch/cdd/iec61987/iec61987.nsf/PropertiesAllVersions/0112-2---61987%23ABD427
0112/2///61987#ABC966 | 005 | 02 | 0112/2///61987#ABC966#005 | reference to Marine type approval |  |  |  |  | reference to block ABC336 | [5 empty] | CLASS_REFERENCE_TYPE(0112/2///61987#ABC336) 0112/2///61987#ABC336 - Marine type approval |  |  |  |  | DEPENDENT_P_DET | [5 empty] | 0112/2///61987#ABC102 - Approval for use in special applications0112/2///61987#ABD804 - Approval for use in special applications [2]0112/2///61987#ABE722 - Approval for use in special applications [4]0112/2///61987#ABE724 - Approval for use in special applications [5] | 0112/2///61987#ABA000 |  |  |  | Standard |  | IEC 61987 | IEC | IEC SC65E | 0112/2///61987#ABA237 - number of marine type approvals | C00112 |  | 0112-2---61987#ABC966 | https://cdd.iec.ch/cdd/iec61987/iec61987.nsf/PropertiesAllVersions/0112-2---61987%23ABC966
0112/2///61987#ABU670 | 001 | 01 | 0112/2///61987#ABU670#001 | reference to Pressure measurement |  |  |  |  | reference to block ABC528 | [5 empty] | CLASS_REFERENCE_TYPE(0112/2///61987#ABC528) 0112/2///61987#ABC528 - Pressure measurement |  |  |  |  | DEPENDENT_P_DET | [5 empty] | 0112/2///61987#ABG011 - Type of measured variable [39] | 0112/2///61987#ABA000 |  |  |  | Standard |  | IEC 61987 | IEC | SC65E | 0112/2///61987#ABU653 - measured variable type [39] | C00017 | 001-01 (2018-03-28 07:27:21 by BATCH 00000762) standard | 0112-2---61987#ABU670 | https://cdd.iec.ch/cdd/iec61987/iec61987.nsf/PropertiesAllVersions/0112-2---61987%23ABU670
0112/2///61987#ABE198 | 002 | 01 | 0112/2///61987#ABE198#002 | reference to Mounting bracket for signal devices |  |  |  |  | reference to block ABD942 | [5 empty] | CLASS_REFERENCE_TYPE(0112/2///61987#ABD942) 0112/2///61987#ABD942 - Mounting bracket for signal devices |  |  |  |  | NON_DEPENDENT_P_DET | [5 empty] | 0112/2///61987#ABD811 - Body of actuator0112/2///61987#ABE606 - Structural design of a solenoid valve | 0112/2///61987#ABA000 |  |  |  | Standard |  |  |  |  | - | C00004 |  | 0112-2---61987#ABE198 | https://cdd.iec.ch/cdd/iec61987/iec61987.nsf/PropertiesAllVersions/0112-2---61987%23ABE198
0112/2///61987#ABE171 | 001 | 02 | 0112/2///61987#ABE171#001 | reference to Material of seat |  |  |  |  | reference to block ABD915 | [5 empty] | CLASS_REFERENCE_TYPE(0112/2///61987#ABD915) 0112/2///61987#ABD915 - Material of seat |  |  |  |  | NON_DEPENDENT_P_DET | [5 empty] | 0112/2///61987#ABE008 - Seat | 0112/2///61987#ABA000 |  |  |  | Standard |  |  |  |  | - | C00004 |  | 0112-2---61987#ABE171 | https://cdd.iec.ch/cdd/iec61987/iec61987.nsf/PropertiesAllVersions/0112-2---61987%23ABE171
0112/2///61987#ABD617 | 001 | 02 | 0112/2///61987#ABD617#001 | material of stem/shaft packing |  |  |  |  | material of which a stem or a shaft seal is made | [5 empty] | STRING_TYPE |  |  |  |  | NON_DEPENDENT_P_DET | [5 empty] | 0112/2///61987#ABE411 - Stem/shaft packing | 0112/2///61987#ABA000 |  |  |  | Standard |  |  |  |  | - | C00004 |  | 0112-2---61987#ABD617 | https://cdd.iec.ch/cdd/iec61987/iec61987.nsf/PropertiesAllVersions/0112-2---61987%23ABD617
0112/2///61987#ABE781 | 001 | 01 | 0112/2///61987#ABE781#001 | upper range-value of concentration | upper range-value |  |  |  | concentration value assigned to the upper range end-value of the input or output signal |  |  | mg/m³ |  |  | REAL_MEASURE_TYPE |  |  |  |  | NON_DEPENDENT_P_DET | [5 empty] | 0112/2///61987#ABE883 - Assigned concentration range | 0112/2///61987#ABA000 | 0112/2///62720#UAA830 - milligram per metre cubed |  | 0112/2///61987#ABT575 - Mass concentration (mass per volume) | Standard |  | IEC 61987 | IEC | SC65E | - | C00018 | 001-01 (2018-03-28 07:27:01 by BATCH 00000762) standard | 0112-2---61987#ABE781 | https://cdd.iec.ch/cdd/iec61987/iec61987.nsf/PropertiesAllVersions/0112-2---61987%23ABE781
0112/2///61987#ABD068 | 001 | 02 | 0112/2///61987#ABD068#001 | reference to Mechanical and electrical construction [absolute/gauge pressure transmitter] |  |  |  |  | reference to block ABC438 | [5 empty] | CLASS_REFERENCE_TYPE(0112/2///61987#ABC438) 0112/2///61987#ABC438 - Mechanical and electrical construction [absolute/gauge pressure transmitter] |  |  |  |  | NON_DEPENDENT_P_DET | [5 empty] | 0112/2///61987#ABA029 - Device LOP for absolute/gauge pressure transmitter | 0112/2///61987#ABA000 |  |  |  | Standard |  |  |  | SC65E – IEC 61987 | - | C00004 |  | 0112-2---61987#ABD068 | https://cdd.iec.ch/cdd/iec61987/iec61987.nsf/PropertiesAllVersions/0112-2---61987%23ABD068
0112/2///61987#ABB470 | 001 | 04 | 0112/2///61987#ABB470#001 | diameter of insertion probe |  |  |  |  | diameter of an insertion probe rod at its widest point |  |  | mm |  |  | REAL_MEASURE_TYPE |  |  |  |  | NON_DEPENDENT_P_DET | [5 empty] | 0112/2///61987#ABC243 - Fixed electromagnetic insertion flow transmitter0112/2///61987#ABC301 - Insertion thermal mass flow transmitter0112/2///61987#ABC582 - Retractable electromagnetic insertion flow transmitter0112/2///61987#ABC583 - Retractable thermal mass flow transmitter | 0112/2///61987#ABA000 | 0112/2///62720#UAA862 - millimetre |  | 0112/2///61987#ABT548 - Length short | Standard |  |  |  | SC65E – IEC 61987 | - | C00004 |  | 0112-2---61987#ABB470 | https://cdd.iec.ch/cdd/iec61987/iec61987.nsf/PropertiesAllVersions/0112-2---61987%23ABB470
0112/2///61987#ABH165 | 001 | 01 | 0112/2///61987#ABH165#001 | switching distance |  |  |  |  | distance from the sealing surface of a nozzle flange or the instrument end of a nozzle thread to the point where the level switch does or shall trigger |  |  | mm |  |  | REAL_MEASURE_TYPE |  |  |  |  | NON_DEPENDENT_P_DET | [5 empty] | 0112/2///61987#ABH159 - Level measurement instrument installation | 0112/2///61987#ABA000 | 0112/2///62720#UAA862 - millimetre |  | 0112/2///61987#ABT548 - Length short | Standard |  | IEC 61987 | IEC | SC65E | - | C00018 | 001-01 (2018-03-28 07:27:14 by BATCH 00000762) standard | 0112-2---61987#ABH165 | https://cdd.iec.ch/cdd/iec61987/iec61987.nsf/PropertiesAllVersions/0112-2---61987%23ABH165
0112/2///61987#ABC975 | 001 | 02 | 0112/2///61987#ABC975#001 | reference to Material of bluff body |  |  |  |  | reference to block ABC345 | [5 empty] | CLASS_REFERENCE_TYPE(0112/2///61987#ABC345) 0112/2///61987#ABC345 - Material of bluff body |  |  |  |  | NON_DEPENDENT_P_DET | [5 empty] | 0112/2///61987#ABC639 - Structural design of a vortex flow transmitter | 0112/2///61987#ABA000 |  |  |  | Standard |  |  |  | SC65E – IEC 61987 | - | C00004 |  | 0112-2---61987#ABC975 | https://cdd.iec.ch/cdd/iec61987/iec61987.nsf/PropertiesAllVersions/0112-2---61987%23ABC975
0112/2///61987#ABF239 | 002 | 01 | 0112/2///61987#ABF239#002 | spectral range of a radiation thermometer |  |  |  |  | range of wavelength used to measure temperature |  |  | µm |  |  | LEVEL(MIN,MAX) OF REAL_MEASURE_TYPE |  |  |  |  | NON_DEPENDENT_P_DET | [5 empty] | 0112/2///61987#ABF315 - Infrared detector | 0112/2///61987#ABA000 | 0112/2///62720#UAA090 - micrometre |  | 0112/2///61987#ABT548 - Length short | Standard |  | IEC 61987 | IEC | IEC/SC 65E | - | C00112 |  | 0112-2---61987#ABF239 | https://cdd.iec.ch/cdd/iec61987/iec61987.nsf/PropertiesAllVersions/0112-2---61987%23ABF239
0112/2///61987#ABH376 | 001 | 01 | 0112/2///61987#ABH376#001 | type of cap or plug |  |  |  |  | classification of a cap or plug according to its constructional design | [5 empty] | STRING_TYPE |  |  |  |  | NON_DEPENDENT_P_DET | [5 empty] | 0112/2///61987#ABF319 - Structural design of a thermowell | 0112/2///61987#ABA000 |  |  |  | Standard |  |  |  | SC65E – IEC 61987 | - | C0018 | 001-01 (2018-03-28 07:27:15 by BATCH 00000762) standard | 0112-2---61987#ABH376 | https://cdd.iec.ch/cdd/iec61987/iec61987.nsf/PropertiesAllVersions/0112-2---61987%23ABH376
0112/2///61987#ABG653 | 001 | 01 | 0112/2///61987#ABG653#001 | reference to Assigned variable [13] |  |  |  |  | reference to block ABV239 | [5 empty] | CLASS_REFERENCE_TYPE(0112/2///61987#ABV239) 0112/2///61987#ABV239 - Assigned variable [13] |  |  |  |  | NON_DEPENDENT_P_DET | [5 empty] | 0112/2///61987#ABG177 - Analog current output [13]0112/2///61987#ABG186 - Analog voltage output [13]0112/2///61987#ABG195 - Frequency output [13]0112/2///61987#ABG210 - Manufacturer-specific output [17] | 0112/2///61987#ABA000 |  |  |  | Standard |  | IEC 61987 | IEC | SC65E | - | C00019 | 001-01 (2018-03-28 07:27:11 by BATCH 00000762) standard | 0112-2---61987#ABG653 | https://cdd.iec.ch/cdd/iec61987/iec61987.nsf/PropertiesAllVersions/0112-2---61987%23ABG653
0112/2///61987#ABC925 | 001 | 02 | 0112/2///61987#ABC925#001 | reference to Input [6] |  |  |  |  | reference to block ABC295 | [5 empty] | CLASS_REFERENCE_TYPE(0112/2///61987#ABC295) 0112/2///61987#ABC295 - Input [6] |  |  |  |  | NON_DEPENDENT_P_DET | [5 empty] | 0112/2///61987#ABA018 - Device LOP for turbine/propeller/Woltmann flow transmitter/gauge | 0112/2///61987#ABA000 |  |  |  | Standard |  |  |  | SC65E – IEC 61987 | - | C00004 |  | 0112-2---61987#ABC925 | https://cdd.iec.ch/cdd/iec61987/iec61987.nsf/PropertiesAllVersions/0112-2---61987%23ABC925
0112/2///61987#ABA040 | 004 | 01 | 0112/2///61987#ABA040#004 | maximum cable resistance |  |  |  |  | highest permissible resistance of the cable |  |  | Ω |  |  | REAL_MEASURE_TYPE |  |  |  |  | NON_DEPENDENT_P_DET | [5 empty] | 0112/2///61987#ABC148 - Cable specification0112/2///61987#ABC170 - Connecting cable | 0112/2///61987#ABA000 | 0112/2///62720#UAA017 - ohm |  | 0112/2///61987#ABT564 - Electrical resistance | Standard |  |  |  | SC65E – IEC 61987 | - | C00004 |  | 0112-2---61987#ABA040 | https://cdd.iec.ch/cdd/iec61987/iec61987.nsf/PropertiesAllVersions/0112-2---61987%23ABA040
0112/2///61987#ABB303 | 001 | 03 | 0112/2///61987#ABB303#001 | number of process material components |  |  |  |  | @number of process material components |  | cardinality property |  |  |  | INT_TYPE |  |  |  |  | CONDITION_DET | [5 empty] | 0112/2///61987#ABC469 - Other material properties0112/2///61987#ABD955 - Other process material properties [2]0112/2///61987#ABH220 - Material between detector and target | 0112/2///61987#ABA000 |  |  |  | Standard |  |  |  | SC65E – IEC 61987 | - | C00004 |  | 0112-2---61987#ABB303 | https://cdd.iec.ch/cdd/iec61987/iec61987.nsf/PropertiesAllVersions/0112-2---61987%23ABB303
0112/2///61987#ABI069 | 001 | 01 | 0112/2///61987#ABI069#001 | radio power output |  |  |  |  | power of radio signal to be output by a WirelessCPF 9 device | CPF 9 is the IEC 61784 acronym for HART. |  |  |  |  | INT_TYPE |  |  |  |  | NON_DEPENDENT_P_DET | [5 empty] | 0112/2///61987#ABH922 - HART wireless network commands | 0112/2///61987#ABA000 |  |  |  | Standard |  |  |  | SC65E – IEC 61987 | - | C00019 | 001-01 (2018-03-28 07:27:16 by BATCH 00000762) standard | 0112-2---61987#ABI069 | https://cdd.iec.ch/cdd/iec61987/iec61987.nsf/PropertiesAllVersions/0112-2---61987%23ABI069
0112/2///61987#ABB003 | 002 | 01 | 0112/2///61987#ABB003#002 | reference absolute pressure of process medium |  |  |  |  | absolute pressure of the process material at which the performance of a device was tested |  |  | bar |  |  | LEVEL(MIN,NOM,MAX) OF REAL_MEASURE_TYPE |  |  |  |  | NON_DEPENDENT_P_DET | [5 empty] | 0112/2///61987#ABC574 - Reference process conditions0112/2///61987#ABD499 - Reference process conditions [1]0112/2///61987#ABG246 - Reference process conditions [2]0112/2///61987#ABH052 - Reference process conditions [4] | 0112/2///61987#ABA000 | 0112/2///62720#UAA323 - bar |  | 0112/2///61987#ABT524 - Pressure | Standard |  |  |  | SC65E – IEC 61987 | - | C00004 |  | 0112-2---61987#ABB003 | https://cdd.iec.ch/cdd/iec61987/iec61987.nsf/PropertiesAllVersions/0112-2---61987%23ABB003
0112/2///61987#ABH176 | 001 | 01 | 0112/2///61987#ABH176#001 | designation of wet leg filling material at low pressure side |  |  |  |  | alphanumeric character sequence identifying a wet leg filling material at the low pressure side | [5 empty] | STRING_TYPE |  |  |  |  | NON_DEPENDENT_P_DET | [5 empty] | 0112/2///61987#ABH168 - Parameters of differential pressure level measurement | 0112/2///61987#ABA000 |  |  |  | Standard |  | IEC 61987 | IEC | SC65E | - | C00018 | 001-01 (2018-03-28 07:27:14 by BATCH 00000762) standard | 0112-2---61987#ABH176 | https://cdd.iec.ch/cdd/iec61987/iec61987.nsf/PropertiesAllVersions/0112-2---61987%23ABH176
0112/2///61987#ABH692 | 002 | 01 | 0112/2///61987#ABH692#002 | type of low flow cut-off |  |  |  |  | classification of the low flow cut-off according to the kind of realization or availability | [5 empty] | ENUM_CODE_TYPE(0112/2///61987#ABL295) |  |  |  |  | DEPENDENT_P_DET |  |  | 0112/2///61987#ABL295 | 0112/2///61987#ABL926 - available0112/2///61987#ABL927 - not available0112/2///61987#ABI407 - others |  | 0112/2///61987#ABH691 - Low flow cut-off | 0112/2///61987#ABA000 |  |  |  | Standard |  | IEC 61987 |  | SC65E – IEC 61987 | 0112/2///61987#ABI406 - empty_property | C00091 |  | 0112-2---61987#ABH692 | https://cdd.iec.ch/cdd/iec61987/iec61987.nsf/PropertiesAllVersions/0112-2---61987%23ABH692
0112/2///61987#ABO096 | 001 | 01 | 0112/2///61987#ABO096#001 | reference document of company |  |  |  |  | alphanumeric character sequence identifying a document issued by the company | [5 empty] | STRING_TYPE |  |  |  |  | NON_DEPENDENT_P_DET | [5 empty] | 0112/2///61987#ABP298 - Reference document | 0112/2///61987#ABA000 |  |  |  | Standard |  | IEC 61987 | IEC | IEC SC65E | - | C00112 | 001-01 (2022-06-28 13:02:00 by BATCH 00000794) standard | 0112-2---61987#ABO096 | https://cdd.iec.ch/cdd/iec61987/iec61987.nsf/PropertiesAllVersions/0112-2---61987%23ABO096
0112/2///61987#ABF816 | 001 | 01 | 0112/2///61987#ABF816#001 | reference to Capsule of nuclear source |  |  |  |  | reference to block ABF464 | [5 empty] | CLASS_REFERENCE_TYPE(0112/2///61987#ABF464) 0112/2///61987#ABF464 - Capsule of nuclear source |  |  |  |  | NON_DEPENDENT_P_DET | [5 empty] | 0112/2///61987#ABF463 - Nuclear source | 0112/2///61987#ABA000 |  |  |  | Standard |  | IEC 61987 | IEC | SC65E | - | C00018 | 001-01 (2018-03-28 07:27:09 by BATCH 00000762) standard | 0112-2---61987#ABF816 | https://cdd.iec.ch/cdd/iec61987/iec61987.nsf/PropertiesAllVersions/0112-2---61987%23ABF816
0112/2///61987#ABP078 | 001 | 01 | 0112/2///61987#ABP078#001 | set line fault monitoring |  |  |  |  | setting of line fault monitoring | [5 empty] | BOOLEAN_TYPE |  |  |  |  | NON_DEPENDENT_P_DET | [5 empty] | 0112/2///61987#ABC091 - Analog current output parameters0112/2///61987#ABP015 - Analog current input parameters [I/O module]0112/2///61987#ABP019 - Analog voltage input parameters [I/O module]0112/2///61987#ABP023 - Binary powered output | 0112/2///61987#ABA000 |  |  |  | Standard |  | IEC 61987 | IEC | IEC/SC 65E | - | C00128 | 001-01 (2023-01-23 14:53:51 by BATCH 00000807) standard | 0112-2---61987#ABP078 | https://cdd.iec.ch/cdd/iec61987/iec61987.nsf/PropertiesAllVersions/0112-2---61987%23ABP078
0112/2///61987#ABO092 | 001 | 01 | 0112/2///61987#ABO092#001 | standards organization |  |  |  |  | non-governmental, national or international organization whose primary function is to develop, issue and maintain technical standards | [5 empty] | ENUM_CODE_TYPE(0112/2///61987#ABO127) |  |  |  |  | DEPENDENT_P_DET |  |  | 0112/2///61987#ABO127 | 0112/2///61987#ABO380 - Association Française de Normalisation0112/2///61987#ABO381 - American National Standards Institut0112/2///61987#ABO382 - British Standards Institute0112/2///61987#ABO383 - European Committee for Standardization0112/2///61987#ABO384 - European Committee for Electrotechnical Standardization0112/2///61987#ABO385 - Canadian Standardization Organisation0112/2///61987#ABO386 - Deutsche Institut für Normung0112/2///61987#ABO387 - Euro-Asian Council for Standardization, Metrology and Certification0112/2///61987#ABO388 - European Telecommunications Standards Institute0112/2///61987#ABO389 - International Electrotechnical Commission0112/2///61987#ABO390 - Institute of Electrical and Electronics Engineers0112/2///61987#ABO391 - International Organization for Standardization0112/2///61987#ABO392 - International Telecommunication Union0112/2///61987#ABO393 - Japanese Industrial Standards Committee0112/2///61987#ABO394 - Standardization Administration of the P.R.C.0112/2///61987#ABI407 - others |  | 0112/2///61987#ABH515 - Certificate or approval | 0112/2///61987#ABA000 |  |  |  | Standard |  | IEC 61987 | IEC | IEC SC65E | 0112/2///61987#ABI406 - empty_property | C00112 | 001-01 (2022-06-28 13:02:00 by BATCH 00000794) standard | 0112-2---61987#ABO092 | https://cdd.iec.ch/cdd/iec61987/iec61987.nsf/PropertiesAllVersions/0112-2---61987%23ABO092
0112/2///61987#ABE301 | 002 | 01 | 0112/2///61987#ABE301#002 | reference to Vapor phase [valves] |  |  |  |  | reference to block ABE045 | [5 empty] | CLASS_REFERENCE_TYPE(0112/2///61987#ABE045) 0112/2///61987#ABE045 - Vapor phase [valves] |  |  |  |  | NON_DEPENDENT_P_DET | [5 empty] | 0112/2///61987#ABD988 - Process conditions at the inlet0112/2///61987#ABD989 - Process conditions at the outlet | 0112/2///61987#ABA000 |  |  |  | Standard |  |  |  |  | - | C00004 |  | 0112-2---61987#ABE301 | https://cdd.iec.ch/cdd/iec61987/iec61987.nsf/PropertiesAllVersions/0112-2---61987%23ABE301
0112/2///61987#ABJ721 | 001 | 01 | 0112/2///61987#ABJ721#001 | ALARM_DELAY |  |  |  |  | parameter, setting the time in seconds an alarm is delayed | [5 empty] | REAL_TYPE |  |  |  |  | NON_DEPENDENT_P_DET | [5 empty] | 0112/2///61987#ABI711 - Standard parameters | 0112/2///61987#ABA000 |  |  |  | Standard |  |  |  | SC65E – IEC 61987 | - | C00019 | 001-01 (2019-03-08 15:35:34 by BATCH 00000766) standard | 0112-2---61987#ABJ721 | https://cdd.iec.ch/cdd/iec61987/iec61987.nsf/PropertiesAllVersions/0112-2---61987%23ABJ721
0112/2///61987#ABC773 | 001 | 01 | 0112/2///61987#ABC773#001 | reference to Binary input IEC 60947-5-6 (NAMUR) |  |  |  |  | reference to block ABC143 | [5 empty] | CLASS_REFERENCE_TYPE(0112/2///61987#ABC143) 0112/2///61987#ABC143 - Binary input IEC 60947-5-6 (NAMUR) |  |  |  |  | NON_DEPENDENT_P_DET | [5 empty] | 0112/2///61987#ABP044 - Input [I/O module] | 0112/2///61987#ABA000 |  |  |  | Standard |  | IEC 61987 | IEC | IEC/SC 65E | - | C00128 | 001-01 (2023-01-23 14:53:51 by BATCH 00000807) standard | 0112-2---61987#ABC773 | https://cdd.iec.ch/cdd/iec61987/iec61987.nsf/PropertiesAllVersions/0112-2---61987%23ABC773
0112/2///61987#ABA282 | 004 | 01 | 0112/2///61987#ABA282#004 | number of fieldbus certificates |  |  |  |  | @number of fieldbus certificates |  | cardinality property |  |  |  | INT_TYPE |  |  |  |  | CONDITION_DET | [5 empty] | 0112/2///61987#ABC156 - Certificates and approvals0112/2///61987#ABD818 - Certificates and approvals [3]0112/2///61987#ABE718 - Certificates and approvals [4]0112/2///61987#ABE720 - Certificates and approvals [5] | 0112/2///61987#ABA000 |  |  |  | Standard |  |  |  | SC65E – IEC 61987 | - | C00004 |  | 0112-2---61987#ABA282 | https://cdd.iec.ch/cdd/iec61987/iec61987.nsf/PropertiesAllVersions/0112-2---61987%23ABA282
0112/2///61987#ABB927 | 004 | 01 | 0112/2///61987#ABB927#004 | maximum permissible power |  |  |  |  | highest power that is allowed to be consumed by a device circuit |  |  | W |  |  | REAL_MEASURE_TYPE |  |  |  |  | NON_DEPENDENT_P_DET | [5 empty] | 0112/2///61987#ABC581 - Restricted electrical parameters | 0112/2///61987#ABA000 | 0112/2///62720#UAA306 - watt |  | 0112/2///61987#ABT525 - Power | Standard |  |  |  | SC65E – IEC 61987 | - | C00004 |  | 0112-2---61987#ABB927 | https://cdd.iec.ch/cdd/iec61987/iec61987.nsf/PropertiesAllVersions/0112-2---61987%23ABB927
0112/2///61987#ABA486 | 001 | 02 | 0112/2///61987#ABA486#001 | DIP switch element(s) providing the subfunction |  |  |  |  | alphanumeric character sequence identifying an element or elements of a DIP switch providing a subfunction | [5 empty] | STRING_TYPE |  |  |  |  | NON_DEPENDENT_P_DET | [5 empty] | 0112/2///61987#ABC647 - Subfunction of DIP switch | 0112/2///61987#ABA000 |  |  |  | Standard |  |  |  | SC65E – IEC 61987 | - | C00004 |  | 0112-2---61987#ABA486 | https://cdd.iec.ch/cdd/iec61987/iec61987.nsf/PropertiesAllVersions/0112-2---61987%23ABA486
0112/2///61987#ABC009 | 002 | 01 | 0112/2///61987#ABC009#002 | position of pointer pivot |  |  |  |  | position of the pivot of a pointer with respect to the indicator scale | [5 empty] | ENUM_CODE_TYPE(0112/2///61987#ABL333) |  |  |  |  | DEPENDENT_P_DET |  |  | 0112/2///61987#ABL333 | 0112/2///61987#ABM077 - center bottom/center top0112/2///61987#ABM078 - center left/center right0112/2///61987#ABM079 - left bottom corner/right bottom corner/left top corner/right top corner0112/2///61987#ABM080 - center0112/2///61987#ABI407 - others |  | 0112/2///61987#ABD472 - Pointer | 0112/2///61987#ABA000 |  |  |  | Standard |  |  |  | SC65E – IEC 61987 | 0112/2///61987#ABI406 - empty_property | C00091 |  | 0112-2---61987#ABC009 | https://cdd.iec.ch/cdd/iec61987/iec61987.nsf/PropertiesAllVersions/0112-2---61987%23ABC009
0112/2///61987#ABP268 | 001 | 01 | 0112/2///61987#ABP268#001 | reference to Reference ambient conditions [I/O module] |  |  |  |  | reference to block ABP064 | [5 empty] | CLASS_REFERENCE_TYPE(0112/2///61987#ABP064) 0112/2///61987#ABP064 - Reference ambient conditions [I/O module] |  |  |  |  | NON_DEPENDENT_P_DET | [5 empty] | 0112/2///61987#ABP065 - Reference conditions for the performance variable [I/O module]0112/2///61987#ABP066 - Reference conditions of the device [I/O module] | 0112/2///61987#ABA000 |  |  |  | Standard |  | IEC 61987 | IEC | IEC/SC 65E | - | C00128 | 001-01 (2023-01-23 14:53:53 by BATCH 00000807) standard | 0112-2---61987#ABP268 | https://cdd.iec.ch/cdd/iec61987/iec61987.nsf/PropertiesAllVersions/0112-2---61987%23ABP268
0112/2///61987#ABC876 | 002 | 01 | 0112/2///61987#ABC876#002 | reference to Flowtube assembly |  |  |  |  | reference to block ABC246 | [5 empty] | CLASS_REFERENCE_TYPE(0112/2///61987#ABC246) 0112/2///61987#ABC246 - Flowtube assembly |  |  |  |  | NON_DEPENDENT_P_DET | [5 empty] | 0112/2///61987#ABC604 - Structural design [coriolis mass flow transmitter]0112/2///61987#ABC605 - Structural design [swirl flow transmitter]0112/2///61987#ABC606 - Structural design [electromagnetic flow transmitter]0112/2///61987#ABC608 - Structural design [orifice/differential pressure flow transmitter]0112/2///61987#ABC611 - Structural design [thermal mass flow transmitter]0112/2///61987#ABC613 - Structural design [ultrasonic flow transmitter]0112/2///61987#ABC614 - Structural design [variable area flow transmitter/gauge]0112/2///61987#ABC615 - Structural design [vortex flow transmitter]0112/2///61987#ABG444 - Structural design [vibrating tube density transmitter]0112/2///61987#ABG445 - Structural design [radiometric density transmitter]0112/2///61987#ABG447 - Structural design [ultrasonic density transmitter]0112/2///61987#ABG448 - Structural design [microwave density transmitter] | 0112/2///61987#ABA000 |  |  |  | Standard |  |  |  | SC65E – IEC 61987 | - | C00004 |  | 0112-2---61987#ABC876 | https://cdd.iec.ch/cdd/iec61987/iec61987.nsf/PropertiesAllVersions/0112-2---61987%23ABC876
0112/2///61987#ABB204 | 001 | 04 | 0112/2///61987#ABB204#001 | assigned upper range-value of thermocouple input signal | upper range-value |  |  |  | upper range end-value that has been configured at the factory |  |  | °C |  |  | REAL_MEASURE_TYPE |  |  |  |  | NON_DEPENDENT_P_DET | [5 empty] | 0112/2///61987#ABC652 - Thermocouple input0112/2///61987#ABP075 - Thermocouple input [I/O module] | 0112/2///61987#ABA000 | 0112/2///62720#UAA033 - degree Celsius |  | 0112/2///61987#ABT514 - Temperature | Standard |  |  |  | SC65E – IEC 61987 | - | C00004 |  | 0112-2---61987#ABB204 | https://cdd.iec.ch/cdd/iec61987/iec61987.nsf/PropertiesAllVersions/0112-2---61987%23ABB204
0112/2///61987#ABH762 | 001 | 01 | 0112/2///61987#ABH762#001 | reference to Output values of density |  |  |  |  | reference to block ABH650 | [5 empty] | CLASS_REFERENCE_TYPE(0112/2///61987#ABH650) 0112/2///61987#ABH650 - Output values of density |  |  |  |  | NON_DEPENDENT_P_DET | [5 empty] | 0112/2///61987#ABH632 - Calibration point of density | 0112/2///61987#ABA000 |  |  |  | Standard |  | IEC 61987 |  | SC65E – IEC 61987 | - | C00018 | 001-01 (2019-03-08 15:35:30 by BATCH 00000766) standard | 0112-2---61987#ABH762 | https://cdd.iec.ch/cdd/iec61987/iec61987.nsf/PropertiesAllVersions/0112-2---61987%23ABH762
0112/2///61987#ABA587 | 005 | 01 | 0112/2///61987#ABA587#005 | GTIN code |  |  |  |  | bar code number that identifies the device based on the Global Trade Item Number system | GTIN replaces the former EAN |  |  |  |  | STRING_TYPE |  |  |  |  | NON_DEPENDENT_P_DET | [5 empty] | 0112/2///61987#ABC330 - Manufacturer identification0112/2///61987#ABC269 - Identification | 0112/2///61987#ABA000 |  |  |  | Standard |  |  |  | SC65E – IEC 61987 | - | C00004 |  | 0112-2---61987#ABA587 | https://cdd.iec.ch/cdd/iec61987/iec61987.nsf/PropertiesAllVersions/0112-2---61987%23ABA587
0112/2///61987#ABC760 | 001 | 05 | 0112/2///61987#ABC760#001 | reference to Auxiliary input [5] |  |  |  |  | reference to block ABC130 | [5 empty] | CLASS_REFERENCE_TYPE(0112/2///61987#ABC130) 0112/2///61987#ABC130 - Auxiliary input [5] |  |  |  |  | DEPENDENT_P_DET | [5 empty] | 0112/2///61987#ABC294 - Input [5] | 0112/2///61987#ABA000 |  |  |  | Standard |  | IEC 61987 | IEC | IEC SC65E | 0112/2///61987#ABA340 - number of auxiliary inputs | C00112 |  | 0112-2---61987#ABC760 | https://cdd.iec.ch/cdd/iec61987/iec61987.nsf/PropertiesAllVersions/0112-2---61987%23ABC760
0112/2///61987#ABA492 | 001 | 02 | 0112/2///61987#ABA492#001 | function of hardware configuration element |  |  |  |  | purpose for which the hardware configuration element is provided | [5 empty] | STRING_TYPE |  |  |  |  | NON_DEPENDENT_P_DET | [5 empty] | 0112/2///61987#ABC468 - Other hardware configuration element | 0112/2///61987#ABA000 |  |  |  | Standard |  |  |  | SC65E – IEC 61987 | - | C00004 |  | 0112-2---61987#ABA492 | https://cdd.iec.ch/cdd/iec61987/iec61987.nsf/PropertiesAllVersions/0112-2---61987%23ABA492
0112/2///61987#ABH009 | 001 | 01 | 0112/2///61987#ABH009#001 | reference to Structural design [separate density transmitter] |  |  |  |  | reference to block ABG449 | [5 empty] | CLASS_REFERENCE_TYPE(0112/2///61987#ABG449) 0112/2///61987#ABG449 - Structural design [separate density transmitter] |  |  |  |  | NON_DEPENDENT_P_DET | [5 empty] | 0112/2///61987#ABG404 - Mechanical and electrical construction [separate density transmitter] | 0112/2///61987#ABA000 |  |  |  | Standard |  | IEC 61987 | IEC | SC65E | - | C00017 | 001-01 (2018-03-28 07:27:12 by BATCH 00000762) standard | 0112-2---61987#ABH009 | https://cdd.iec.ch/cdd/iec61987/iec61987.nsf/PropertiesAllVersions/0112-2---61987%23ABH009
0112/2///61987#ABB576 | 002 | 02 | 0112/2///61987#ABB576#002 | set span for mass |  |  |  |  | difference between the upper and lower range value of mass to which a mass measurement instrument is adjusted |  |  | kg |  |  | REAL_MEASURE_TYPE |  |  |  |  | NON_DEPENDENT_P_DET | [5 empty] | 0112/2///61987#ABC117 - Assigned totalized value range for mass and for volume0112/2///61987#ABE876 - Assigned mass range | 0112/2///61987#ABA000 | 0112/2///62720#UAA594 - kilogram |  | 0112/2///61987#ABT546 - Mass | Standard |  | IEC 61987 | IEC | IEC SC65E | - | C00112 |  | 0112-2---61987#ABB576 | https://cdd.iec.ch/cdd/iec61987/iec61987.nsf/PropertiesAllVersions/0112-2---61987%23ABB576
0112/2///61987#ABF698 | 001 | 01 | 0112/2///61987#ABF698#001 | reference to Structural design of a bypass/measuring chamber |  |  |  |  | reference to block ABF023 | [5 empty] | CLASS_REFERENCE_TYPE(0112/2///61987#ABF023) 0112/2///61987#ABF023 - Structural design of a bypass/measuring chamber |  |  |  |  | NON_DEPENDENT_P_DET | [5 empty] | 0112/2///61987#ABG408 - Structural design [displacer level transmitter/switch]0112/2///61987#ABG410 - Structural design [float level transmitter/switch]0112/2///61987#ABG413 - Structural design [magnetic level gauge]0112/2///61987#ABG427 - Structural design [sight level indicator]0112/2///61987#ABG428 - Structural design [sight level gauge]0112/2///61987#ABG431 - Structural design [bypass/measuring chamber] | 0112/2///61987#ABA000 |  |  |  | Standard |  | IEC 61987 | IEC | SC65E | - | C00018 | 001-01 (2018-03-28 07:27:08 by BATCH 00000762) standard | 0112-2---61987#ABF698 | https://cdd.iec.ch/cdd/iec61987/iec61987.nsf/PropertiesAllVersions/0112-2---61987%23ABF698
0112/2///61987#ABI523 | 002 | 01 | 0112/2///61987#ABI523#002 | designation |  |  |  |  | plain text characterizing facts or situations | [5 empty] | ENUM_CODE_TYPE(0112/2///61987#ABL357) |  |  |  |  | DEPENDENT_P_DET |  |  | 0112/2///61987#ABL357 | 0112/2///61987#ABM149 - declaration of decontamination0112/2///61987#ABI407 - others |  | 0112/2///61987#ABI475 - Disposal concept0112/2///61987#ABI476 - Installation requirement0112/2///61987#ABI479 - Regular maintenance/service0112/2///61987#ABI480 - Maintenance/service requirement0112/2///61987#ABI482 - Regular inspection0112/2///61987#ABI483 - Inspection requirement0112/2///61987#ABI484 - Event triggered inspection0112/2///61987#ABI485 - Event triggered maintenance/service0112/2///61987#ABI486 - safety instruction0112/2///61987#ABI487 - Repair concept0112/2///61987#ABI488 - Commissioning requirement0112/2///61987#ABI489 - Decommissioning requirement | 0112/2///61987#ABA000 |  |  |  | Standard |  |  |  | SC65E – IEC 61987 | 0112/2///61987#ABI406 - empty_property | C00091 |  | 0112-2---61987#ABI523 | https://cdd.iec.ch/cdd/iec61987/iec61987.nsf/PropertiesAllVersions/0112-2---61987%23ABI523
0112/2///61987#ABI399 | 001 | 01 | 0112/2///61987#ABI399#001 | reference to HART burst mode parameters |  |  |  |  | reference to block ABH919 | [5 empty] | CLASS_REFERENCE_TYPE(0112/2///61987#ABH919) 0112/2///61987#ABH919 - HART burst mode parameters |  |  |  |  | NON_DEPENDENT_P_DET | [5 empty] | 0112/2///61987#ABH911 - HART configuration parameter | 0112/2///61987#ABA000 |  |  |  | Standard |  |  |  | SC65E – IEC 61987 | - | C00004 | 001-01 (2018-03-28 07:27:17 by BATCH 00000762) standard | 0112-2---61987#ABI399 | https://cdd.iec.ch/cdd/iec61987/iec61987.nsf/PropertiesAllVersions/0112-2---61987%23ABI399
0112/2///61987#ABA190 | 001 | 02 | 0112/2///61987#ABA190#001 | totalizer unit |  |  |  |  | units of measure of a totalizer | [5 empty] | STRING_TYPE |  |  |  |  | NON_DEPENDENT_P_DET | [5 empty] | 0112/2///61987#ABC040 - Totalizer indicator [2] | 0112/2///61987#ABA000 |  |  |  | Standard |  |  |  | SC65E – IEC 61987 | - | C00004 |  | 0112-2---61987#ABA190 | https://cdd.iec.ch/cdd/iec61987/iec61987.nsf/PropertiesAllVersions/0112-2---61987%23ABA190
0112/2///61987#ABA365 | 001 | 04 | 0112/2///61987#ABA365#001 | lower range-value of volume | lower range-value |  |  |  | volume value assigned to the lower range end-value of the input or output signal |  |  | m³ |  |  | REAL_MEASURE_TYPE |  |  |  |  | NON_DEPENDENT_P_DET | [5 empty] | 0112/2///61987#ABC117 - Assigned totalized value range for mass and for volume0112/2///61987#ABE877 - Assigned volume range | 0112/2///61987#ABA000 | 0112/2///62720#UAA757 - metre cubed |  | 0112/2///61987#ABT505 - Volume | Standard |  |  |  | SC65E – IEC 61987 | - | C00004 |  | 0112-2---61987#ABA365 | https://cdd.iec.ch/cdd/iec61987/iec61987.nsf/PropertiesAllVersions/0112-2---61987%23ABA365
0112/2///61987#ABU416 | 004 | 01 | 0112/2///61987#ABU416#004 | reference to Computer |  |  |  |  | reference to block ABC166 |  | Id specified in IEC61987-12/-13: ABC796 |  |  |  | CLASS_REFERENCE_TYPE(0112/2///61987#ABC166) 0112/2///61987#ABC166 - Computer |  |  |  |  | DEPENDENT_P_DET | [5 empty] | 0112/2///61987#ABC646 - Style of parametrization | 0112/2///61987#ABA000 |  |  |  | Standard |  |  |  | SC65E – IEC 61987 | 0112/2///61987#ABU392 - parametrization interface type | C00004 |  | 0112-2---61987#ABU416 | https://cdd.iec.ch/cdd/iec61987/iec61987.nsf/PropertiesAllVersions/0112-2---61987%23ABU416
0112/2///61987#ABB953 | 005 | 01 | 0112/2///61987#ABB953#005 | functional safety approval body |  |  |  |  | agency that has approved the usage of a device in an IEC 61511 application | [5 empty] | STRING_TYPE |  |  |  |  | NON_DEPENDENT_P_DET | [5 empty] | 0112/2///61987#ABC258 - Functional safety approval | 0112/2///61987#ABA000 |  |  |  | Standard |  |  |  | SC65E – IEC 61987 | - | C00004 |  | 0112-2---61987#ABB953 | https://cdd.iec.ch/cdd/iec61987/iec61987.nsf/PropertiesAllVersions/0112-2---61987%23ABB953
0112/2///61987#ABH235 | 001 | 02 | 0112/2///61987#ABH235#001 | maximum diameter |  |  |  |  | highest diameter of an object that may occur |  |  | mm |  |  | REAL_MEASURE_TYPE |  |  |  |  | NON_DEPENDENT_P_DET | [5 empty] | 0112/2///61987#ABH233 - Dimensions of target | 0112/2///61987#ABA000 | 0112/2///62720#UAA862 - millimetre |  | 0112/2///61987#ABT548 - Length short | Standard |  | IEC 61987 | IEC | SC65E | - | C00019 |  | 0112-2---61987#ABH235 | https://cdd.iec.ch/cdd/iec61987/iec61987.nsf/PropertiesAllVersions/0112-2---61987%23ABH235
0112/2///61987#ABU276 | 001 | 03 | 0112/2///61987#ABU276#001 | reference to Analog voltage output [2] |  |  |  |  | reference to block ABC096 |  | Id specified in IEC61987-12/-13: ABC726 |  |  |  | CLASS_REFERENCE_TYPE(0112/2///61987#ABC096) 0112/2///61987#ABC096 - Analog voltage output [2] |  |  |  |  | DEPENDENT_P_DET | [5 empty] | 0112/2///61987#ABC666 - Type of output [3] | 0112/2///61987#ABA000 |  |  |  | Standard |  |  |  | SC65E – IEC 61987 | 0112/2///61987#ABU273 - output type [3] | C00004 |  | 0112-2---61987#ABU276 | https://cdd.iec.ch/cdd/iec61987/iec61987.nsf/PropertiesAllVersions/0112-2---61987%23ABU276
0112/2///61987#ABF169 | 002 | 01 | 0112/2///61987#ABF169#002 | style of sonic probe |  |  |  |  | classification of the sonic probe of an ultrasonic level measurement assembly according to its mechanical design | [5 empty] | ENUM_CODE_TYPE(0112/2///61987#ABN765) |  |  |  |  | DEPENDENT_P_DET |  |  | 0112/2///61987#ABN765 | 0112/2///61987#ABN796 - hermetically sealed0112/2///61987#ABN797 - hermetically sealed with integral temperature compensation0112/2///61987#ABN798 - with bell mouth0112/2///61987#ABN799 - without bell mouth0112/2///61987#ABI407 - others |  | 0112/2///61987#ABF168 - Sonic probe | 0112/2///61987#ABA000 |  |  |  | Standard |  | IEC 61987 | IEC | SC65E | 0112/2///61987#ABI406 - empty_property | C00092 |  | 0112-2---61987#ABF169 | https://cdd.iec.ch/cdd/iec61987/iec61987.nsf/PropertiesAllVersions/0112-2---61987%23ABF169
0112/2///61987#ABG874 | 001 | 01 | 0112/2///61987#ABG874#001 | reference to Influence of external quantities expressed as a percentage [4] |  |  |  |  | reference to block ABG314 | [5 empty] | CLASS_REFERENCE_TYPE(0112/2///61987#ABG314) 0112/2///61987#ABG314 - Influence of external quantities expressed as a percentage [4] |  |  |  |  | NON_DEPENDENT_P_DET | [5 empty] | 0112/2///61987#ABG353 - Accuracy expressed as a percentage [5] | 0112/2///61987#ABA000 |  |  |  | Standard |  | IEC 61987 | IEC | SC65E | - | C00017 | 001-01 (2018-03-28 07:27:11 by BATCH 00000762) standard | 0112-2---61987#ABG874 | https://cdd.iec.ch/cdd/iec61987/iec61987.nsf/PropertiesAllVersions/0112-2---61987%23ABG874
0112/2///61987#ABB781 | 005 | 01 | 0112/2///61987#ABB781#005 | base temperature |  |  |  |  | temperature used to calculate variables to reference conditions |  |  | °C |  |  | REAL_MEASURE_TYPE |  |  |  |  | NON_DEPENDENT_P_DET | [5 empty] | 0112/2///61987#ABC136 - Base conditions0112/2///61987#ABC180 - Density measurement0112/2///61987#ABC211 - Dynamic viscosity measurement0112/2///61987#ABD808 - Base conditions [2]0112/2///61987#ABE562 - Parameters of restriction orifice/diffuser0112/2///61987#ABE784 - Concentration measurement0112/2///61987#ABE788 - Volume fraction measurement0112/2///61987#ABE812 - Level measurement0112/2///61987#ABE816 - Volume measurement0112/2///61987#ABE820 - Mass measurement0112/2///61987#ABE823 - Degree of filling measurement0112/2///61987#ABE871 - Point level measurement0112/2///61987#ABE888 - Ullage measurement0112/2///61987#ABF570 - Mass fraction measurement0112/2///61987#ABG359 - Density measurement [2]0112/2///61987#ABC079 - Actual volume flow measurement0112/2///61987#ABC337 - Mass flow measurement0112/2///61987#ABC456 - Normalized volume flow measurement0112/2///61987#ABD488 - Flow velocity measurement0112/2///61987#ABC475 - Other variable0112/2///61987#ABC520 - Pneumatic/hydraulic supply [2] | 0112/2///61987#ABA000 | 0112/2///62720#UAA033 - degree Celsius |  | 0112/2///61987#ABT514 - Temperature | Standard |  |  |  | SC65E – IEC 61987 | - | C00004 |  | 0112-2---61987#ABB781 | https://cdd.iec.ch/cdd/iec61987/iec61987.nsf/PropertiesAllVersions/0112-2---61987%23ABB781
0112/2///61987#ABH034 | 001 | 01 | 0112/2///61987#ABH034#001 | reference to Process design conditions [density] |  |  |  |  | reference to block ABG474 | [5 empty] | CLASS_REFERENCE_TYPE(0112/2///61987#ABG474) 0112/2///61987#ABG474 - Process design conditions [density] |  |  |  |  | NON_DEPENDENT_P_DET | [5 empty] | 0112/2///61987#ABG469 - Operating conditions for device design [density] | 0112/2///61987#ABA000 |  |  |  | Standard |  | IEC 61987 | IEC | SC65E | - | C00017 | 001-01 (2018-03-28 07:27:13 by BATCH 00000762) standard | 0112-2---61987#ABH034 | https://cdd.iec.ch/cdd/iec61987/iec61987.nsf/PropertiesAllVersions/0112-2---61987%23ABH034
0112/2///61987#ABA458 | 004 | 01 | 0112/2///61987#ABA458#004 | electrical service life |  |  |  |  | number of switching events for which a relay was designed | [5 empty] | INT_TYPE |  |  |  |  | NON_DEPENDENT_P_DET | [5 empty] | 0112/2///61987#ABC144 - Binary relay output | 0112/2///61987#ABA000 |  |  |  | Standard |  |  |  | SC65E – IEC 61987 | - | C00091 |  | 0112-2---61987#ABA458 | https://cdd.iec.ch/cdd/iec61987/iec61987.nsf/PropertiesAllVersions/0112-2---61987%23ABA458
0112/2///61987#ABP199 | 001 | 01 | 0112/2///61987#ABP199#001 | setting of frequency alarm function |  |  |  |  | meaning of an alarm function resulting from a frequency for a given value of frequency | [5 empty] | ENUM_CODE_TYPE(0112/2///61987#ABP314) |  |  |  |  | DEPENDENT_P_DET |  |  | 0112/2///61987#ABP314 | 0112/2///61987#ABM627 - high0112/2///61987#ABM625 - low0112/2///61987#ABP356 - high and low0112/2///61987#ABI407 - others |  | 0112/2///61987#ABC254 - Frequency signal on alarm | 0112/2///61987#ABA000 |  |  |  | Standard |  | IEC 61987 | IEC | IEC/SC 65E | 0112/2///61987#ABI406 - empty_property | C00128 | 001-01 (2023-01-23 14:53:53 by BATCH 00000807) standard | 0112-2---61987#ABP199 | https://cdd.iec.ch/cdd/iec61987/iec61987.nsf/PropertiesAllVersions/0112-2---61987%23ABP199
0112/2///61987#ABB523 | 002 | 01 | 0112/2///61987#ABB523#002 | location of drain hole |  |  |  |  | location of a drain hole in a pipe, flange, union or orifice plate | [5 empty] | ENUM_CODE_TYPE(0112/2///61987#ABL314) |  |  |  |  | DEPENDENT_P_DET |  |  | 0112/2///61987#ABL314 | 0112/2///61987#ABL996 - bottom0112/2///61987#ABL997 - lateral0112/2///61987#ABI407 - others |  | 0112/2///61987#ABC681 - Vent/Drain holes | 0112/2///61987#ABA000 |  |  |  | Standard |  |  |  | SC65E – IEC 61987 | 0112/2///61987#ABI406 - empty_property | C00091 |  | 0112-2---61987#ABB523 | https://cdd.iec.ch/cdd/iec61987/iec61987.nsf/PropertiesAllVersions/0112-2---61987%23ABB523
0112/2///61987#ABA621 | 007 | 01 | 0112/2///61987#ABA621#007 | minimum ambient temperature |  |  |  |  | lowest ambient temperature for which a device is or should be designed to operate within its specified limits |  |  | °C |  |  | REAL_MEASURE_TYPE |  |  |  |  | NON_DEPENDENT_P_DET | [5 empty] | 0112/2///61987#ABC082 - Ambient temperature0112/2///61987#ABC238 - Explosion protection permissible temperature0112/2///61987#ABD509 - Normal environmental conditions [1]0112/2///61987#ABD945 - Normal environmental design conditions [3]0112/2///61987#ABE367 - Normal environmental conditions [4]0112/2///61987#ABE371 - Normal environmental conditions [3]0112/2///61987#ABE588 - Normal environmental conditions [5]0112/2///61987#ABE710 - Normal environmental conditions [6] | 0112/2///61987#ABA000 | 0112/2///62720#UAA033 - degree Celsius |  | 0112/2///61987#ABT514 - Temperature | Standard |  |  |  | SC65E – IEC 61987 | - | C00004 |  | 0112-2---61987#ABA621 | https://cdd.iec.ch/cdd/iec61987/iec61987.nsf/PropertiesAllVersions/0112-2---61987%23ABA621
0112/2///61987#ABP149 | 001 | 01 | 0112/2///61987#ABP149#001 | minimum closed-contact current | minimum current when contact is ON |  |  |  | minimum current flowing when an external contact is closed |  |  | mA |  |  | REAL_MEASURE_TYPE |  |  |  |  | NON_DEPENDENT_P_DET | [5 empty] | 0112/2///61987#ABP028 - Electrical data for no-voltage contact input | 0112/2///61987#ABA000 | 0112/2///62720#UAA775 - milliampere |  | 0112/2///61987#ABT567 - Electrical current | Standard |  | IEC 61987 | IEC | IEC/SC 65E | - | C00128 | 001-01 (2023-01-23 14:53:52 by BATCH 00000807) standard | 0112-2---61987#ABP149 | https://cdd.iec.ch/cdd/iec61987/iec61987.nsf/PropertiesAllVersions/0112-2---61987%23ABP149
0112/2///61987#ABA059 | 004 | 01 | 0112/2///61987#ABA059#004 | number of baud rate settings |  |  |  |  | @number of baud rate settings |  | cardinality property |  |  |  | INT_TYPE |  |  |  |  | CONDITION_DET | [5 empty] | 0112/2///61987#ABC511 - Physical layer | 0112/2///61987#ABA000 |  |  |  | Standard |  |  |  | SC65E – IEC 61987 | - | C00004 |  | 0112-2---61987#ABA059 | https://cdd.iec.ch/cdd/iec61987/iec61987.nsf/PropertiesAllVersions/0112-2---61987%23ABA059
0112/2///61987#ABB962 | 001 | 04 | 0112/2///61987#ABB962#001 | thermal coefficient of expansion |  |  |  |  | relative change of volume of a liquid, solid or gas per unit temperature change |  |  | 1/°C |  |  | REAL_MEASURE_TYPE |  |  |  |  | NON_DEPENDENT_P_DET | [5 empty] | 0112/2///61987#ABC577 - Remote seal fill fluid | 0112/2///61987#ABA000 | 0112/2///62720#UAB840 - reciprocal degree Celsius |  | 0112/2///61987#ABT577 - Coefficient of expansion | Standard |  |  |  | SC65E – IEC 61987 | - | C00004 |  | 0112-2---61987#ABB962 | https://cdd.iec.ch/cdd/iec61987/iec61987.nsf/PropertiesAllVersions/0112-2---61987%23ABB962
0112/2///61987#ABU412 | 001 | 03 | 0112/2///61987#ABU412#001 | reference to Absolute performance for temperature |  |  |  |  | reference to block ABC065 |  | Id specified in IEC61987-12/-13: ABC695 |  |  |  | CLASS_REFERENCE_TYPE(0112/2///61987#ABC065) 0112/2///61987#ABC065 - Absolute performance for temperature |  |  |  |  | DEPENDENT_P_DET | [5 empty] | 0112/2///61987#ABC675 - Type of performance variable [5] | 0112/2///61987#ABA000 |  |  |  | Standard |  |  |  | SC65E – IEC 61987 | 0112/2///61987#ABU391 - performance variable type [5] | C00004 |  | 0112-2---61987#ABU412 | https://cdd.iec.ch/cdd/iec61987/iec61987.nsf/PropertiesAllVersions/0112-2---61987%23ABU412
0112/2///61987#ABD648 | 002 | 01 | 0112/2///61987#ABD648#002 | minimum leakage class/rate |  |  |  |  | Lowest allowable leakage class/rate for a particular control valve application | [5 empty] | STRING_TYPE |  |  |  |  | NON_DEPENDENT_P_DET | [5 empty] | 0112/2///61987#ABD844 - Design conditions for valve body assembly | 0112/2///61987#ABA000 |  |  |  | Standard |  |  |  |  | - | C00004 |  | 0112-2---61987#ABD648 | https://cdd.iec.ch/cdd/iec61987/iec61987.nsf/PropertiesAllVersions/0112-2---61987%23ABD648
0112/2///61987#ABE416 | 001 | 02 | 0112/2///61987#ABE416#001 | reference to Material of surface treatment |  |  |  |  | reference to block ABE415 | [5 empty] | CLASS_REFERENCE_TYPE(0112/2///61987#ABE415) 0112/2///61987#ABE415 - Material of surface coating |  |  |  |  | NON_DEPENDENT_P_DET | [5 empty] | 0112/2///61987#ABE405 - Surface treatment0112/2///61987#ABE407 - Surface treatment of sealing edge | 0112/2///61987#ABA000 |  |  |  | Standard |  |  |  |  | - | C00004 |  | 0112-2---61987#ABE416 | https://cdd.iec.ch/cdd/iec61987/iec61987.nsf/PropertiesAllVersions/0112-2---61987%23ABE416
0112/2///61987#ABA158 | 004 | 01 | 0112/2///61987#ABA158#004 | material of housing |  |  |  |  | material of which a housing is made | [5 empty] | STRING_TYPE |  |  |  |  | NON_DEPENDENT_P_DET | [5 empty] | 0112/2///61987#ABC174 - Connection head0112/2///61987#ABD811 - Body of actuator0112/2///61987#ABF268 - Cooling system0112/2///61987#ABC048 - Transmitter housing [1]0112/2///61987#ABC049 - Transmitter housing [2]0112/2///61987#ABE040 - Transmitter housing [3]0112/2///61987#ABE607 - Solenoid valve housing0112/2///61987#ABF375 - Transmitter/switch housing0112/2///61987#ABP025 - Device housing | 0112/2///61987#ABA000 |  |  |  | Standard |  |  |  | SC65E – IEC 61987 | - | C00004 |  | 0112-2---61987#ABA158 | https://cdd.iec.ch/cdd/iec61987/iec61987.nsf/PropertiesAllVersions/0112-2---61987%23ABA158
0112/2///61987#ABG902 | 001 | 01 | 0112/2///61987#ABG902#001 | reference to Process design ratings [14] |  |  |  |  | reference to block ABG342 | [5 empty] | CLASS_REFERENCE_TYPE(0112/2///61987#ABG342) 0112/2///61987#ABG342 - Process design ratings [14] |  |  |  |  | NON_DEPENDENT_P_DET | [5 empty] | 0112/2///61987#ABV235 - Rated operating conditions [25] | 0112/2///61987#ABA000 |  |  |  | Standard |  | IEC 61987 | IEC | SC65E | - | C00019 | 001-01 (2018-03-28 07:27:11 by BATCH 00000762) standard | 0112-2---61987#ABG902 | https://cdd.iec.ch/cdd/iec61987/iec61987.nsf/PropertiesAllVersions/0112-2---61987%23ABG902
0112/2///61987#ABN600 | 001 | 02 | 0112/2///61987#ABN600#001 | indeterminate status |  |  |  |  | parameter, the value of which indicates that the status of a device can currently not be determined | The reason could be a communication failure, for instance. |  |  |  |  | BOOLEAN_TYPE |  |  |  |  | NON_DEPENDENT_P_DET | [5 empty] | 0112/2///61987#ABN972 - Device diagnostic status | 0112/2///61987#ABA000 |  |  |  | Standard |  | IEC 61987 | IEC | IEC SC65E | - | C00112 |  | 0112-2---61987#ABN600 | https://cdd.iec.ch/cdd/iec61987/iec61987.nsf/PropertiesAllVersions/0112-2---61987%23ABN600
0112/2///61987#ABB512 | 002 | 01 | 0112/2///61987#ABB512#002 | reference standard for type of thermocouple sensor |  |  |  |  | standard to which a thermocouple sensor type refers | [5 empty] | ENUM_CODE_TYPE(0112/2///61987#ABJ763) |  |  |  |  | DEPENDENT_P_DET |  |  | 0112/2///61987#ABJ763 | 0112/2///61987#ABL005 - IEC 605840112/2///61987#ABL006 - DIN 437100112/2///61987#ABL007 - ASTM 9880112/2///61987#ABL008 - JIS C16020112/2///61987#ABI407 - others |  | 0112/2///61987#ABC652 - Thermocouple input0112/2///61987#ABF399 - Thermocouple/voltage measurement0112/2///61987#ABF419 - Thermocouple0112/2///61987#ABP075 - Thermocouple input [I/O module] | 0112/2///61987#ABA000 |  |  |  | Standard |  |  |  | SC65E – IEC 61987 | 0112/2///61987#ABI406 - empty_property | C00091 |  | 0112-2---61987#ABB512 | https://cdd.iec.ch/cdd/iec61987/iec61987.nsf/PropertiesAllVersions/0112-2---61987%23ABB512
0112/2///61987#ABE711 | 001 | 01 | 0112/2///61987#ABE711#001 | reference to Normal environmental conditions [6] |  |  |  |  | reference to block ABE710 | [5 empty] | CLASS_REFERENCE_TYPE(0112/2///61987#ABE710) 0112/2///61987#ABE710 - Normal environmental conditions [6] |  |  |  |  | NON_DEPENDENT_P_DET | [5 empty] | 0112/2///61987#ABE708 - Environmental design ratings [6] | 0112/2///61987#ABA000 |  |  |  | Standard |  | IEC 61987 | IEC | SC65E | - | C00016 | 001-01 (2018-03-28 07:27:01 by BATCH 00000762) standard | 0112-2---61987#ABE711 | https://cdd.iec.ch/cdd/iec61987/iec61987.nsf/PropertiesAllVersions/0112-2---61987%23ABE711
0112/2///61987#ABH810 | 001 | 01 | 0112/2///61987#ABH810#001 | maximum altitude above mean sea level |  |  |  |  | altitude above mean sea level up to which a device can be stored without permanent impairment of its specified operating characteristics |  |  | m |  |  | REAL_MEASURE_TYPE |  |  |  |  | NON_DEPENDENT_P_DET | [5 empty] | 0112/2///61987#ABH806 - Storage0112/2///61987#ABI413 - Packaging and transportation | 0112/2///61987#ABA000 | 0112/2///62720#UAA726 - metre |  | 0112/2///61987#ABT548 - Length short | Standard |  |  |  | SC65E – IEC 61987 | - | C0018 | 001-01 (2019-03-08 15:35:30 by BATCH 00000766) standard | 0112-2---61987#ABH810 | https://cdd.iec.ch/cdd/iec61987/iec61987.nsf/PropertiesAllVersions/0112-2---61987%23ABH810
0112/2///61987#ABD691 | 002 | 01 | 0112/2///61987#ABD691#002 | quantity of diaphragms |  |  |  |  | number of diaphragms provided in a device | [5 empty] | INT_TYPE |  |  |  |  | NON_DEPENDENT_P_DET | [5 empty] | 0112/2///61987#ABE035 - Structural design of a pressure reducing regulator or back pressure/excess pressure regulator0112/2///61987#ABE611 - Structural design of a filter regulator | 0112/2///61987#ABA000 |  |  |  | Standard |  |  |  |  | - | C00004 |  | 0112-2---61987#ABD691 | https://cdd.iec.ch/cdd/iec61987/iec61987.nsf/PropertiesAllVersions/0112-2---61987%23ABD691
0112/2///61987#ABH720 | 001 | 01 | 0112/2///61987#ABH720#001 | reference to Output values of mass flow |  |  |  |  | reference to block ABH565 | [5 empty] | CLASS_REFERENCE_TYPE(0112/2///61987#ABH565) 0112/2///61987#ABH565 - Output values of mass flow |  |  |  |  | NON_DEPENDENT_P_DET | [5 empty] | 0112/2///61987#ABH563 - Calibration point of mass flow | 0112/2///61987#ABA000 |  |  |  | Standard |  | IEC 61987 |  | SC65E – IEC 61987 | - | C00018 | 001-01 (2019-03-08 15:35:30 by BATCH 00000766) standard | 0112-2---61987#ABH720 | https://cdd.iec.ch/cdd/iec61987/iec61987.nsf/PropertiesAllVersions/0112-2---61987%23ABH720
0112/2///61987#ABU866 | 001 | 01 | 0112/2///61987#ABU866#001 | reference to Type of output [17] |  |  |  |  | reference to block ABG147 | [5 empty] | CLASS_REFERENCE_TYPE(0112/2///61987#ABG147) 0112/2///61987#ABG147 - Type of output [17] |  |  |  |  | NON_DEPENDENT_P_DET | [5 empty] | 0112/2///61987#ABG132 - Output [17] | 0112/2///61987#ABA000 |  |  |  | Standard |  | IEC 61987 | IEC | SC65E | - | C00018 | 001-01 (2018-03-28 07:27:22 by BATCH 00000762) standard | 0112-2---61987#ABU866 | https://cdd.iec.ch/cdd/iec61987/iec61987.nsf/PropertiesAllVersions/0112-2---61987%23ABU866
0112/2///61987#ABU873 | 001 | 01 | 0112/2///61987#ABU873#001 | performance variable type [12] |  |  |  |  | polymorphism property specifying the process variable to which the performance applies |  | Polymorphic control property |  |  |  | ENUM_STRING_TYPE(0112/2///61987#ABU814(Percentage performance [3],Percentage performance for pressure,Absolute performance for density,Absolute performance for level,Absolute performance for ullage,Absolute performance for volume,Absolute performance for mass,Absolute performance for degree of filling,Absolute performance for point level,Absolute performance for pressure,Absolute performance for temperature,Absolute performance for other variable)) |  |  |  |  | CONDITION_DET |  |  | 0112/2///61987#ABU814 | 0112/2///61987#ABU802 - IEC61987-11 Name of Percentage performance [3]0112/2///61987#ABU768 - IEC61987-11 Name of Percentage performance for pressure0112/2///61987#ABU736 - IEC61987-11 Name of Absolute performance for density0112/2///61987#ABU740 - IEC61987-11 Name of Absolute performance for level0112/2///61987#ABU741 - IEC61987-11 Name of Absolute performance for ullage0112/2///61987#ABU742 - IEC61987-11 Name of Absolute performance for volume0112/2///61987#ABU743 - IEC61987-11 Name of Absolute performance for mass0112/2///61987#ABU744 - IEC61987-11 Name of Absolute performance for degree of filling0112/2///61987#ABU804 - IEC61987-11 Name of Absolute performance for point level0112/2///61987#ABU745 - IEC61987-11 Name of Absolute performance for pressure0112/2///61987#ABU805 - IEC61987-11 Name of Absolute performance for temperature0112/2///61987#ABU806 - IEC61987-11 Name of Absolute performance for other variable |  | 0112/2///61987#ABG278 - Type of performance variable [12] | 0112/2///61987#ABA000 |  |  |  | Standard |  | IEC 61987 | IEC | SC65E | - | C00018 | 001-01 (2018-03-28 07:27:22 by BATCH 00000762) standard | 0112-2---61987#ABU873 | https://cdd.iec.ch/cdd/iec61987/iec61987.nsf/PropertiesAllVersions/0112-2---61987%23ABU873
0112/2///61987#ABD553 | 001 | 04 | 0112/2///61987#ABD553#001 | closing time for controlled operation |  |  |  |  | user requirement placed on the overall closing time of a control valve |  |  | s |  |  | REAL_MEASURE_TYPE |  |  |  |  | NON_DEPENDENT_P_DET | [5 empty] | 0112/2///61987#ABD843 - Design conditions for actuators | 0112/2///61987#ABA000 | 0112/2///62720#UAA972 - second |  | 0112/2///61987#ABT510 - Time/time duration short | Standard |  |  |  |  | - | C00004 |  | 0112-2---61987#ABD553 | https://cdd.iec.ch/cdd/iec61987/iec61987.nsf/PropertiesAllVersions/0112-2---61987%23ABD553
0112/2///61987#ABG894 | 001 | 01 | 0112/2///61987#ABG894#001 | reference to Deployment conditions [9] |  |  |  |  | reference to block ABG334 | [5 empty] | CLASS_REFERENCE_TYPE(0112/2///61987#ABG334) 0112/2///61987#ABG334 - Deployment conditions [9] |  |  |  |  | NON_DEPENDENT_P_DET | [5 empty] | 0112/2///61987#ABG332 - Installation conditions [13] | 0112/2///61987#ABA000 |  |  |  | Standard |  | IEC 61987 | IEC | SC65E | - | C00017 | 001-01 (2018-03-28 07:27:11 by BATCH 00000762) standard | 0112-2---61987#ABG894 | https://cdd.iec.ch/cdd/iec61987/iec61987.nsf/PropertiesAllVersions/0112-2---61987%23ABG894
0112/2///61987#ABD419 | 006 | 01 | 0112/2///61987#ABD419#006 | maximum output frequency |  |  |  |  | highest voltage provided by a power supply |  |  | Hz |  |  | REAL_MEASURE_TYPE |  |  |  |  | NON_DEPENDENT_P_DET | [5 empty] | 0112/2///61987#ABC215 - Electrical line power supply0112/2///61987#ABC219 - Electrical power output circuit0112/2///61987#ABD858 - Electrical line power supply [2] | 0112/2///61987#ABA000 | 0112/2///62720#UAA170 - hertz |  | 0112/2///61987#ABT561 - Frequency | Standard |  | IEC 61987 | IEC | IEC/SC 65E | - | C00112 |  | 0112-2---61987#ABD419 | https://cdd.iec.ch/cdd/iec61987/iec61987.nsf/PropertiesAllVersions/0112-2---61987%23ABD419
0112/2///61987#ABD043 | 002 | 01 | 0112/2///61987#ABD043#002 | reference to Measuring chamber material |  |  |  |  | reference to block ABC413 | [5 empty] | CLASS_REFERENCE_TYPE(0112/2///61987#ABC413) 0112/2///61987#ABC413 - Material of measuring chamber |  |  |  |  | NON_DEPENDENT_P_DET | [5 empty] | 0112/2///61987#ABC412 - Flow measuring chamber | 0112/2///61987#ABA000 |  |  |  | Standard |  |  |  | SC65E – IEC 61987 | - | C00004 |  | 0112-2---61987#ABD043 | https://cdd.iec.ch/cdd/iec61987/iec61987.nsf/PropertiesAllVersions/0112-2---61987%23ABD043
0112/2///61987#ABH231 | 002 | 01 | 0112/2///61987#ABH231#002 | field of view of a radiation thermometer |  |  |  |  | diameter or diagonal of the flat surface of a measured object from which a radiation thermometer receives radiation | The field of view is usually circular. |  | mm |  |  | REAL_MEASURE_TYPE |  |  | IEC/TS 62492 MOD |  | NON_DEPENDENT_P_DET | [5 empty] | 0112/2///61987#ABF254 - Objective0112/2///61987#ABH258 - Radiation thermometer parameters | 0112/2///61987#ABA000 | 0112/2///62720#UAA862 - millimetre |  | 0112/2///61987#ABT548 - Length short | Standard |  | IEC 61987 | IEC | IEC/SC 65E | - | C00112 |  | 0112-2---61987#ABH231 | https://cdd.iec.ch/cdd/iec61987/iec61987.nsf/PropertiesAllVersions/0112-2---61987%23ABH231
0112/2///61987#ABF737 | 001 | 01 | 0112/2///61987#ABF737#001 | reference to Single electrode probe |  |  |  |  | reference to block ABF155 | [5 empty] | CLASS_REFERENCE_TYPE(0112/2///61987#ABF155) 0112/2///61987#ABF155 - Single electrode probe |  |  |  |  | NON_DEPENDENT_P_DET | [5 empty] | 0112/2///61987#ABF154 - Structural design of a conductance level transmitter/switch | 0112/2///61987#ABA000 |  |  |  | Standard |  | IEC 61987 | IEC | SC65E | - | C00018 | 001-01 (2018-03-28 07:27:08 by BATCH 00000762) standard | 0112-2---61987#ABF737 | https://cdd.iec.ch/cdd/iec61987/iec61987.nsf/PropertiesAllVersions/0112-2---61987%23ABF737
0112/2///61987#ABH027 | 001 | 01 | 0112/2///61987#ABH027#001 | reference to Operating conditions for device design [level] |  |  |  |  | reference to block ABG467 | [5 empty] | CLASS_REFERENCE_TYPE(0112/2///61987#ABG467) 0112/2///61987#ABG467 - Operating conditions for device design [level] |  |  |  |  | NON_DEPENDENT_P_DET | [5 empty] | 0112/2///61987#ABE727 - Operating LOP for level measuring equipment | 0112/2///61987#ABA000 |  |  |  | Standard |  | IEC 61987 | IEC | SC65E | - | C00018 | 001-01 (2018-03-28 07:27:13 by BATCH 00000762) standard | 0112-2---61987#ABH027 | https://cdd.iec.ch/cdd/iec61987/iec61987.nsf/PropertiesAllVersions/0112-2---61987%23ABH027
0112/2///61987#ABD637 | 002 | 01 | 0112/2///61987#ABD637#002 | maximum operation frequency |  |  |  |  | typical highest frequency of operation |  |  | 1/mo |  |  | REAL_MEASURE_TYPE |  |  |  |  | NON_DEPENDENT_P_DET | [5 empty] | 0112/2///61987#ABD844 - Design conditions for valve body assembly | 0112/2///61987#ABA000 | 0112/2///62720#UAA881 - reciprocal month |  | 0112/2///61987#ABT560 - Frequency low | Standard |  |  |  |  | - | C00004 |  | 0112-2---61987#ABD637 | https://cdd.iec.ch/cdd/iec61987/iec61987.nsf/PropertiesAllVersions/0112-2---61987%23ABD637
0112/2///61987#ABD751 | 001 | 02 | 0112/2///61987#ABD751#001 | type of end position slowing down |  |  |  |  | classification of a control valve according to the travel and time behaviour close to the end position | [5 empty] | STRING_TYPE |  |  |  |  | NON_DEPENDENT_P_DET | [5 empty] | 0112/2///61987#ABD843 - Design conditions for actuators | 0112/2///61987#ABA000 |  |  |  | Standard |  |  |  |  | - | C00004 |  | 0112-2---61987#ABD751 | https://cdd.iec.ch/cdd/iec61987/iec61987.nsf/PropertiesAllVersions/0112-2---61987%23ABD751
0112/2///61987#ABE933 | 001 | 01 | 0112/2///61987#ABE933#001 | minimum assignable quantity of pulses per value of degree of filling |  |  |  |  | lowest number of pulses assignable to quantity of pulses per pulse value of degree of filling |  |  | % |  |  | REAL_MEASURE_TYPE |  |  |  |  | NON_DEPENDENT_P_DET | [5 empty] | 0112/2///61987#ABE916 - Assigned degree of filling pulse value | 0112/2///61987#ABA000 | 0112/2///62720#UAA000 - percent |  | 0112/2///61987#ABT533 - Percentage | Standard |  | IEC 61987 | IEC | SC65E | - | C00018 | 001-01 (2018-03-28 07:27:03 by BATCH 00000762) standard | 0112-2---61987#ABE933 | https://cdd.iec.ch/cdd/iec61987/iec61987.nsf/PropertiesAllVersions/0112-2---61987%23ABE933
0112/2///61987#ABF603 | 001 | 01 | 0112/2///61987#ABF603#001 | non-repeatability of mass fraction |  |  |  |  | for a device, absolute degree of deviation between the results of successive measurements of mass fraction, carried out under the same conditions of measurement |  |  | % |  |  | REAL_MEASURE_TYPE |  |  | IEV 311-06-06 (Repeatability), MOD |  | NON_DEPENDENT_P_DET | [5 empty] | 0112/2///61987#ABF608 - Absolute performance for mass fraction | 0112/2///61987#ABA000 | 0112/2///62720#UAA000 - percent |  | 0112/2///61987#ABT533 - Percentage | Standard |  | IEC 61987 | IEC | SC65E | - | C00018 | 001-01 (2018-03-28 07:27:08 by BATCH 00000762) standard | 0112-2---61987#ABF603 | https://cdd.iec.ch/cdd/iec61987/iec61987.nsf/PropertiesAllVersions/0112-2---61987%23ABF603
0112/2///61987#ABB471 | 001 | 04 | 0112/2///61987#ABB471#001 | length of protective tube |  |  |  |  | distance from the end of the protective tube to the bottom of the process connection |  |  | mm |  |  | REAL_MEASURE_TYPE |  |  |  |  | NON_DEPENDENT_P_DET | [5 empty] | 0112/2///61987#ABC243 - Fixed electromagnetic insertion flow transmitter0112/2///61987#ABC301 - Insertion thermal mass flow transmitter0112/2///61987#ABC582 - Retractable electromagnetic insertion flow transmitter0112/2///61987#ABC583 - Retractable thermal mass flow transmitter | 0112/2///61987#ABA000 | 0112/2///62720#UAA862 - millimetre |  | 0112/2///61987#ABT548 - Length short | Standard |  |  |  | SC65E – IEC 61987 | - | C00018 |  | 0112-2---61987#ABB471 | https://cdd.iec.ch/cdd/iec61987/iec61987.nsf/PropertiesAllVersions/0112-2---61987%23ABB471
0112/2///61987#ABB249 | 002 | 01 | 0112/2///61987#ABB249#002 | lead breakage monitoring |  |  |  |  | provision by the device lead breakage monitoring function | [5 empty] | ENUM_CODE_TYPE(0112/2///61987#ABJ765) |  |  |  |  | DEPENDENT_P_DET |  |  | 0112/2///61987#ABJ765 | 0112/2///61987#ABL014 - no0112/2///61987#ABL015 - yes0112/2///61987#ABI407 - others |  | 0112/2///61987#ABC321 - Line monitoring | 0112/2///61987#ABA000 |  |  |  | Standard |  |  |  | SC65E – IEC 61987 | 0112/2///61987#ABI406 - empty_property | C00091 |  | 0112-2---61987#ABB249 | https://cdd.iec.ch/cdd/iec61987/iec61987.nsf/PropertiesAllVersions/0112-2---61987%23ABB249
0112/2///61987#ABB311 | 001 | 04 | 0112/2///61987#ABB311#001 | molar density |  |  |  |  | number of moles of a substance per unit volume |  |  | kmol/m³ |  |  | REAL_MEASURE_TYPE |  |  |  |  | NON_DEPENDENT_P_DET | [5 empty] | 0112/2///61987#ABC679 - Gas/vapor phase [pressure]0112/2///61987#ABC680 - Gas/vapor phase [flow]0112/2///61987#ABG463 - Gas/vapor phase [level]0112/2///61987#ABG464 - Gas/vapor phase [density] | 0112/2///61987#ABA000 | 0112/2///62720#UAA642 - kilomole per metre cubed |  | 0112/2///61987#ABT540 - Molar density | Standard |  |  |  | SC65E – IEC 61987 | - | C00018 |  | 0112-2---61987#ABB311 | https://cdd.iec.ch/cdd/iec61987/iec61987.nsf/PropertiesAllVersions/0112-2---61987%23ABB311
0112/2///61987#ABB391 | 002 | 01 | 0112/2///61987#ABB391#002 | type of wire device extension |  |  |  |  | classification of a wire device extension according to the wire functions | [5 empty] | ENUM_CODE_TYPE(0112/2///61987#ABL467) |  |  |  |  | DEPENDENT_P_DET |  |  | 0112/2///61987#ABL467 | 0112/2///61987#ABM530 - integral cable0112/2///61987#ABM531 - connection cable0112/2///61987#ABI407 - others |  | 0112/2///61987#ABC172 - Connection facility [1]0112/2///61987#ABC173 - Connection facility [2] | 0112/2///61987#ABA000 |  |  |  | Standard |  |  |  | SC65E – IEC 61987 | 0112/2///61987#ABI406 - empty_property | C00091 |  | 0112-2---61987#ABB391 | https://cdd.iec.ch/cdd/iec61987/iec61987.nsf/PropertiesAllVersions/0112-2---61987%23ABB391
0112/2///61987#ABO103 | 001 | 01 | 0112/2///61987#ABO103#001 | URL of control/reference drawing |  |  |  |  | link of the control/reference drawing using a universal resource locator (URL) | . |  |  |  |  | URI_TYPE |  |  |  |  | NON_DEPENDENT_P_DET | [5 empty] | 0112/2///61987#ABH515 - Certificate or approval | 0112/2///61987#ABA000 |  |  |  | Standard |  | IEC 61987 | IEC | IEC SC65E | - | C00112 | 001-01 (2022-06-28 13:02:00 by BATCH 00000794) standard | 0112-2---61987#ABO103 | https://cdd.iec.ch/cdd/iec61987/iec61987.nsf/PropertiesAllVersions/0112-2---61987%23ABO103
0112/2///61987#ABB879 | 001 | 04 | 0112/2///61987#ABB879#001 | pulse rate for upper signal on alarm |  |  |  |  | value of a pulse signal on alarm when the signal on alarm function is configured to "Maximum" |  |  | Hz |  |  | REAL_MEASURE_TYPE |  |  |  |  | NON_DEPENDENT_P_DET | [5 empty] | 0112/2///61987#ABC554 - Pulse signal on alarm | 0112/2///61987#ABA000 | 0112/2///62720#UAA170 - hertz |  | 0112/2///61987#ABT561 - Frequency | Standard |  |  |  | SC65E – IEC 61987 | - | C00018 |  | 0112-2---61987#ABB879 | https://cdd.iec.ch/cdd/iec61987/iec61987.nsf/PropertiesAllVersions/0112-2---61987%23ABB879
0112/2///61987#ABF625 | 001 | 01 | 0112/2///61987#ABF625#001 | maximum influence of ambient temperature on mass fraction |  |  |  |  | change in output of a mass fraction measuring device caused by a change in ambient temperature with respect to reference conditions, expressed as the maximum error within the specified ambient temperature range |  |  | %/K |  |  | REAL_MEASURE_TYPE |  |  |  |  | NON_DEPENDENT_P_DET | [5 empty] | 0112/2///61987#ABF623 - Influence of external quantities expressed for mass fraction | 0112/2///61987#ABA000 | 0112/2///62720#UAA008 - percent per kelvin |  | 0112/2///61987#ABT527 - Percentage per temperature | Standard |  | IEC 61987 | IEC | SC65E | - | C00018 | 001-01 (2018-03-28 07:27:08 by BATCH 00000762) standard | 0112-2---61987#ABF625 | https://cdd.iec.ch/cdd/iec61987/iec61987.nsf/PropertiesAllVersions/0112-2---61987%23ABF625
0112/2///61987#ABU165 | 001 | 02 | 0112/2///61987#ABU165#001 | reference to Device LOP for coriolis mass flow transmitter |  |  |  |  | reference to block ABA006 | [5 empty] | CLASS_REFERENCE_TYPE(0112/2///61987#ABA006) 0112/2///61987#ABA006 - Device LOP for coriolis mass flow transmitter |  |  |  |  | NON_DEPENDENT_P_DET | [5 empty] | 0112/2///61987#ABA763 - Coriolis mass flow transmitter | 0112/2///61987#ABA000 |  |  |  | Standard |  |  |  | SC65E – IEC 61987 | - | C00004 |  | 0112-2---61987#ABU165 | https://cdd.iec.ch/cdd/iec61987/iec61987.nsf/PropertiesAllVersions/0112-2---61987%23ABU165
0112/2///61987#ABU161 | 001 | 03 | 0112/2///61987#ABU161#001 | reference to Assigned mass flow range |  |  |  |  | reference to block ABC109 |  | Id specified in IEC61987-12/-13: ABC739 |  |  |  | CLASS_REFERENCE_TYPE(0112/2///61987#ABC109) 0112/2///61987#ABC109 - Assigned mass flow range |  |  |  |  | DEPENDENT_P_DET | [5 empty] | 0112/2///61987#ABC119 - Assigned variable [2] | 0112/2///61987#ABA000 |  |  |  | Standard |  |  |  | SC65E – IEC 61987 | 0112/2///61987#ABU145 - assigned variable type [2] | C00004 |  | 0112-2---61987#ABU161 | https://cdd.iec.ch/cdd/iec61987/iec61987.nsf/PropertiesAllVersions/0112-2---61987%23ABU161
0112/2///61987#ABB087 | 006 | 01 | 0112/2///61987#ABB087#006 | measured variable |  |  |  |  | variable, the size of which is to be acquired and indicated by the device | [5 empty] | ENUM_CODE_TYPE(0112/2///61987#ABL507) |  |  |  |  | DEPENDENT_P_DET |  |  | 0112/2///61987#ABL507 | 0112/2///61987#ABM654 - mass flow0112/2///61987#ABM655 - actual volume flow0112/2///61987#ABM656 - normalized volume flow0112/2///61987#ABM657 - flow velocity0112/2///61987#ABM658 - density0112/2///61987#ABM659 - level0112/2///61987#ABM660 - ullage0112/2///61987#ABM661 - volume0112/2///61987#ABM662 - mass0112/2///61987#ABM663 - degree of filling0112/2///61987#ABM664 - point level0112/2///61987#ABM665 - pressure0112/2///61987#ABM666 - temperature0112/2///61987#ABM667 - dynamic viscosity0112/2///61987#ABM668 - other variable0112/2///61987#ABI407 - others |  | 0112/2///61987#ABC164 - Component part0112/2///61987#ABC460 - Operating conditions for device design [pressure]0112/2///61987#ABC489 - Percentage performance0112/2///61987#ABC490 - Percentage performance for pressure0112/2///61987#ABD970 - Percentage performance [2]0112/2///61987#ABE700 - Percentage performance [3]0112/2///61987#ABG307 - Percentage performance [3]0112/2///61987#ABG309 - Percentage performance [6]0112/2///61987#ABG310 - Percentage performance [7]0112/2///61987#ABG311 - Percentage performance [5]0112/2///61987#ABG467 - Operating conditions for device design [level]0112/2///61987#ABG468 - Operating conditions for device design [temperature]0112/2///61987#ABG469 - Operating conditions for device design [density]0112/2///61987#ABC459 - Operating conditions for device design0112/2///61987#ABP053 - Percentage performance [I/O module] | 0112/2///61987#ABA000 |  |  |  | Standard |  |  |  | SC65E – IEC 61987 | 0112/2///61987#ABI406 - empty_property | C00091 |  | 0112-2---61987#ABB087 | https://cdd.iec.ch/cdd/iec61987/iec61987.nsf/PropertiesAllVersions/0112-2---61987%23ABB087
0112/2///61987#ABD479 | 004 | 01 | 0112/2///61987#ABD479#004 | reference to Contacts |  |  |  |  | reference to block ABD476 | [5 empty] | CLASS_REFERENCE_TYPE(0112/2///61987#ABD476) 0112/2///61987#ABD476 - Contacts |  |  |  |  | NON_DEPENDENT_P_DET | [5 empty] | 0112/2///61987#ABC195 - Dial indicator0112/2///61987#ABD480 - Dial indicator [2]0112/2///61987#ABD848 - Dial indicator [3]0112/2///61987#ABE601 - Structural design of a limit switch | 0112/2///61987#ABA000 |  |  |  | Standard |  |  |  | SC65E – IEC 61987 | - | C00004 |  | 0112-2---61987#ABD479 | https://cdd.iec.ch/cdd/iec61987/iec61987.nsf/PropertiesAllVersions/0112-2---61987%23ABD479
0112/2///61987#ABC939 | 004 | 02 | 0112/2///61987#ABC939#004 | reference to Jumper |  |  |  |  | reference to block ABC309 | [5 empty] | CLASS_REFERENCE_TYPE(0112/2///61987#ABC309) 0112/2///61987#ABC309 - Jumper |  |  |  |  | DEPENDENT_P_DET | [5 empty] | 0112/2///61987#ABC264 - Hardware configuration elements | 0112/2///61987#ABA000 |  |  |  | Standard |  | IEC 61987 | IEC | IEC SC65E | 0112/2///61987#ABA473 - number of jumpers | C00112 |  | 0112-2---61987#ABC939 | https://cdd.iec.ch/cdd/iec61987/iec61987.nsf/PropertiesAllVersions/0112-2---61987%23ABC939
0112/2///61987#ABD781 | 002 | 01 | 0112/2///61987#ABD781#002 | type of monitoring |  |  |  |  | classification of a device according to the diagnostic functions it provides | [5 empty] | ENUM_CODE_TYPE(0112/2///61987#ABL683) |  |  |  |  | DEPENDENT_P_DET |  |  | 0112/2///61987#ABL683 | 0112/2///61987#ABN335 - valve assembly friction0112/2///61987#ABI407 - others |  | 0112/2///61987#ABE034 - Structural design of a positioner0112/2///61987#ABE618 - Structural design of an I/P converter | 0112/2///61987#ABA000 |  |  |  | Standard |  |  |  |  | 0112/2///61987#ABI406 - empty_property | C00091 |  | 0112-2---61987#ABD781 | https://cdd.iec.ch/cdd/iec61987/iec61987.nsf/PropertiesAllVersions/0112-2---61987%23ABD781
0112/2///61987#ABH707 | 001 | 01 | 0112/2///61987#ABH707#001 | hysteresis of trip point |  |  |  |  | hysteresis of a trip point variable | [5 empty] | REAL_TYPE |  |  |  |  | NON_DEPENDENT_P_DET | [5 empty] | 0112/2///61987#ABH705 - Trip point | 0112/2///61987#ABA000 |  |  |  | Standard |  | IEC 61987 |  | SC65E – IEC 61987 | - | C00019 | 001-01 (2019-03-08 15:35:30 by BATCH 00000766) standard | 0112-2---61987#ABH707 | https://cdd.iec.ch/cdd/iec61987/iec61987.nsf/PropertiesAllVersions/0112-2---61987%23ABH707
0112/2///61987#ABF898 | 001 | 01 | 0112/2///61987#ABF898#001 | reference to Device LOP for radiation thermometer |  |  |  |  | reference to block ABE761 | [5 empty] | CLASS_REFERENCE_TYPE(0112/2///61987#ABE761) 0112/2///61987#ABE761 - Device LOP for radiation thermometer |  |  |  |  | NON_DEPENDENT_P_DET | [5 empty] | 0112/2///61987#ABE341 - Radiation thermometer | 0112/2///61987#ABA000 |  |  |  | Standard |  | IEC 61987 | IEC | SC65E | - | C00019 | 001-01 (2018-03-28 07:27:10 by BATCH 00000762) standard | 0112-2---61987#ABF898 | https://cdd.iec.ch/cdd/iec61987/iec61987.nsf/PropertiesAllVersions/0112-2---61987%23ABF898
0112/2///61987#ABB833 | 001 | 03 | 0112/2///61987#ABB833#001 | average influence of process temperature on dynamic viscosity |  |  |  |  | change in output of a dynamic viscosity measuring device caused by a change in process temperature with respect to reference conditions, expressed as the average error across the specified process temperature range |  |  | mPa·s/K |  |  | REAL_MEASURE_TYPE |  |  |  |  | NON_DEPENDENT_P_DET | [5 empty] | 0112/2///61987#ABC278 - Influence of external quantities expressed for dynamic viscosity | 0112/2///61987#ABA000 | 0112/2///62720#UAA798 - millipascal second per kelvin |  | 0112/2///61987#ABT591 - Dynamic viscosity per temperature | Standard |  |  |  | SC65E – IEC 61987 | - | C00018 |  | 0112-2---61987#ABB833 | https://cdd.iec.ch/cdd/iec61987/iec61987.nsf/PropertiesAllVersions/0112-2---61987%23ABB833
0112/2///61987#ABA955 | 006 | 01 | 0112/2///61987#ABA955#006 | maximum process absolute pressure |  |  |  |  | highest absolute pressure of a process for which a device is or should be designed to operate within its specified limits |  |  | bar |  |  | REAL_MEASURE_TYPE |  |  |  |  | NON_DEPENDENT_P_DET | [5 empty] | 0112/2///61987#ABC451 - Normal process conditions [1]0112/2///61987#ABC452 - Normal process conditions [2]0112/2///61987#ABC453 - Normal process conditions [3]0112/2///61987#ABC454 - Normal process design conditions [1]0112/2///61987#ABC455 - Normal process design conditions [2]0112/2///61987#ABD947 - Normal process conditions [4]0112/2///61987#ABD948 - Normal process design conditions [3]0112/2///61987#ABG345 - Normal process conditions [7]0112/2///61987#ABG475 - Normal process design conditions [4]0112/2///61987#ABG476 - Normal process design conditions [5]0112/2///61987#ABH342 - Normal process design conditions [6]0112/2///61987#ABH344 - Normal process design conditions [7]0112/2///61987#ABH462 - Normal process conditions [11]0112/2///61987#ABG346 - Normal process conditions [8]0112/2///61987#ABG343 - Normal process conditions [5]0112/2///61987#ABG344 - Normal process conditions [6]0112/2///61987#ABG347 - Normal process conditions [9] | 0112/2///61987#ABA000 | 0112/2///62720#UAA323 - bar |  | 0112/2///61987#ABT524 - Pressure | Standard |  |  |  | SC65E – IEC 61987 | - | C00004 |  | 0112-2---61987#ABA955 | https://cdd.iec.ch/cdd/iec61987/iec61987.nsf/PropertiesAllVersions/0112-2---61987%23ABA955
0112/2///61987#ABA047 | 004 | 01 | 0112/2///61987#ABA047#004 | number of communication variables |  |  |  |  | @number of communication variables |  | cardinality property |  |  |  | INT_TYPE |  |  |  |  | CONDITION_DET | [5 empty] | 0112/2///61987#ABC201 - Digital communication interface | 0112/2///61987#ABA000 |  |  |  | Standard |  |  |  | SC65E – IEC 61987 | - | C00004 |  | 0112-2---61987#ABA047 | https://cdd.iec.ch/cdd/iec61987/iec61987.nsf/PropertiesAllVersions/0112-2---61987%23ABA047
0112/2///61987#ABA907 | 005 | 01 | 0112/2///61987#ABA907#005 | reference standard for material code |  |  |  |  | standard to which the code of a material refers | [5 empty] | ENUM_CODE_TYPE(0112/2///61987#ABJ737) |  |  |  |  | DEPENDENT_P_DET |  |  | 0112/2///61987#ABJ737 | 0112/2///61987#ABK448 - EN 10027-20112/2///61987#ABK449 - AISI0112/2///61987#ABK450 - ASTM0112/2///61987#ABK451 - JIS0112/2///61987#ABI407 - others |  | 0112/2///61987#ABC338 - Material of additional inner part0112/2///61987#ABC339 - Material of additional wetted part0112/2///61987#ABC340 - Material of ball valve0112/2///61987#ABC341 - Material of ball/needle0112/2///61987#ABC342 - Material of bearing0112/2///61987#ABC343 - Material of bearing axle0112/2///61987#ABC344 - Material of bearing bush0112/2///61987#ABC345 - Material of bluff body0112/2///61987#ABC346 - Material of body0112/2///61987#ABC347 - Material of body/lower housing0112/2///61987#ABC348 - Material of body/upper housing0112/2///61987#ABC349 - Material of bolting0112/2///61987#ABC350 - Material of bonnet0112/2///61987#ABC351 - Material of centering or dowel pins0112/2///61987#ABC352 - Material of clamp0112/2///61987#ABC353 - Material of construction0112/2///61987#ABC354 - Material of diaphragm0112/2///61987#ABC355 - Material of displacement element0112/2///61987#ABC356 - Material of electrodes0112/2///61987#ABC357 - Material of extension0112/2///61987#ABC358 - Material of external coating0112/2///61987#ABC359 - Material of fastening0112/2///61987#ABC360 - Material of flange adapter0112/2///61987#ABC361 - Material of flange or fitting0112/2///61987#ABC362 - Material of float element0112/2///61987#ABC363 - Material of flow nozzle0112/2///61987#ABC364 - Material of flow straightener0112/2///61987#ABC365 - Material of flow tube probe seal0112/2///61987#ABC366 - Material of grounding electrode0112/2///61987#ABC367 - Material of holder0112/2///61987#ABC368 - Material of hot tap lower tube section0112/2///61987#ABC369 - Material of hot tap seal0112/2///61987#ABC370 - Material of hot tap upper tube section0112/2///61987#ABC371 - Material of insertion probe seal0112/2///61987#ABC372 - Material of jack screw0112/2///61987#ABC373 - Material of manifold block0112/2///61987#ABC374 - Material of measuring tube0112/2///61987#ABC375 - Material of mounting assembly0112/2///61987#ABC376 - Material of mounting bracket0112/2///61987#ABC377 - Material of mounting kit0112/2///61987#ABC378 - Material of orifice plate0112/2///61987#ABC379 - Material of oval adapter0112/2///61987#ABC380 - Material of pipeline0112/2///61987#ABC381 - Material of pressure bearing bolting0112/2///61987#ABC382 - Material of pressure gauge stem0112/2///61987#ABC383 - Material of probe head0112/2///61987#ABC384 - Material of probe rod0112/2///61987#ABC385 - Material of protective tube0112/2///61987#ABC386 - Material of ring0112/2///61987#ABC387 - Material of sealing bellow0112/2///61987#ABC388 - Material of seat0112/2///61987#ABC389 - Material of sensing element0112/2///61987#ABC390 - Material of sensor0112/2///61987#ABC391 - Material of sensor head housing0112/2///61987#ABC392 - Material of sensor holder0112/2///61987#ABC393 - Material of separating/measuring diaphragm0112/2///61987#ABC394 - Material of shaft0112/2///61987#ABC395 - Material of siphon0112/2///61987#ABC396 - Material of stem0112/2///61987#ABC397 - Material of trim0112/2///61987#ABC398 - Material of turbine rotor0112/2///61987#ABC399 - Material of turbine rotor shaft0112/2///61987#ABC400 - Material of ultrasonic flow sensor head0112/2///61987#ABC401 - Material of vent/drain0112/2///61987#ABC403 - Material of wetted inner seal0112/2///61987#ABC413 - Material of measuring chamber0112/2///61987#ABC549 - Process side material of remote seal0112/2///61987#ABC684 - Wetted material of measuring cell0112/2///61987#ABD391 - Material of case0112/2///61987#ABD900 - Material of ball0112/2///61987#ABD901 - Material of bellow0112/2///61987#ABD902 - Material of bonnet [2]0112/2///61987#ABD903 - Material of bushing0112/2///61987#ABD904 - Material of cage0112/2///61987#ABD906 - Material of disc0112/2///61987#ABD907 - Material of disc sealing edge0112/2///61987#ABD908 - Material of gasket0112/2///61987#ABD909 - Material of lower shaft bearing0112/2///61987#ABD910 - Material of measures for noise-reduction0112/2///61987#ABD911 - Material of plug0112/2///61987#ABD912 - Material of plug sealing edge0112/2///61987#ABD913 - Material of restrictor0112/2///61987#ABD914 - Material of sealing strip0112/2///61987#ABD915 - Material of seat0112/2///61987#ABD916 - Material of seat retainer0112/2///61987#ABD917 - Material of seat sealing edge0112/2///61987#ABD918 - Material of seat spring0112/2///61987#ABD919 - Material of shaft0112/2///61987#ABD920 - Material of steam jacket0112/2///61987#ABD921 - Material of stem/shaft0112/2///61987#ABD922 - Material of taper0112/2///61987#ABD923 - Material of taper sealing edge0112/2///61987#ABD924 - Material of taper-bar0112/2///61987#ABD925 - Material of trunnion shaft0112/2///61987#ABD926 - Material of upper shaft bearing0112/2///61987#ABD927 - Material of wedge0112/2///61987#ABD928 - Material of wedge sealing edge0112/2///61987#ABE009 - material of seat ring0112/2///61987#ABE387 - Material of guide bushing0112/2///61987#ABE389 - Material of guide | 0112/2///61987#ABA000 |  |  |  | Standard |  |  |  | SC65E – IEC 61987 | 0112/2///61987#ABI406 - empty_property | C00091 |  | 0112-2---61987#ABA907 | https://cdd.iec.ch/cdd/iec61987/iec61987.nsf/PropertiesAllVersions/0112-2---61987%23ABA907
0112/2///61987#ABH695 | 001 | 01 | 0112/2///61987#ABH695#001 | value of normalized volume flow low flow cut-off |  |  |  |  | value of normalized volume flow below which the low flow cut-off is switched on |  |  | m³/h |  |  | REAL_MEASURE_TYPE |  |  |  |  | NON_DEPENDENT_P_DET | [5 empty] | 0112/2///61987#ABH691 - Low flow cut-off | 0112/2///61987#ABA000 | 0112/2///62720#UAA763 - metre cubed per hour |  | 0112/2///61987#ABT504 - Volume flow rate | Standard |  | IEC 61987 |  | SC65E – IEC 61987 | - | C00018 | 001-01 (2019-03-08 15:35:30 by BATCH 00000766) standard | 0112-2---61987#ABH695 | https://cdd.iec.ch/cdd/iec61987/iec61987.nsf/PropertiesAllVersions/0112-2---61987%23ABH695
0112/2///61987#ABP188 | 001 | 01 | 0112/2///61987#ABP188#001 | designation of voltage input range |  |  |  |  | alphanumeric character sequence identifying a RMS voltage input range | [5 empty] | STRING_TYPE |  |  |  |  | NON_DEPENDENT_P_DET | [5 empty] | 0112/2///61987#ABP072 - Selectable RMS voltage input range0112/2///61987#ABP073 - Selectable RMS voltage shunt input range | 0112/2///61987#ABA000 |  |  |  | Standard |  | IEC 61987 | IEC | IEC/SC 65E | - | C00128 | 001-01 (2023-01-23 14:53:53 by BATCH 00000807) standard | 0112-2---61987#ABP188 | https://cdd.iec.ch/cdd/iec61987/iec61987.nsf/PropertiesAllVersions/0112-2---61987%23ABP188
0112/2///61987#ABA077 | 002 | 01 | 0112/2///61987#ABA077#002 | style of function block |  |  |  |  | classification of a function block according to interoperability | [5 empty] | ENUM_CODE_TYPE(0112/2///61987#ABL641) |  |  |  |  | DEPENDENT_P_DET |  |  | 0112/2///61987#ABL641 | 0112/2///61987#ABM449 - standard0112/2///61987#ABN172 - enhanced0112/2///61987#ABM320 - manufacturer-specific0112/2///61987#ABI407 - others |  | 0112/2///61987#ABC256 - Function block | 0112/2///61987#ABA000 |  |  |  | Standard |  |  |  | SC65E – IEC 61987 | 0112/2///61987#ABI406 - empty_property | C00091 |  | 0112-2---61987#ABA077 | https://cdd.iec.ch/cdd/iec61987/iec61987.nsf/PropertiesAllVersions/0112-2---61987%23ABA077
0112/2///61987#ABA341 | 001 | 01 | 0112/2///61987#ABA341#001 | address 2 |  |  |  |  | second line of a company or business partner's postal address | [5 empty] | STRING_TYPE |  |  |  |  | NON_DEPENDENT_P_DET | [5 empty] | 0112/2///61987#ABI571 - Address | 0112/2///61987#ABA000 |  |  |  | Standard |  | IEC 61987 |  | SC65E – IEC 61987 | - | C00018 | 001-01 (2019-03-08 15:35:28 by BATCH 00000766) standard | 0112-2---61987#ABA341 | https://cdd.iec.ch/cdd/iec61987/iec61987.nsf/PropertiesAllVersions/0112-2---61987%23ABA341
0112/2///61987#ABG812 | 001 | 02 | 0112/2///61987#ABG812#001 | reference to Performance variable [12] |  |  |  |  | reference to block ABG252 | [5 empty] | CLASS_REFERENCE_TYPE(0112/2///61987#ABG252) 0112/2///61987#ABG252 - Performance variable [12] |  |  |  |  | DEPENDENT_P_DET | [5 empty] | 0112/2///61987#ABG220 - Performance [17] | 0112/2///61987#ABA000 |  |  |  | Standard |  | IEC 61987 | IEC | IEC SC65E | 0112/2///61987#ABB636 - number of performance variables | C00112 |  | 0112-2---61987#ABG812 | https://cdd.iec.ch/cdd/iec61987/iec61987.nsf/PropertiesAllVersions/0112-2---61987%23ABG812
0112/2///61987#ABN596 | 001 | 02 | 0112/2///61987#ABN596#001 | reference permittivity for minimum thickness of upper liquid layer |  |  |  |  | permittivity for which the minimum thickness of upper liquid layer is stated |  |  | 1 |  |  | REAL_MEASURE_TYPE |  |  |  |  | NON_DEPENDENT_P_DET | [5 empty] | 0112/2///61987#ABG343 - Normal process conditions [5]0112/2///61987#ABG344 - Normal process conditions [6]0112/2///61987#ABG347 - Normal process conditions [9] | 0112/2///61987#ABA000 | 0112/2///62720#UAA915 - quantity of dimension one |  |  | Standard |  | IEC 61987 | IEC | IEC SC65E | - | C00112 |  | 0112-2---61987#ABN596 | https://cdd.iec.ch/cdd/iec61987/iec61987.nsf/PropertiesAllVersions/0112-2---61987%23ABN596
0112/2///61987#ABP087 | 001 | 01 | 0112/2///61987#ABP087#001 | number of selectable RMS voltage input ranges |  |  |  |  | cardinality property for a selectable voltage input range | [5 empty] | INT_TYPE |  |  |  |  | CONDITION_DET | [5 empty] | 0112/2///61987#ABP069 - RMS input | 0112/2///61987#ABA000 |  |  |  | Standard |  | IEC 61987 | IEC | IEC/SC 65E | - | C00128 | 001-01 (2023-01-23 14:53:52 by BATCH 00000807) standard | 0112-2---61987#ABP087 | https://cdd.iec.ch/cdd/iec61987/iec61987.nsf/PropertiesAllVersions/0112-2---61987%23ABP087
0112/2///61987#ABE713 | 001 | 01 | 0112/2///61987#ABE713#001 | reference to Operability [2] |  |  |  |  | reference to block ABE712 | [5 empty] | CLASS_REFERENCE_TYPE(0112/2///61987#ABE712) 0112/2///61987#ABE712 - Operability [2] |  |  |  |  | NON_DEPENDENT_P_DET | [5 empty] | 0112/2///61987#ABE630 - Device LOP for limit switch0112/2///61987#ABV520 - Device LOP for position transmitter | 0112/2///61987#ABA000 |  |  |  | Standard |  |  |  | SC65E – IEC 61987 | - | C00016 | 001-01 (2018-03-28 07:27:01 by BATCH 00000762) standard | 0112-2---61987#ABE713 | https://cdd.iec.ch/cdd/iec61987/iec61987.nsf/PropertiesAllVersions/0112-2---61987%23ABE713
0112/2///61987#ABA971 | 005 | 01 | 0112/2///61987#ABA971#005 | maximum output voltage |  |  |  |  | highest voltage provided by a power supply |  |  | V |  |  | REAL_MEASURE_TYPE |  |  |  |  | NON_DEPENDENT_P_DET | [5 empty] | 0112/2///61987#ABC215 - Electrical line power supply0112/2///61987#ABC219 - Electrical power output circuit0112/2///61987#ABD858 - Electrical line power supply [2]0112/2///61987#ABC216 - Electrical loop power supply | 0112/2///61987#ABA000 | 0112/2///62720#UAA296 - volt |  | 0112/2///61987#ABT506 - Voltage | Standard |  | IEC 61987 | IEC | IEC/SC 65E | - | C00112 |  | 0112-2---61987#ABA971 | https://cdd.iec.ch/cdd/iec61987/iec61987.nsf/PropertiesAllVersions/0112-2---61987%23ABA971
0112/2///61987#ABD075 | 001 | 02 | 0112/2///61987#ABD075#001 | reference to Meter run |  |  |  |  | reference to block ABC445 | [5 empty] | CLASS_REFERENCE_TYPE(0112/2///61987#ABC445) 0112/2///61987#ABC445 - Meter run |  |  |  |  | NON_DEPENDENT_P_DET | [5 empty] | 0112/2///61987#ABC645 - Structural design of the primary element of a differential pressure flow transmitter | 0112/2///61987#ABA000 |  |  |  | Standard |  |  |  | SC65E – IEC 61987 | - | C00004 |  | 0112-2---61987#ABD075 | https://cdd.iec.ch/cdd/iec61987/iec61987.nsf/PropertiesAllVersions/0112-2---61987%23ABD075
0112/2///61987#ABF773 | 002 | 05 | 0112/2///61987#ABF773#002 | reference to Infrared detector |  |  |  |  | reference to block ABF315 | [5 empty] | CLASS_REFERENCE_TYPE(0112/2///61987#ABF315) 0112/2///61987#ABF315 - Infrared detector |  |  |  |  | DEPENDENT_P_DET | [5 empty] | 0112/2///61987#ABF226 - Structural design of a radiation thermometer | 0112/2///61987#ABA000 |  |  |  | Standard |  | IEC 61987 | IEC | IEC SC65E | 0112/2///61987#ABF314 - number of infrared detectors | C00112 |  | 0112-2---61987#ABF773 | https://cdd.iec.ch/cdd/iec61987/iec61987.nsf/PropertiesAllVersions/0112-2---61987%23ABF773
0112/2///61987#ABD082 | 002 | 04 | 0112/2///61987#ABD082#002 | reference to Normal process conditions [2] |  |  |  |  | reference to block ABC452 | [5 empty] | CLASS_REFERENCE_TYPE(0112/2///61987#ABC452) 0112/2///61987#ABC452 - Normal process conditions [2] |  |  |  |  | DEPENDENT_P_DET | [5 empty] | 0112/2///61987#ABC542 - Process design ratings [2]0112/2///61987#ABC543 - Process design ratings [3] | 0112/2///61987#ABA000 |  |  |  | Standard |  | IEC 61987 | IEC | IEC SC65E | 0112/2///61987#ABH445 - number of normal process conditions | C00112 |  | 0112-2---61987#ABD082 | https://cdd.iec.ch/cdd/iec61987/iec61987.nsf/PropertiesAllVersions/0112-2---61987%23ABD082
0112/2///61987#ABD108 | 001 | 05 | 0112/2///61987#ABD108#001 | reference to Output [3] |  |  |  |  | reference to block ABC478 | [5 empty] | CLASS_REFERENCE_TYPE(0112/2///61987#ABC478) 0112/2///61987#ABC478 - Output [3] |  |  |  |  | DEPENDENT_P_DET | [5 empty] | 0112/2///61987#ABA007 - Device LOP for swirl flow transmitter0112/2///61987#ABA008 - Device LOP for electromagnetic flow transmitter0112/2///61987#ABA009 - Device LOP for electromagnetic insertion flow transmitter0112/2///61987#ABA010 - Device LOP for orifice/differential pressure flow transmitter0112/2///61987#ABA016 - Device LOP for thermal mass flow transmitter0112/2///61987#ABA019 - Device LOP for ultrasonic flow transmitter0112/2///61987#ABA020 - Device LOP for variable area flow transmitter/gauge0112/2///61987#ABA022 - Device LOP for vortex flow transmitter0112/2///61987#ABA024 - Device LOP for helix flow transmitter/gauge | 0112/2///61987#ABA000 |  |  |  | Standard |  | IEC 61987 | IEC | IEC SC65E | 0112/2///61987#ABB206 - number of outputs | C00112 |  | 0112-2---61987#ABD108 | https://cdd.iec.ch/cdd/iec61987/iec61987.nsf/PropertiesAllVersions/0112-2---61987%23ABD108
0112/2///61987#ABB608 | 004 | 01 | 0112/2///61987#ABB608#004 | maximum supply voltage AC |  |  |  |  | highest AC voltage with which the device can be supplied in order that it operates within its specification |  |  | V |  |  | REAL_MEASURE_TYPE |  |  |  |  | NON_DEPENDENT_P_DET | [5 empty] | 0112/2///61987#ABC218 - Electrical power input circuit | 0112/2///61987#ABA000 | 0112/2///62720#UAA296 - volt |  | 0112/2///61987#ABT506 - Voltage | Standard |  |  |  | SC65E – IEC 61987 | - | C00004 |  | 0112-2---61987#ABB608 | https://cdd.iec.ch/cdd/iec61987/iec61987.nsf/PropertiesAllVersions/0112-2---61987%23ABB608
0112/2///61987#ABF310 | 001 | 01 | 0112/2///61987#ABF310#001 | maximum influence of process temperature on analog output |  |  |  |  | change in output of an analog output caused by a change in process temperature with respect to reference conditions, expressed as the maximum error across the specified process temperature range |  |  | %/K |  |  | REAL_MEASURE_TYPE |  |  |  |  | NON_DEPENDENT_P_DET | [5 empty] | 0112/2///61987#ABF114 - Influence of external quantities expressed as an additional inaccuracy for an analog output | 0112/2///61987#ABA000 | 0112/2///62720#UAA008 - percent per kelvin |  | 0112/2///61987#ABT527 - Percentage per temperature | Standard |  | IEC 61987 | IEC | SC65E | - | C00019 | 001-01 (2018-03-28 07:27:05 by BATCH 00000762) standard | 0112-2---61987#ABF310 | https://cdd.iec.ch/cdd/iec61987/iec61987.nsf/PropertiesAllVersions/0112-2---61987%23ABF310
0112/2///61987#ABN728 | 001 | 01 | 0112/2///61987#ABN728#001 | general diagnostic results of measurement devices |  |  |  |  | property describing general diagnostic results found for measurement devices | [5 empty] | ENUM_CODE_TYPE(0112/2///61987#ABN781) |  |  |  |  | DEPENDENT_P_DET |  |  | 0112/2///61987#ABN781 | 0112/2///61987#ABN907 - sensor failure0112/2///61987#ABN908 - sensor checksum deviation0112/2///61987#ABN909 - signal path error0112/2///61987#ABN910 - output signal error0112/2///61987#ABN911 - electronic temperature range error0112/2///61987#ABN912 - check sum ram error0112/2///61987#ABN913 - electronic failure0112/2///61987#ABN914 - housing temperature range error0112/2///61987#ABN915 - supply voltage error0112/2///61987#ABN916 - self-check failed0112/2///61987#ABI407 - others |  | 0112/2///61987#ABN727 - Specific diagnostic results | 0112/2///61987#ABA000 |  |  |  | Standard |  |  |  | SC65E – IEC 61987 | 0112/2///61987#ABI406 - empty_property | C00092 | 001-01 (2020-02-24 12:37:21 by BATCH 00000778) standard | 0112-2---61987#ABN728 | https://cdd.iec.ch/cdd/iec61987/iec61987.nsf/PropertiesAllVersions/0112-2---61987%23ABN728
0112/2///61987#ABA598 | 006 | 01 | 0112/2///61987#ABA598#006 | maximum rate of process temperature change |  |  |  |  | highest rate of change of process temperature for which a device is or should be designed to operate within its specified limits |  |  | K/h |  |  | REAL_MEASURE_TYPE |  |  |  |  | NON_DEPENDENT_P_DET | [5 empty] | 0112/2///61987#ABC451 - Normal process conditions [1]0112/2///61987#ABC452 - Normal process conditions [2]0112/2///61987#ABC453 - Normal process conditions [3]0112/2///61987#ABC454 - Normal process design conditions [1]0112/2///61987#ABC455 - Normal process design conditions [2]0112/2///61987#ABD947 - Normal process conditions [4]0112/2///61987#ABD948 - Normal process design conditions [3]0112/2///61987#ABG345 - Normal process conditions [7]0112/2///61987#ABG348 - Normal process conditions [10]0112/2///61987#ABG475 - Normal process design conditions [4]0112/2///61987#ABG476 - Normal process design conditions [5]0112/2///61987#ABH342 - Normal process design conditions [6]0112/2///61987#ABH344 - Normal process design conditions [7]0112/2///61987#ABH462 - Normal process conditions [11]0112/2///61987#ABG346 - Normal process conditions [8]0112/2///61987#ABG343 - Normal process conditions [5]0112/2///61987#ABG344 - Normal process conditions [6]0112/2///61987#ABG347 - Normal process conditions [9] | 0112/2///61987#ABA000 | 0112/2///62720#UAA189 - kelvin per hour |  | 0112/2///61987#ABT521 - Rate of change of temperature | Standard |  |  |  | SC65E – IEC 61987 | - | C00004 |  | 0112-2---61987#ABA598 | https://cdd.iec.ch/cdd/iec61987/iec61987.nsf/PropertiesAllVersions/0112-2---61987%23ABA598
0112/2///61987#ABG693 | 002 | 05 | 0112/2///61987#ABG693#002 | reference to Output [18] |  |  |  |  | reference to block ABG133 | [5 empty] | CLASS_REFERENCE_TYPE(0112/2///61987#ABG133) 0112/2///61987#ABG133 - Output [18] |  |  |  |  | DEPENDENT_P_DET | [5 empty] | 0112/2///61987#ABE759 - Device LOP for temperature gauge | 0112/2///61987#ABA000 |  |  |  | Standard |  | IEC 61987 | IEC | IEC SC65E | 0112/2///61987#ABB206 - number of outputs | C00112 |  | 0112-2---61987#ABG693 | https://cdd.iec.ch/cdd/iec61987/iec61987.nsf/PropertiesAllVersions/0112-2---61987%23ABG693
0112/2///61987#ABP128 | 001 | 01 | 0112/2///61987#ABP128#001 | maximum leakage current for signal "0" |  |  |  |  | maximum leakage current which can flow when the input or output is in the zero state |  |  | mA |  |  | REAL_MEASURE_TYPE |  |  |  |  | NON_DEPENDENT_P_DET | [5 empty] | 0112/2///61987#ABC141 - Binary transistor/triac output | 0112/2///61987#ABA000 | 0112/2///62720#UAA775 - milliampere |  | 0112/2///61987#ABT567 - Electrical current | Standard |  | IEC 61987 | IEC | IEC/SC 65E | - | C00128 | 001-01 (2023-01-23 14:53:52 by BATCH 00000807) standard | 0112-2---61987#ABP128 | https://cdd.iec.ch/cdd/iec61987/iec61987.nsf/PropertiesAllVersions/0112-2---61987%23ABP128
0112/2///61987#ABF401 | 001 | 02 | 0112/2///61987#ABF401#001 | number of RTD/resistance measurements |  |  |  |  | @number of RTD/resistance measurements |  | Cardinality property |  |  |  | INT_TYPE |  |  |  |  | CONDITION_DET | [5 empty] | 0112/2///61987#ABF396 - Structural design of separate temperature transmitter | 0112/2///61987#ABA000 |  |  |  | Standard |  | IEC 61987 | IEC | SC65E | - | C00019 |  | 0112-2---61987#ABF401 | https://cdd.iec.ch/cdd/iec61987/iec61987.nsf/PropertiesAllVersions/0112-2---61987%23ABF401
0112/2///61987#ABC844 | 004 | 01 | 0112/2///61987#ABC844#004 | reference to Electrical data of a bus powered device |  |  |  |  | reference to block ABC214 | [5 empty] | CLASS_REFERENCE_TYPE(0112/2///61987#ABC214) 0112/2///61987#ABC214 - Electrical data of a bus powered device |  |  |  |  | NON_DEPENDENT_P_DET | [5 empty] | 0112/2///61987#ABC685 - Wired communication interface | 0112/2///61987#ABA000 |  |  |  | Standard |  |  |  | SC65E – IEC 61987 | - | C00004 |  | 0112-2---61987#ABC844 | https://cdd.iec.ch/cdd/iec61987/iec61987.nsf/PropertiesAllVersions/0112-2---61987%23ABC844
0112/2///61987#ABE659 | 001 | 01 | 0112/2///61987#ABE659#001 | reference to Calculation results of flow modification accessory |  |  |  |  | reference to block ABE658 | [5 empty] | CLASS_REFERENCE_TYPE(0112/2///61987#ABE658) 0112/2///61987#ABE658 - Calculation results of flow modification accessory |  |  |  |  | NON_DEPENDENT_P_DET | [5 empty] | 0112/2///61987#ABE660 - Process conditions for flow modification accessories | 0112/2///61987#ABA000 |  |  |  | Standard |  |  |  |  | - | C00016 | 001-01 (2018-03-28 07:27:01 by BATCH 00000762) standard | 0112-2---61987#ABE659 | https://cdd.iec.ch/cdd/iec61987/iec61987.nsf/PropertiesAllVersions/0112-2---61987%23ABE659
0112/2///61987#ABA051 | 005 | 02 | 0112/2///61987#ABA051#005 | type of communication variable |  |  |  |  | classification of a communication variable according to its associated I/O block | [5 empty] | ENUM_CODE_TYPE(0112/2///61987#ABL289) |  |  |  |  | DEPENDENT_P_DET |  |  | 0112/2///61987#ABL289 | 0112/2///61987#ABL899 - analog input0112/2///61987#ABL900 - discrete input0112/2///61987#ABL901 - analog output0112/2///61987#ABL902 - discrete output0112/2///61987#ABL903 - totalizer output0112/2///61987#ABL904 - temperature input0112/2///61987#ABP329 - communication input0112/2///61987#ABP330 - communication output0112/2///61987#ABI407 - others |  | 0112/2///61987#ABC163 - Communication variable | 0112/2///61987#ABA000 |  |  |  | Standard |  | IEC 61987 | IEC | IEC/SC 65E | 0112/2///61987#ABI406 - empty_property | C00128 |  | 0112-2---61987#ABA051 | https://cdd.iec.ch/cdd/iec61987/iec61987.nsf/PropertiesAllVersions/0112-2---61987%23ABA051
0112/2///61987#ABJ664 | 001 | 01 | 0112/2///61987#ABJ664#001 | number of Level technology blocks |  |  |  |  | cardinality property for Level technology block | [5 empty] | INT_TYPE |  |  |  |  | CONDITION_DET | [5 empty] | 0112/2///61987#ABH840 - User application parameters | 0112/2///61987#ABA000 |  |  |  | Standard |  |  |  | SC65E – IEC 61987 | - | C00018 | 001-01 (2019-03-08 15:35:34 by BATCH 00000766) standard | 0112-2---61987#ABJ664 | https://cdd.iec.ch/cdd/iec61987/iec61987.nsf/PropertiesAllVersions/0112-2---61987%23ABJ664
0112/2///61987#ABN981 | 001 | 01 | 0112/2///61987#ABN981#001 | reference to Analog current output [12] |  |  |  |  | reference to block ABG176 | [5 empty] | CLASS_REFERENCE_TYPE(0112/2///61987#ABG176) 0112/2///61987#ABG176 - Analog current output [12] |  |  |  |  | DEPENDENT_P_DET | [5 empty] | 0112/2///61987#ABG146 - Type of output [16] | 0112/2///61987#ABA000 |  |  |  | Standard |  | IEC 61987 | IEC | SC65E | 0112/2///61987#ABU996 - output type [16] | C00018 | 001-01 (2020-02-28 08:56:13 by BATCH 00000784) standard | 0112-2---61987#ABN981 | https://cdd.iec.ch/cdd/iec61987/iec61987.nsf/PropertiesAllVersions/0112-2---61987%23ABN981
0112/2///61987#ABB726 | 001 | 04 | 0112/2///61987#ABB726#001 | inaccuracy of mass flow |  |  |  |  | for a mass flow measurement, the maximum positive and negative deviation from the specified characteristic curve observed in testing a device under specified conditions and by a specified procedure |  |  | kg/h |  |  | REAL_MEASURE_TYPE |  |  | IEC 61298-1, Ed. 2.0, 3.5 |  | NON_DEPENDENT_P_DET | [5 empty] | 0112/2///61987#ABC061 - Absolute performance for mass flow0112/2///61987#ABC073 - Accuracy for a subrange of mass flow | 0112/2///61987#ABA000 | 0112/2///62720#UAA607 - kilogram per hour |  | 0112/2///61987#ABT545 - Mass flow rate | Standard |  |  |  | SC65E – IEC 61987 | - | C00004 |  | 0112-2---61987#ABB726 | https://cdd.iec.ch/cdd/iec61987/iec61987.nsf/PropertiesAllVersions/0112-2---61987%23ABB726
0112/2///61987#ABD131 | 003 | 01 | 0112/2///61987#ABD131#003 | reference to Performance of indicator |  |  |  |  | reference to block ABC501 | [5 empty] | CLASS_REFERENCE_TYPE(0112/2///61987#ABC501) 0112/2///61987#ABC501 - Performance of indicator |  |  |  |  | NON_DEPENDENT_P_DET | [5 empty] | 0112/2///61987#ABC494 - Performance [4]0112/2///61987#ABC498 - Performance [8]0112/2///61987#ABD971 - Performance [12]0112/2///61987#ABG229 - Performance [26]0112/2///61987#ABG232 - Performance [29]0112/2///61987#ABG233 - Performance [30] | 0112/2///61987#ABA000 |  |  |  | Standard |  |  |  | SC65E – IEC 61987 | - | C00004 |  | 0112-2---61987#ABD131 | https://cdd.iec.ch/cdd/iec61987/iec61987.nsf/PropertiesAllVersions/0112-2---61987%23ABD131
0112/2///61987#ABA268 | 007 | 01 | 0112/2///61987#ABA268#007 | details of pressure test approval |  |  |  |  | if appropriate, details of a pressure test approval | e.g. approval number or code, classification etc. |  |  |  |  | STRING_TYPE |  |  |  |  | NON_DEPENDENT_P_DET | [5 empty] | 0112/2///61987#ABC531 - Pressure test approval | 0112/2///61987#ABA000 |  |  |  | Standard |  |  |  | SC65E – IEC 61987 | - | C00018 |  | 0112-2---61987#ABA268 | https://cdd.iec.ch/cdd/iec61987/iec61987.nsf/PropertiesAllVersions/0112-2---61987%23ABA268
0112/2///61987#ABI664 | 001 | 01 | 0112/2///61987#ABI664#001 | BINARY_VALUE |  |  |  |  | parameter indicating the value of the associated block parameter | [5 empty] | BINARY_TYPE |  |  |  |  | NON_DEPENDENT_P_DET | [5 empty] | 0112/2///61987#ABI797 - BLOCK_ALARM | 0112/2///61987#ABA000 |  |  |  | Standard |  |  |  | SC65E – IEC 61987 | - | C00018 | 001-01 (2019-03-08 15:35:33 by BATCH 00000766) standard | 0112-2---61987#ABI664 | https://cdd.iec.ch/cdd/iec61987/iec61987.nsf/PropertiesAllVersions/0112-2---61987%23ABI664
0112/2///61987#ABC814 | 003 | 01 | 0112/2///61987#ABC814#003 | reference to Deployment design conditions [1] |  |  |  |  | reference to block ABC184 | [5 empty] | CLASS_REFERENCE_TYPE(0112/2///61987#ABC184) 0112/2///61987#ABC184 - Deployment design conditions [1] |  |  |  |  | NON_DEPENDENT_P_DET | [5 empty] | 0112/2///61987#ABC306 - Installation design conditions [1]0112/2///61987#ABG470 - Installation design conditions [4] | 0112/2///61987#ABA000 |  |  |  | Standard |  |  |  | SC65E – IEC 61987 | - | C00004 |  | 0112-2---61987#ABC814 | https://cdd.iec.ch/cdd/iec61987/iec61987.nsf/PropertiesAllVersions/0112-2---61987%23ABC814
0112/2///61987#ABB622 | 002 | 01 | 0112/2///61987#ABB622#002 | lower limit value of the proportional range of a manufacturer-specific pulse/frequency signal |  |  |  |  | minimum value that an analog pulse/frequency signal can assume and still exhibit linear behaviour |  |  | Hz |  |  | REAL_MEASURE_TYPE |  |  |  |  | NON_DEPENDENT_P_DET | [5 empty] | 0112/2///61987#ABC486 - Parameters of a manufacturer-specific analog pulse/frequency signal | 0112/2///61987#ABA000 | 0112/2///62720#UAA170 - hertz |  | 0112/2///61987#ABT561 - Frequency | Standard |  | IEC 61987 | IEC | IEC/SC 65E | - | C00112 |  | 0112-2---61987#ABB622 | https://cdd.iec.ch/cdd/iec61987/iec61987.nsf/PropertiesAllVersions/0112-2---61987%23ABB622
0112/2///61987#ABC756 | 001 | 05 | 0112/2///61987#ABC756#001 | reference to Auxiliary input [1] |  |  |  |  | reference to block ABC126 | [5 empty] | CLASS_REFERENCE_TYPE(0112/2///61987#ABC126) 0112/2///61987#ABC126 - Auxiliary input [1] |  |  |  |  | DEPENDENT_P_DET | [5 empty] | 0112/2///61987#ABC290 - Input [1] | 0112/2///61987#ABA000 |  |  |  | Standard |  | IEC 61987 | IEC | IEC SC65E | 0112/2///61987#ABA340 - number of auxiliary inputs | C00112 |  | 0112-2---61987#ABC756 | https://cdd.iec.ch/cdd/iec61987/iec61987.nsf/PropertiesAllVersions/0112-2---61987%23ABC756
0112/2///61987#ABF059 | 001 | 01 | 0112/2///61987#ABF059#001 | lower range-limit of voltage |  |  |  |  | lowest value of the voltage that the device can be adjusted to measure within the specified accuracy limits |  |  | mV |  |  | REAL_MEASURE_TYPE |  |  |  |  | NON_DEPENDENT_P_DET | [5 empty] | 0112/2///61987#ABF057 - Measuring range for voltage0112/2///61987#ABP072 - Selectable RMS voltage input range | 0112/2///61987#ABA000 | 0112/2///62720#UAA804 - millivolt |  | 0112/2///61987#ABT506 - Voltage | Standard |  | IEC 61987 | IEC | SC65E | - | C00019 | 001-01 (2018-03-28 07:27:04 by BATCH 00000762) standard | 0112-2---61987#ABF059 | https://cdd.iec.ch/cdd/iec61987/iec61987.nsf/PropertiesAllVersions/0112-2---61987%23ABF059
0112/2///61987#ABI357 | 001 | 01 | 0112/2///61987#ABI357#001 | reference to OUT_SCALE |  |  |  |  | reference to block ABH877 | [5 empty] | CLASS_REFERENCE_TYPE(0112/2///61987#ABH877) 0112/2///61987#ABH877 - OUT_SCALE |  |  |  |  | NON_DEPENDENT_P_DET | [5 empty] | 0112/2///61987#ABH876 - Analog input function block0112/2///61987#ABH885 - Control function block0112/2///61987#ABH888 - Analog output function block0112/2///61987#ABJ621 - OUTPUT0112/2///61987#ABJ625 - PULSE_OUTPUT | 0112/2///61987#ABA000 |  |  |  | Standard |  |  |  | SC65E – IEC 61987 | - | C00018 | 001-01 (2019-03-08 15:35:31 by BATCH 00000766) standard | 0112-2---61987#ABI357 | https://cdd.iec.ch/cdd/iec61987/iec61987.nsf/PropertiesAllVersions/0112-2---61987%23ABI357
0112/2///61987#ABA294 | 001 | 01 | 0112/2///61987#ABA294#001 | reference to Document information |  |  |  |  | reference to block ABA362 | [5 empty] | CLASS_REFERENCE_TYPE(0112/2///61987#ABA362) 0112/2///61987#ABA362 - Document information |  |  |  |  | NON_DEPENDENT_P_DET | [5 empty] | 0112/2///61987#ABA439 - Administrative information | 0112/2///61987#ABA000 |  |  |  | Standard |  | IEC 61987 |  | SC65E – IEC 61987 | - | C00018 | 001-01 (2019-03-08 15:35:28 by BATCH 00000766) standard | 0112-2---61987#ABA294 | https://cdd.iec.ch/cdd/iec61987/iec61987.nsf/PropertiesAllVersions/0112-2---61987%23ABA294
0112/2///61987#ABB742 | 001 | 04 | 0112/2///61987#ABB742#001 | zero point error of density |  |  |  |  | absolute error of a device measuring density under reference conditions, when the input is at the lower range value |  |  | kg/m³ |  |  | REAL_MEASURE_TYPE |  |  |  |  | NON_DEPENDENT_P_DET | [5 empty] | 0112/2///61987#ABC058 - Absolute performance for density0112/2///61987#ABG318 - Absolute performance for density [2] | 0112/2///61987#ABA000 | 0112/2///62720#UAA619 - kilogram per metre cubed |  | 0112/2///61987#ABT573 - Density | Standard |  |  |  | SC65E – IEC 61987 | - | C00004 |  | 0112-2---61987#ABB742 | https://cdd.iec.ch/cdd/iec61987/iec61987.nsf/PropertiesAllVersions/0112-2---61987%23ABB742
0112/2///61987#ABC816 | 005 | 01 | 0112/2///61987#ABC816#005 | reference to Design conditions for external cleaning in place |  |  |  |  | reference to block ABC186 | [5 empty] | CLASS_REFERENCE_TYPE(0112/2///61987#ABC186) 0112/2///61987#ABC186 - Design conditions for external cleaning in place |  |  |  |  | NON_DEPENDENT_P_DET | [5 empty] | 0112/2///61987#ABC228 - Environmental design conditions0112/2///61987#ABD865 - Environmental design conditions [3]0112/2///61987#ABD866 - Environmental design conditions [2] | 0112/2///61987#ABA000 |  |  |  | Standard |  |  |  | SC65E – IEC 61987 | - | C00004 |  | 0112-2---61987#ABC816 | https://cdd.iec.ch/cdd/iec61987/iec61987.nsf/PropertiesAllVersions/0112-2---61987%23ABC816
0112/2///61987#ABE241 | 002 | 01 | 0112/2///61987#ABE241#002 | reference to Pressure-Temperature design conditions [2] |  |  |  |  | reference to block ABD985 | [5 empty] | CLASS_REFERENCE_TYPE(0112/2///61987#ABD985) 0112/2///61987#ABD985 - Pressure-temperature design conditions [2] |  |  |  |  | NON_DEPENDENT_P_DET | [5 empty] | 0112/2///61987#ABD950 - Operating conditions for device design [2] | 0112/2///61987#ABA000 |  |  |  | Standard |  |  |  |  | - | C00004 |  | 0112-2---61987#ABE241 | https://cdd.iec.ch/cdd/iec61987/iec61987.nsf/PropertiesAllVersions/0112-2---61987%23ABE241
0112/2///61987#ABF349 | 002 | 01 | 0112/2///61987#ABF349#002 | type of immersible probe or transmitter |  |  |  |  | classification of the immersible probe or transmitter of a hydrostatic pressure level transmitter according to its mounting method | [5 empty] | ENUM_CODE_TYPE(0112/2///61987#ABL323) |  |  |  |  | DEPENDENT_P_DET |  |  | 0112/2///61987#ABL323 | 0112/2///61987#ABM035 - cable mounted0112/2///61987#ABM036 - tube mounted0112/2///61987#ABI407 - others |  | 0112/2///61987#ABF348 - Immersible probe or transmitter | 0112/2///61987#ABA000 |  |  |  | Standard |  | IEC 61987 | IEC | SC65E | 0112/2///61987#ABI406 - empty_property | C00091 |  | 0112-2---61987#ABF349 | https://cdd.iec.ch/cdd/iec61987/iec61987.nsf/PropertiesAllVersions/0112-2---61987%23ABF349
0112/2///61987#ABH988 | 001 | 01 | 0112/2///61987#ABH988#001 | number of Discrete input function blocks |  |  |  |  | cardinality property for a Discrete input function block | [5 empty] | INT_TYPE |  |  |  |  | CONDITION_DET | [5 empty] | 0112/2///61987#ABH840 - User application parameters | 0112/2///61987#ABA000 |  |  |  | Standard |  |  |  | SC65E – IEC 61987 | - | C00018 | 001-01 (2019-03-08 15:35:31 by BATCH 00000766) standard | 0112-2---61987#ABH988 | https://cdd.iec.ch/cdd/iec61987/iec61987.nsf/PropertiesAllVersions/0112-2---61987%23ABH988
0112/2///61987#ABI553 | 001 | 02 | 0112/2///61987#ABI553#001 | reference to Consumable |  |  |  |  | reference to block ABI474 | [5 empty] | CLASS_REFERENCE_TYPE(0112/2///61987#ABI474) 0112/2///61987#ABI474 - Consumable |  |  |  |  | DEPENDENT_P_DET | [5 empty] | 0112/2///61987#ABI467 - Accessories and spare parts | 0112/2///61987#ABA000 |  |  |  | Standard |  | IEC 61987 | IEC | IEC SC65E | 0112/2///61987#ABI492 - number of consumables | C00112 |  | 0112-2---61987#ABI553 | https://cdd.iec.ch/cdd/iec61987/iec61987.nsf/PropertiesAllVersions/0112-2---61987%23ABI553
0112/2///61987#ABD080 | 003 | 01 | 0112/2///61987#ABD080#003 | reference to Normal environmental design conditions |  |  |  |  | reference to block ABC450 | [5 empty] | CLASS_REFERENCE_TYPE(0112/2///61987#ABC450) 0112/2///61987#ABC450 - Normal environmental design conditions |  |  |  |  | NON_DEPENDENT_P_DET | [5 empty] | 0112/2///61987#ABC228 - Environmental design conditions | 0112/2///61987#ABA000 |  |  |  | Standard |  |  |  | SC65E – IEC 61987 | - | C00004 |  | 0112-2---61987#ABD080 | https://cdd.iec.ch/cdd/iec61987/iec61987.nsf/PropertiesAllVersions/0112-2---61987%23ABD080
0112/2///61987#ABD242 | 001 | 02 | 0112/2///61987#ABD242#001 | reference to Structural design [positive displacement flow transmitter/gauge] |  |  |  |  | reference to block ABC616 | [5 empty] | CLASS_REFERENCE_TYPE(0112/2///61987#ABC616) 0112/2///61987#ABC616 - Structural design [positive displacement flow transmitter/gauge] |  |  |  |  | NON_DEPENDENT_P_DET | [5 empty] | 0112/2///61987#ABC435 - Mechanical and electrical construction [positive displacement flow transmitter/gauge] | 0112/2///61987#ABA000 |  |  |  | Standard |  |  |  | SC65E – IEC 61987 | - | C00004 |  | 0112-2---61987#ABD242 | https://cdd.iec.ch/cdd/iec61987/iec61987.nsf/PropertiesAllVersions/0112-2---61987%23ABD242
0112/2///61987#ABE383 | 001 | 02 | 0112/2///61987#ABE383#001 | material of mounting bracket |  |  |  |  | material of which the mounting bracket for an actuator is made | [5 empty] | STRING_TYPE |  |  |  |  | NON_DEPENDENT_P_DET | [5 empty] | 0112/2///61987#ABD941 - Mounting bracket for actuator | 0112/2///61987#ABA000 |  |  |  | Standard |  |  |  | SC65E – IEC 61987 | - | C00004 |  | 0112-2---61987#ABE383 | https://cdd.iec.ch/cdd/iec61987/iec61987.nsf/PropertiesAllVersions/0112-2---61987%23ABE383
0112/2///61987#ABD674 | 001 | 03 | 0112/2///61987#ABD674#001 | number of seat spring materials |  |  |  |  | @number of seat spring materials |  | cardinality property |  |  |  | INT_TYPE |  |  |  |  | CONDITION_DET | [5 empty] | 0112/2///61987#ABE026 - Structural design of a ball valve | 0112/2///61987#ABA000 |  |  |  | Standard |  |  |  |  | - | C00004 |  | 0112-2---61987#ABD674 | https://cdd.iec.ch/cdd/iec61987/iec61987.nsf/PropertiesAllVersions/0112-2---61987%23ABD674
0112/2///61987#ABH483 | 001 | 01 | 0112/2///61987#ABH483#001 | radius of weld pad |  |  |  |  | given radius of the weld pad |  |  | mm |  |  | REAL_MEASURE_TYPE |  |  |  |  | NON_DEPENDENT_P_DET | [5 empty] | 0112/2///61987#ABF023 - Structural design of a bypass/measuring chamber | 0112/2///61987#ABA000 | 0112/2///62720#UAA862 - millimetre |  | 0112/2///61987#ABT548 - Length short | Standard |  | IEC 61987 | IEC | SC65E – IEC 61987 | - | C00018 | 001-01 (2018-03-28 07:27:16 by BATCH 00000762) standard | 0112-2---61987#ABH483 | https://cdd.iec.ch/cdd/iec61987/iec61987.nsf/PropertiesAllVersions/0112-2---61987%23ABH483
0112/2///61987#ABF150 | 001 | 01 | 0112/2///61987#ABF150#001 | inside diameter of grounding tube |  |  |  |  | inside diameter of a tube serving as a grounding electrode |  |  | mm |  |  | REAL_MEASURE_TYPE |  |  |  |  | NON_DEPENDENT_P_DET | [5 empty] | 0112/2///61987#ABF136 - Structural design of a capacitance level transmitter/switch0112/2///61987#ABF155 - Single electrode probe | 0112/2///61987#ABA000 | 0112/2///62720#UAA862 - millimetre |  | 0112/2///61987#ABT548 - Length short | Standard |  | IEC 61987 | IEC | SC65E | - | C00018 | 001-01 (2018-03-28 07:27:04 by BATCH 00000762) standard | 0112-2---61987#ABF150 | https://cdd.iec.ch/cdd/iec61987/iec61987.nsf/PropertiesAllVersions/0112-2---61987%23ABF150
0112/2///61987#ABU338 | 001 | 03 | 0112/2///61987#ABU338#001 | reference to Assigned mass flow range |  |  |  |  | reference to block ABC109 |  | Id specified in IEC61987-12/-13: ABC739 |  |  |  | CLASS_REFERENCE_TYPE(0112/2///61987#ABC109) 0112/2///61987#ABC109 - Assigned mass flow range |  |  |  |  | DEPENDENT_P_DET | [5 empty] | 0112/2///61987#ABC121 - Assigned variable [4] | 0112/2///61987#ABA000 |  |  |  | Standard |  |  |  | SC65E – IEC 61987 | 0112/2///61987#ABU297 - assigned variable type [4] | C00004 |  | 0112-2---61987#ABU338 | https://cdd.iec.ch/cdd/iec61987/iec61987.nsf/PropertiesAllVersions/0112-2---61987%23ABU338
0112/2///61987#ABB889 | 002 | 01 | 0112/2///61987#ABB889#002 | type of scale range |  |  |  |  | classification of the scale range according to its indication | [5 empty] | ENUM_CODE_TYPE(0112/2///61987#ABL493) |  |  |  |  | DEPENDENT_P_DET |  |  | 0112/2///61987#ABL493 | 0112/2///61987#ABM600 - linear0112/2///61987#ABM607 - non-linear0112/2///61987#ABM608 - with zero-point suppression0112/2///61987#ABI407 - others |  | 0112/2///61987#ABC272 - Scale range | 0112/2///61987#ABA000 |  |  |  | Standard |  |  |  | SC65E – IEC 61987 | 0112/2///61987#ABI406 - empty_property | C00091 |  | 0112-2---61987#ABB889 | https://cdd.iec.ch/cdd/iec61987/iec61987.nsf/PropertiesAllVersions/0112-2---61987%23ABB889
0112/2///61987#ABP089 | 001 | 01 | 0112/2///61987#ABP089#001 | number of signal levels |  |  |  |  | cardinality property for a signal level | [5 empty] | INT_TYPE |  |  |  |  | CONDITION_DET | [5 empty] | 0112/2///61987#ABC552 - Pulse input/output parameters0112/2///61987#ABP021 - Binary input [I/O module] | 0112/2///61987#ABA000 |  |  |  | Standard |  | IEC 61987 | IEC | IEC/SC 65E | - | C00128 | 001-01 (2023-01-23 14:53:52 by BATCH 00000807) standard | 0112-2---61987#ABP089 | https://cdd.iec.ch/cdd/iec61987/iec61987.nsf/PropertiesAllVersions/0112-2---61987%23ABP089
0112/2///61987#ABD415 | 003 | 01 | 0112/2///61987#ABD415#003 | quality of gas |  |  |  |  | classification or requirement of gas according to its purity and moisture content | [5 empty] | STRING_TYPE |  |  |  |  | NON_DEPENDENT_P_DET | [5 empty] | 0112/2///61987#ABD411 - Purge gas supply | 0112/2///61987#ABA000 |  |  |  | Standard |  |  |  | SC65E – IEC 61987 | - | C00004 |  | 0112-2---61987#ABD415 | https://cdd.iec.ch/cdd/iec61987/iec61987.nsf/PropertiesAllVersions/0112-2---61987%23ABD415
0112/2///61987#ABF740 | 001 | 01 | 0112/2///61987#ABF740#001 | reference to Sonic probe |  |  |  |  | reference to block ABF168 | [5 empty] | CLASS_REFERENCE_TYPE(0112/2///61987#ABF168) 0112/2///61987#ABF168 - Sonic probe |  |  |  |  | NON_DEPENDENT_P_DET | [5 empty] | 0112/2///61987#ABF182 - Structural design of an ultrasonic level transmitter | 0112/2///61987#ABA000 |  |  |  | Standard |  | IEC 61987 | IEC | SC65E | - | C00018 | 001-01 (2018-03-28 07:27:09 by BATCH 00000762) standard | 0112-2---61987#ABF740 | https://cdd.iec.ch/cdd/iec61987/iec61987.nsf/PropertiesAllVersions/0112-2---61987%23ABF740
0112/2///61987#ABP136 | 001 | 01 | 0112/2///61987#ABP136#001 | maximum peak input voltage |  |  |  |  | maximum peak input voltage at which a device or a device component can operate within its specified limits |  |  | V |  |  | REAL_MEASURE_TYPE |  |  |  |  | NON_DEPENDENT_P_DET | [5 empty] | 0112/2///61987#ABP072 - Selectable RMS voltage input range0112/2///61987#ABP073 - Selectable RMS voltage shunt input range | 0112/2///61987#ABA000 | 0112/2///62720#UAA296 - volt |  | 0112/2///61987#ABT506 - Voltage | Standard |  | IEC 61987 | IEC | IEC/SC 65E | - | C00128 | 001-01 (2023-01-23 14:53:52 by BATCH 00000807) standard | 0112-2---61987#ABP136 | https://cdd.iec.ch/cdd/iec61987/iec61987.nsf/PropertiesAllVersions/0112-2---61987%23ABP136
0112/2///61987#ABD071 | 001 | 02 | 0112/2///61987#ABD071#001 | reference to Mechanical and electrical construction [differential pressure gauge] |  |  |  |  | reference to block ABC441 | [5 empty] | CLASS_REFERENCE_TYPE(0112/2///61987#ABC441) 0112/2///61987#ABC441 - Mechanical and electrical construction [differential pressure gauge] |  |  |  |  | NON_DEPENDENT_P_DET | [5 empty] | 0112/2///61987#ABA034 - Device LOP for differential pressure gauge | 0112/2///61987#ABA000 |  |  |  | Standard |  |  |  | SC65E – IEC 61987 | - | C00004 |  | 0112-2---61987#ABD071 | https://cdd.iec.ch/cdd/iec61987/iec61987.nsf/PropertiesAllVersions/0112-2---61987%23ABD071
0112/2///61987#ABB558 | 001 | 04 | 0112/2///61987#ABB558#001 | minimum span for normalized volume flow |  |  |  |  | lowest span to which a normalized volume flow measurement instrument can be adjusted |  |  | m³/h |  |  | REAL_MEASURE_TYPE |  |  |  |  | NON_DEPENDENT_P_DET | [5 empty] | 0112/2///61987#ABC418 - Measuring range for normalized volume flow | 0112/2///61987#ABA000 | 0112/2///62720#UAA763 - metre cubed per hour |  | 0112/2///61987#ABT504 - Volume flow rate | Standard |  |  |  | SC65E – IEC 61987 | - | C00004 |  | 0112-2---61987#ABB558 | https://cdd.iec.ch/cdd/iec61987/iec61987.nsf/PropertiesAllVersions/0112-2---61987%23ABB558
0112/2///61987#ABC038 | 002 | 01 | 0112/2///61987#ABC038#002 | type of movement link |  |  |  |  | classification of a movement link according to the method by which it is connected to the sensor | [5 empty] | ENUM_CODE_TYPE(0112/2///61987#ABL692) |  |  |  |  | DEPENDENT_P_DET |  |  | 0112/2///61987#ABL692 | 0112/2///61987#ABN368 - welding0112/2///61987#ABN369 - brazing0112/2///61987#ABN370 - soldering0112/2///61987#ABI407 - others |  | 0112/2///61987#ABC526 - Pressure gauge sensing element and movement | 0112/2///61987#ABA000 |  |  |  | Standard |  |  |  | SC65E – IEC 61987 | 0112/2///61987#ABI406 - empty_property | C00091 |  | 0112-2---61987#ABC038 | https://cdd.iec.ch/cdd/iec61987/iec61987.nsf/PropertiesAllVersions/0112-2---61987%23ABC038
0112/2///61987#ABU168 | 001 | 03 | 0112/2///61987#ABU168#001 | performance variable type [2] |  |  |  |  | polymorphism property specifying the process variable to which the performance applies |  | polymorphic control property; Id specified in IEC61987-12/-13: ABB758 |  |  |  | ENUM_STRING_TYPE(0112/2///61987#ABU096(Percentage performance,Percentage performance for pressure,Absolute performance for mass flow,Absolute performance for flow velocity,Absolute performance for actual volume flow,Absolute performance for normalized volume flow,Absolute performance for density,Absolute performance for pressure,Absolute performance for temperature,Absolute performance for dynamic viscosity,Absolute performance for other variable)) |  | 0112/2///61987#ABU096 |  |  | CONDITION_DET |  |  | 0112/2///61987#ABU096 | 0112/2///61987#ABU060 - IEC61987-11 Name of Percentage performance0112/2///61987#ABU076 - IEC61987-11 Name of Percentage performance for pressure0112/2///61987#ABU031 - IEC61987-11 Name of Absolute performance for mass flow0112/2///61987#ABU032 - IEC61987-11 Name of Absolute performance for flow velocity0112/2///61987#ABU033 - IEC61987-11 Name of Absolute performance for actual volume flow0112/2///61987#ABU034 - IEC61987-11 Name of Absolute performance for normalized volume flow0112/2///61987#ABU011 - IEC61987-11 Name of Absolute performance for density0112/2///61987#ABU077 - IEC61987-11 Name of Absolute performance for pressure0112/2///61987#ABU061 - IEC61987-11 Name of Absolute performance for temperature0112/2///61987#ABU012 - IEC61987-11 Name of Absolute performance for dynamic viscosity0112/2///61987#ABU062 - IEC61987-11 Name of Absolute performance for other variable |  | 0112/2///61987#ABC672 - Type of performance variable [2] | 0112/2///61987#ABA000 |  |  |  | Standard |  | IEC 61987 | IEC | IEC/SC 65E | - | C00112 |  | 0112-2---61987#ABU168 | https://cdd.iec.ch/cdd/iec61987/iec61987.nsf/PropertiesAllVersions/0112-2---61987%23ABU168
0112/2///61987#ABD137 | 001 | 05 | 0112/2///61987#ABD137#001 | reference to Performance variable [5] |  |  |  |  | reference to block ABC507 | [5 empty] | CLASS_REFERENCE_TYPE(0112/2///61987#ABC507) 0112/2///61987#ABC507 - Performance variable [5] |  |  |  |  | DEPENDENT_P_DET | [5 empty] | 0112/2///61987#ABC496 - Performance [6]0112/2///61987#ABC497 - Performance [7] | 0112/2///61987#ABA000 |  |  |  | Standard |  | IEC 61987 | IEC | IEC SC65E | 0112/2///61987#ABB636 - number of performance variables | C00112 |  | 0112-2---61987#ABD137 | https://cdd.iec.ch/cdd/iec61987/iec61987.nsf/PropertiesAllVersions/0112-2---61987%23ABD137
0112/2///61987#ABB703 | 001 | 04 | 0112/2///61987#ABB703#001 | maximum influence of load on span |  |  |  |  | change in output span caused by a change in load with respect to reference conditions, expressed as the maximum error within the load range | Testing is described in IEC 61298-3 |  | %/Ω |  |  | REAL_MEASURE_TYPE |  |  | IEC 61298-3, chapter 11 |  | NON_DEPENDENT_P_DET | [5 empty] | 0112/2///61987#ABC277 - Influence of external quantities expressed as a percentage for pressure0112/2///61987#ABJ593 - Influence of external quantities expressed as a percentage [5]0112/2///61987#ABC276 - Influence of external quantities expressed as a percentage0112/2///61987#ABD890 - Influence of external quantities expressed as a percentage [2]0112/2///61987#ABG313 - Influence of external quantities expressed as a percentage [3]0112/2///61987#ABG314 - Influence of external quantities expressed as a percentage [4] | 0112/2///61987#ABA000 | 0112/2///62720#UAA001 - percent per ohm |  | 0112/2///61987#ABT528 - Percentage per resistance | Standard |  |  |  | SC65E – IEC 61987 | - | C00004 |  | 0112-2---61987#ABB703 | https://cdd.iec.ch/cdd/iec61987/iec61987.nsf/PropertiesAllVersions/0112-2---61987%23ABB703
0112/2///61987#ABD276 | 001 | 01 | 0112/2///61987#ABD276#001 | reference to Temperature measurement |  |  |  |  | reference to block ABC650 | [5 empty] | CLASS_REFERENCE_TYPE(0112/2///61987#ABC650) 0112/2///61987#ABC650 - Temperature measurement |  |  |  |  | NON_DEPENDENT_P_DET | [5 empty] | 0112/2///61987#ABF985 - Type of measured variable [13]0112/2///61987#ABF988 - Type of measured variable [16] | 0112/2///61987#ABA000 |  |  |  | Standard |  | IEC 61987 | IEC | SC65E | - | C00019 | 001-01 (2018-03-28 07:26:54 by BATCH 00000762) standard | 0112-2---61987#ABD276 | https://cdd.iec.ch/cdd/iec61987/iec61987.nsf/PropertiesAllVersions/0112-2---61987%23ABD276
0112/2///61987#ABA126 | 001 | 01 | 0112/2///61987#ABA126#001 | user remark |  |  |  |  | plain text characterizing information not contained in the list of properties | [5 empty] | STRING_TYPE |  |  |  |  | NON_DEPENDENT_P_DET | [5 empty] | 0112/2///61987#ABA362 - Document information0112/2///61987#ABH504 - Remark0112/2///61987#ABI573 - Additional information | 0112/2///61987#ABA000 |  |  |  | Standard |  | IEC 61987 |  | SC65E – IEC 61987 | - | C00018 | 001-01 (2019-03-08 15:35:27 by BATCH 00000766) standard | 0112-2---61987#ABA126 | https://cdd.iec.ch/cdd/iec61987/iec61987.nsf/PropertiesAllVersions/0112-2---61987%23ABA126
0112/2///61987#ABE539 | 001 | 01 | 0112/2///61987#ABE539#001 | additional information |  |  |  |  | plain text giving additional information about a device | [5 empty] | STRING_TYPE |  |  |  |  | NON_DEPENDENT_P_DET | [5 empty] | 0112/2///61987#ABE606 - Structural design of a solenoid valve0112/2///61987#ABP303 - Functional design of a solenoid valve [I/O module] | 0112/2///61987#ABA000 |  |  |  | Standard |  | IEC 61987 | IEC | SC65E | - | C00016 | 001-01 (2018-03-28 07:27:01 by BATCH 00000762) standard | 0112-2---61987#ABE539 | https://cdd.iec.ch/cdd/iec61987/iec61987.nsf/PropertiesAllVersions/0112-2---61987%23ABE539
0112/2///61987#ABH240 | 002 | 01 | 0112/2///61987#ABH240#002 | type of target |  |  |  |  | classification of the target of a radiation detector according to its general characteristics | General characteristics may be phase of matter, coating, or material |  |  |  |  | ENUM_CODE_TYPE(0112/2///61987#ABL635) |  |  |  |  | DEPENDENT_P_DET |  |  | 0112/2///61987#ABL635 | 0112/2///61987#ABN147 - solid metal0112/2///61987#ABN148 - liquid metal0112/2///61987#ABN149 - porous metal0112/2///61987#ABN150 - painted metal0112/2///61987#ABN151 - glass/quartz0112/2///61987#ABN152 - ceramics0112/2///61987#ABN153 - plastics0112/2///61987#ABL177 - liquid0112/2///61987#ABN155 - powder0112/2///61987#ABN156 - wood0112/2///61987#ABI407 - others |  | 0112/2///61987#ABH258 - Radiation thermometer parameters | 0112/2///61987#ABA000 |  |  |  | Standard |  | IEC 61987 | IEC | SC65E | 0112/2///61987#ABI406 - empty_property | C00091 |  | 0112-2---61987#ABH240 | https://cdd.iec.ch/cdd/iec61987/iec61987.nsf/PropertiesAllVersions/0112-2---61987%23ABH240
0112/2///61987#ABI507 | 001 | 01 | 0112/2///61987#ABI507#001 | number of decommissioning requirements |  |  |  |  | cardinality property for decommissioning requirement | [5 empty] | INT_TYPE |  |  |  |  | CONDITION_DET | [5 empty] | 0112/2///61987#ABI569 - Decommissioning and disposal | 0112/2///61987#ABA000 |  |  |  | Standard |  |  |  | SC65E – IEC 61987 | - | C00018 | 001-01 (2019-03-08 15:35:32 by BATCH 00000766) standard | 0112-2---61987#ABI507 | https://cdd.iec.ch/cdd/iec61987/iec61987.nsf/PropertiesAllVersions/0112-2---61987%23ABI507
0112/2///61987#ABB035 | 003 | 01 | 0112/2///61987#ABB035#003 | minimum operating thermal conductivity |  |  |  |  | lowest thermal conductivity for which a device is or should be designed to operate within its specified limits |  |  | W/(m·K) |  |  | REAL_MEASURE_TYPE |  |  |  |  | NON_DEPENDENT_P_DET | [5 empty] | 0112/2///61987#ABC451 - Normal process conditions [1]0112/2///61987#ABC455 - Normal process design conditions [2]0112/2///61987#ABH071 - Fluid phase design conditions0112/2///61987#ABH462 - Normal process conditions [11]0112/2///61987#ABG343 - Normal process conditions [5]0112/2///61987#ABG344 - Normal process conditions [6]0112/2///61987#ABG347 - Normal process conditions [9] | 0112/2///61987#ABA000 | 0112/2///62720#UAA309 - watt per metre kelvin |  | 0112/2///61987#ABT513 - Thermal conductivity | Standard |  |  |  | SC65E – IEC 61987 | - | C00004 |  | 0112-2---61987#ABB035 | https://cdd.iec.ch/cdd/iec61987/iec61987.nsf/PropertiesAllVersions/0112-2---61987%23ABB035
0112/2///61987#ABE501 | 001 | 01 | 0112/2///61987#ABE501#001 | reference to Rated operating conditions [12] |  |  |  |  | reference to block ABE583 | [5 empty] | CLASS_REFERENCE_TYPE(0112/2///61987#ABE583) 0112/2///61987#ABE583 - Rated operating conditions [12] |  |  |  |  | NON_DEPENDENT_P_DET | [5 empty] | 0112/2///61987#ABE631 - Device LOP for solenoid valve | 0112/2///61987#ABA000 |  |  |  | Standard |  | IEC 61987 | IEC | SC65E | - | C00016 | 001-01 (2018-03-28 07:27:00 by BATCH 00000762) standard | 0112-2---61987#ABE501 | https://cdd.iec.ch/cdd/iec61987/iec61987.nsf/PropertiesAllVersions/0112-2---61987%23ABE501
0112/2///61987#ABB427 | 002 | 01 | 0112/2///61987#ABB427#002 | locations of coupling |  |  |  |  | location of the measuring connections at an orifice plate flowmeter measuring tube to determine the differential pressure caused by the orifice | [5 empty] | ENUM_CODE_TYPE(0112/2///61987#ABL354) |  |  |  |  | DEPENDENT_P_DET |  |  | 0112/2///61987#ABL354 | 0112/2///61987#ABM138 - D0112/2///61987#ABM139 - D/20112/2///61987#ABM140 - D and D/20112/2///61987#ABI407 - others |  | 0112/2///61987#ABC192 - Device pipe tap | 0112/2///61987#ABA000 |  |  |  | Standard |  |  |  | SC65E – IEC 61987 | 0112/2///61987#ABI406 - empty_property | C00091 |  | 0112-2---61987#ABB427 | https://cdd.iec.ch/cdd/iec61987/iec61987.nsf/PropertiesAllVersions/0112-2---61987%23ABB427
0112/2///61987#ABG875 | 001 | 01 | 0112/2///61987#ABG875#001 | reference to Dynamic behaviour [3] |  |  |  |  | reference to block ABG315 | [5 empty] | CLASS_REFERENCE_TYPE(0112/2///61987#ABG315) 0112/2///61987#ABG315 - Dynamic behaviour [3] |  |  |  |  | NON_DEPENDENT_P_DET | [5 empty] | 0112/2///61987#ABG309 - Percentage performance [6] | 0112/2///61987#ABA000 |  |  |  | Standard |  | IEC 61987 | IEC | SC65E | - | C00019 | 001-01 (2018-03-28 07:27:11 by BATCH 00000762) standard | 0112-2---61987#ABG875 | https://cdd.iec.ch/cdd/iec61987/iec61987.nsf/PropertiesAllVersions/0112-2---61987%23ABG875
0112/2///61987#ABF883 | 001 | 01 | 0112/2///61987#ABF883#001 | reference to Device LOP for displacer level transmitter/switch |  |  |  |  | reference to block ABE736 | [5 empty] | CLASS_REFERENCE_TYPE(0112/2///61987#ABE736) 0112/2///61987#ABE736 - Device LOP for displacer level transmitter/switch |  |  |  |  | NON_DEPENDENT_P_DET | [5 empty] | 0112/2///61987#ABA704 - Displacer level switch0112/2///61987#ABA804 - Displacer level transmitter | 0112/2///61987#ABA000 |  |  |  | Standard |  | IEC 61987 | IEC | SC65E | - | C00018 | 001-01 (2018-03-28 07:27:10 by BATCH 00000762) standard | 0112-2---61987#ABF883 | https://cdd.iec.ch/cdd/iec61987/iec61987.nsf/PropertiesAllVersions/0112-2---61987%23ABF883
0112/2///61987#ABU263 | 001 | 03 | 0112/2///61987#ABU263#001 | reference to Frequency input [2] |  |  |  |  | reference to block ABC248 |  | Id specified in IEC61987-12/-13: ABC878 |  |  |  | CLASS_REFERENCE_TYPE(0112/2///61987#ABC248) 0112/2///61987#ABC248 - Frequency input [2] |  |  |  |  | DEPENDENT_P_DET | [5 empty] | 0112/2///61987#ABC054 - Type of auxiliary input [3] | 0112/2///61987#ABA000 |  |  |  | Standard |  |  |  | SC65E – IEC 61987 | 0112/2///61987#ABU256 - auxiliary input type [3] | C00004 |  | 0112-2---61987#ABU263 | https://cdd.iec.ch/cdd/iec61987/iec61987.nsf/PropertiesAllVersions/0112-2---61987%23ABU263
0112/2///61987#ABB519 | 001 | 02 | 0112/2///61987#ABB519#001 | formula for measured error |  |  |  |  | equation from which the measured error of a device can be calculated | [5 empty] | STRING_TYPE |  |  |  |  | NON_DEPENDENT_P_DET | [5 empty] | 0112/2///61987#ABC057 - Absolute performance for actual volume flow0112/2///61987#ABC058 - Absolute performance for density0112/2///61987#ABC059 - Absolute performance for dynamic viscosity0112/2///61987#ABC060 - Absolute performance for flow velocity0112/2///61987#ABC061 - Absolute performance for mass flow0112/2///61987#ABC062 - Absolute performance for normalized volume flow0112/2///61987#ABC063 - Absolute performance for other variable0112/2///61987#ABC064 - Absolute performance for pressure0112/2///61987#ABC065 - Absolute performance for temperature0112/2///61987#ABE792 - Absolute performance for concentration0112/2///61987#ABE793 - Absolute performance for volume fraction0112/2///61987#ABE826 - Absolute performance for level0112/2///61987#ABE836 - Absolute performance for volume0112/2///61987#ABE846 - Absolute performance for mass0112/2///61987#ABE856 - Absolute performance for degree of filling0112/2///61987#ABE939 - Absolute performance for ullage0112/2///61987#ABF075 - Absolute performance for voltage0112/2///61987#ABF076 - Absolute performance for resistance0112/2///61987#ABF109 - Absolute performance for temperature [2]0112/2///61987#ABF608 - Absolute performance for mass fraction0112/2///61987#ABG319 - Absolute performance for temperature [3]0112/2///61987#ABG318 - Absolute performance for density [2]0112/2///61987#ABC067 - Accuracy expressed as a percentage [1]0112/2///61987#ABC068 - Accuracy expressed as a percentage [2]0112/2///61987#ABE365 - Accuracy expressed as a percentage [3]0112/2///61987#ABE702 - Accuracy expressed as a percentage [4]0112/2///61987#ABG353 - Accuracy expressed as a percentage [5]0112/2///61987#ABJ595 - Accuracy expressed as a percentage [6]0112/2///61987#ABG352 - Accuracy expressed as a percentage [7]0112/2///61987#ABP004 - Absolute performance for active power [I/O module]0112/2///61987#ABP005 - Absolute performance for apparent power [I/O module]0112/2///61987#ABP006 - Absolute performance for current [I/O module]0112/2///61987#ABP007 - Absolute performance for other variable [I/O module]0112/2///61987#ABP008 - Absolute performance for power factor [I/O module]0112/2///61987#ABP009 - Absolute performance for reactive power [I/O module]0112/2///61987#ABP010 - Absolute performance for resistance [I/O module]0112/2///61987#ABP011 - Absolute performance for temperature [I/O module]0112/2///61987#ABP012 - Absolute performance for voltage [I/O module] | 0112/2///61987#ABA000 |  |  |  | Standard |  |  |  | SC65E – IEC 61987 | - | C00004 |  | 0112-2---61987#ABB519 | https://cdd.iec.ch/cdd/iec61987/iec61987.nsf/PropertiesAllVersions/0112-2---61987%23ABB519
0112/2///61987#ABE164 | 001 | 02 | 0112/2///61987#ABE164#001 | reference to Material of gasket |  |  |  |  | reference to block ABD908 | [5 empty] | CLASS_REFERENCE_TYPE(0112/2///61987#ABD908) 0112/2///61987#ABD908 - Material of gasket |  |  |  |  | NON_DEPENDENT_P_DET | [5 empty] | 0112/2///61987#ABD882 - Gasket of body | 0112/2///61987#ABA000 |  |  |  | Standard |  |  |  |  | - | C00004 |  | 0112-2---61987#ABE164 | https://cdd.iec.ch/cdd/iec61987/iec61987.nsf/PropertiesAllVersions/0112-2---61987%23ABE164
0112/2///61987#ABH830 | 002 | 01 | 0112/2///61987#ABH830#002 | end of validity |  |  |  |  | date when a document becomes invalid | The format for date is the lexical representation allowed by ISO 8601, i. e. "yyyy-mm-dd" with optional time zone. |  |  |  |  | DATE_TYPE |  |  | ISO 18113-1:2009, 3.17 |  | NON_DEPENDENT_P_DET | [5 empty] | 0112/2///61987#ABH515 - Certificate or approval | 0112/2///61987#ABA000 |  |  |  | Standard |  | IEC 61987 | IEC | IEC SC65E | - | C00112 |  | 0112-2---61987#ABH830 | https://cdd.iec.ch/cdd/iec61987/iec61987.nsf/PropertiesAllVersions/0112-2---61987%23ABH830
0112/2///61987#ABP280 | 001 | 01 | 0112/2///61987#ABP280#001 | reference to Touch current |  |  |  |  | reference to block ABP076 | [5 empty] | CLASS_REFERENCE_TYPE(0112/2///61987#ABP076) 0112/2///61987#ABP076 - Touch current |  |  |  |  | NON_DEPENDENT_P_DET | [5 empty] | 0112/2///61987#ABP044 - Input [I/O module] | 0112/2///61987#ABA000 |  |  |  | Standard |  | IEC 61987 | IEC | IEC/SC 65E | - | C00128 | 001-01 (2023-01-23 14:53:53 by BATCH 00000807) standard | 0112-2---61987#ABP280 | https://cdd.iec.ch/cdd/iec61987/iec61987.nsf/PropertiesAllVersions/0112-2---61987%23ABP280
0112/2///61987#ABH500 | 002 | 02 | 0112/2///61987#ABH500#002 | reference to Measuring or control point |  |  |  |  | reference to block ABH439 | [5 empty] | CLASS_REFERENCE_TYPE(0112/2///61987#ABH439) 0112/2///61987#ABH439 - Measuring or control point |  |  |  |  | DEPENDENT_P_DET | [5 empty] | 0112/2///61987#ABA441 - Device | 0112/2///61987#ABA000 |  |  |  | Standard |  | IEC 61987 | IEC | IEC SC65E | 0112/2///61987#ABH493 - number of measuring or control points | C00112 |  | 0112-2---61987#ABH500 | https://cdd.iec.ch/cdd/iec61987/iec61987.nsf/PropertiesAllVersions/0112-2---61987%23ABH500
0112/2///61987#ABD631 | 002 | 01 | 0112/2///61987#ABD631#002 | upper range-limit inlet gauge pressure |  |  |  |  | highest gauge pressure value at the device inlet to which a pressure reducing regulator or a back pressure regulator can be adjusted and still remain within the specified performance limits |  |  | bar |  |  | REAL_MEASURE_TYPE |  |  |  |  | NON_DEPENDENT_P_DET | [5 empty] | 0112/2///61987#ABD964 - Parameters of valve body assembly [4]0112/2///61987#ABE560 - Parameters of filter regulator0112/2///61987#ABE559 - Parameters of solenoid valve | 0112/2///61987#ABA000 | 0112/2///62720#UAA323 - bar |  | 0112/2///61987#ABT524 - Pressure | Standard |  |  |  |  | - | C00004 |  | 0112-2---61987#ABD631 | https://cdd.iec.ch/cdd/iec61987/iec61987.nsf/PropertiesAllVersions/0112-2---61987%23ABD631
0112/2///61987#ABF264 | 001 | 01 | 0112/2///61987#ABF264#001 | length of fibre optics head |  |  |  |  | length of the connector of a fiber optic |  |  | mm |  |  | REAL_MEASURE_TYPE |  |  |  |  | NON_DEPENDENT_P_DET | [5 empty] | 0112/2///61987#ABF261 - Fibre optics | 0112/2///61987#ABA000 | 0112/2///62720#UAA862 - millimetre |  | 0112/2///61987#ABT548 - Length short | Standard |  | IEC 61987 | IEC | SC65E | - | C00019 | 001-01 (2018-03-28 07:27:05 by BATCH 00000762) standard | 0112-2---61987#ABF264 | https://cdd.iec.ch/cdd/iec61987/iec61987.nsf/PropertiesAllVersions/0112-2---61987%23ABF264
0112/2///61987#ABF327 | 002 | 01 | 0112/2///61987#ABF327#002 | style of tip |  |  |  |  | classification of a tip according to its mechanical design | [5 empty] | ENUM_CODE_TYPE(0112/2///61987#ABL417) |  |  |  |  | DEPENDENT_P_DET |  |  | 0112/2///61987#ABL417 | 0112/2///61987#ABM352 - flat tip0112/2///61987#ABI407 - others |  | 0112/2///61987#ABF326 - Thermowell tip | 0112/2///61987#ABA000 |  |  |  | Standard |  | IEC 61987 | IEC | SC65E | 0112/2///61987#ABI406 - empty_property | C00091 |  | 0112-2---61987#ABF327 | https://cdd.iec.ch/cdd/iec61987/iec61987.nsf/PropertiesAllVersions/0112-2---61987%23ABF327
0112/2///61987#ABF352 | 002 | 01 | 0112/2///61987#ABF352#002 | style of vent tube connection |  |  |  |  | classification of a vent tube according its mechanical design | [5 empty] | ENUM_CODE_TYPE(0112/2///61987#ABL556) |  |  |  |  | DEPENDENT_P_DET |  |  | 0112/2///61987#ABL556 | 0112/2///61987#ABL215 - open0112/2///61987#ABI407 - others |  | 0112/2///61987#ABF348 - Immersible probe or transmitter | 0112/2///61987#ABA000 |  |  |  | Standard |  | IEC 61987 | IEC | SC65E | 0112/2///61987#ABI406 - empty_property | C00091 |  | 0112-2---61987#ABF352 | https://cdd.iec.ch/cdd/iec61987/iec61987.nsf/PropertiesAllVersions/0112-2---61987%23ABF352
0112/2///61987#ABU850 | 001 | 01 | 0112/2///61987#ABU850#001 | reference to Aqueous phase [level] |  |  |  |  | reference to block ABG459 | [5 empty] | CLASS_REFERENCE_TYPE(0112/2///61987#ABG459) 0112/2///61987#ABG459 - Aqueous phase [level] |  |  |  |  | DEPENDENT_P_DET | [5 empty] | 0112/2///61987#ABG457 - Phase [level] | 0112/2///61987#ABA000 |  |  |  | Standard |  | IEC 61987 | IEC | SC65E | 0112/2///61987#ABU848 - phase type | C00018 | 001-01 (2018-03-28 07:27:21 by BATCH 00000762) standard | 0112-2---61987#ABU850 | https://cdd.iec.ch/cdd/iec61987/iec61987.nsf/PropertiesAllVersions/0112-2---61987%23ABU850
0112/2///61987#ABJ629 | 001 | 01 | 0112/2///61987#ABJ629#001 | EMPTY_PIPE_DETECTION |  |  |  |  | parameter enabling or disabling the empty pipe detection function | [5 empty] | BINARY_TYPE | B4 |  |  |  | NON_DEPENDENT_P_DET | [5 empty] | 0112/2///61987#ABJ612 - FLOW_MEASUREMENT_TRANSFORMATION | 0112/2///61987#ABA000 |  |  |  | Standard |  |  |  | SC65E – IEC 61987 | - | C00018 | 001-01 (2019-03-08 15:35:33 by BATCH 00000766) standard | 0112-2---61987#ABJ629 | https://cdd.iec.ch/cdd/iec61987/iec61987.nsf/PropertiesAllVersions/0112-2---61987%23ABJ629
0112/2///61987#ABC947 | 001 | 02 | 0112/2///61987#ABC947#001 | reference to Limiting flow conditions |  |  |  |  | reference to block ABC317 | [5 empty] | CLASS_REFERENCE_TYPE(0112/2///61987#ABC317) 0112/2///61987#ABC317 - Limiting flow conditions |  |  |  |  | NON_DEPENDENT_P_DET | [5 empty] | 0112/2///61987#ABC318 - Limiting process conditions [1] | 0112/2///61987#ABA000 |  |  |  | Standard |  |  |  | SC65E – IEC 61987 | - | C00004 |  | 0112-2---61987#ABC947 | https://cdd.iec.ch/cdd/iec61987/iec61987.nsf/PropertiesAllVersions/0112-2---61987%23ABC947
0112/2///61987#ABD003 | 001 | 02 | 0112/2///61987#ABD003#001 | reference to Material of manifold block |  |  |  |  | reference to block ABC373 | [5 empty] | CLASS_REFERENCE_TYPE(0112/2///61987#ABC373) 0112/2///61987#ABC373 - Material of manifold block |  |  |  |  | NON_DEPENDENT_P_DET | [5 empty] | 0112/2///61987#ABC637 - Structural design of a valve manifold | 0112/2///61987#ABA000 |  |  |  | Standard |  |  |  | SC65E – IEC 61987 | - | C00004 |  | 0112-2---61987#ABD003 | https://cdd.iec.ch/cdd/iec61987/iec61987.nsf/PropertiesAllVersions/0112-2---61987%23ABD003
0112/2///61987#ABJ708 | 002 | 01 | 0112/2///61987#ABJ708#002 | reference to Device identification |  |  |  |  | reference to block ABJ616 | [5 empty] | CLASS_REFERENCE_TYPE(0112/2///61987#ABJ616) 0112/2///61987#ABJ616 - Device identification |  |  |  |  | NON_DEPENDENT_P_DET | [5 empty] | 0112/2///61987#ABH841 - Device (resource) block | 0112/2///61987#ABA000 |  |  |  | Standard |  |  |  | SC65E – IEC 61987 | - | C00018 |  | 0112-2---61987#ABJ708 | https://cdd.iec.ch/cdd/iec61987/iec61987.nsf/PropertiesAllVersions/0112-2---61987%23ABJ708
0112/2///61987#ABU453 | 002 | 02 | 0112/2///61987#ABU453#002 | reference to Process connection |  |  |  |  | reference to block ABU458 |  | Id specified in IEC61987-12/-13: ABC855 |  |  |  | CLASS_REFERENCE_TYPE(0112/2///61987#ABU458) 0112/2///61987#ABU458 - Process connection |  |  |  |  | DEPENDENT_P_DET | [5 empty] | 0112/2///61987#ABC044 - Transmitter body [1]0112/2///61987#ABC045 - Transmitter body [2]0112/2///61987#ABC046 - Transmitter body [3]0112/2///61987#ABC047 - Transmitter body [4]0112/2///61987#ABC625 - Structural design of a differential pressure gauge0112/2///61987#ABC629 - Structural design of a pressure or differential pressure gauge0112/2///61987#ABC631 - Structural design of a remote seal [2]0112/2///61987#ABC637 - Structural design of a valve manifold0112/2///61987#ABF341 - Structural design of a hydrostatic pressure level transmitter0112/2///61987#ABF517 - Structural design of a microwave level switch0112/2///61987#ABC626 - Structural design of a differential pressure transmitter | 0112/2///61987#ABA000 |  |  |  | Standard |  | IEC 61987 | IEC | IEC SC65E | 0112/2///61987#ABB102 - number of process connections | C00112 |  | 0112-2---61987#ABU453 | https://cdd.iec.ch/cdd/iec61987/iec61987.nsf/PropertiesAllVersions/0112-2---61987%23ABU453
0112/2///61987#ABB539 | 002 | 01 | 0112/2///61987#ABB539#002 | style of integral metering taps |  |  |  |  | classification of the pressure taps of a weld-in flow nozzle pipe according to their position | [5 empty] | ENUM_CODE_TYPE(0112/2///61987#ABL353) |  |  |  |  | DEPENDENT_P_DET |  |  | 0112/2///61987#ABL353 | 0112/2///61987#ABM136 - D and D/2 taps0112/2///61987#ABM137 - pipe taps (2 1/2D and 8D)0112/2///61987#ABI407 - others |  | 0112/2///61987#ABC530 - Pressure taps of a flow nozzle | 0112/2///61987#ABA000 |  |  |  | Standard |  |  |  | SC65E – IEC 61987 | 0112/2///61987#ABI406 - empty_property | C00091 |  | 0112-2---61987#ABB539 | https://cdd.iec.ch/cdd/iec61987/iec61987.nsf/PropertiesAllVersions/0112-2---61987%23ABB539
0112/2///61987#ABD738 | 002 | 02 | 0112/2///61987#ABD738#002 | torque of spring at 0% travel |  |  |  |  | torque of an actuator spring for zero travel |  |  | kN·m |  |  | REAL_MEASURE_TYPE |  |  |  |  | NON_DEPENDENT_P_DET | [5 empty] | 0112/2///61987#ABE033 - Structural design of a pneumatic rotary actuator | 0112/2///61987#ABA000 | 0112/2///62720#UAA574 - kilonewton metre |  | 0112/2///61987#ABT538 - Moment of force | Standard |  |  |  |  | - | C00018 |  | 0112-2---61987#ABD738 | https://cdd.iec.ch/cdd/iec61987/iec61987.nsf/PropertiesAllVersions/0112-2---61987%23ABD738
0112/2///61987#ABF291 | 002 | 01 | 0112/2///61987#ABF291#002 | designation of temperature sensing element |  |  |  |  | alphanumeric character sequence identifying a temperature element | [5 empty] | STRING_TYPE |  |  |  |  | NON_DEPENDENT_P_DET | [5 empty] | 0112/2///61987#ABF289 - RTD/thermocouple probe output | 0112/2///61987#ABA000 |  |  |  | Standard |  | IEC 61987 | IEC | SC65E | - | C00019 |  | 0112-2---61987#ABF291 | https://cdd.iec.ch/cdd/iec61987/iec61987.nsf/PropertiesAllVersions/0112-2---61987%23ABF291
0112/2///61987#ABU867 | 001 | 01 | 0112/2///61987#ABU867#001 | reference to Type of measured variable [7] |  |  |  |  | reference to block ABF979 | [5 empty] | CLASS_REFERENCE_TYPE(0112/2///61987#ABF979) 0112/2///61987#ABF979 - Type of measured variable [7] |  |  |  |  | NON_DEPENDENT_P_DET | [5 empty] | 0112/2///61987#ABF943 - Measured variable [7] | 0112/2///61987#ABA000 |  |  |  | Standard |  | IEC 61987 | IEC | SC65E | - | C00018 | 001-01 (2018-03-28 07:27:22 by BATCH 00000762) standard | 0112-2---61987#ABU867 | https://cdd.iec.ch/cdd/iec61987/iec61987.nsf/PropertiesAllVersions/0112-2---61987%23ABU867
0112/2///61987#ABB354 | 001 | 04 | 0112/2///61987#ABB354#001 | maximum inductance (Limax) |  |  |  |  | maximum inductance a connected device may have based on calculation from the parameters of the power supply |  |  | mH |  |  | REAL_MEASURE_TYPE |  |  |  |  | NON_DEPENDENT_P_DET | [5 empty] | 0112/2///61987#ABC150 - Calculated maximum electrical parameters for connected device | 0112/2///61987#ABA000 | 0112/2///62720#UAA789 - millihenry |  | 0112/2///61987#ABT566 - Electrical inductance | Standard |  |  |  | SC65E – IEC 61987 | - | C00004 |  | 0112-2---61987#ABB354 | https://cdd.iec.ch/cdd/iec61987/iec61987.nsf/PropertiesAllVersions/0112-2---61987%23ABB354
0112/2///61987#ABA547 | 001 | 02 | 0112/2///61987#ABA547#001 | function of LED indicator |  |  |  |  | purpose for which a LED indicator is provided | [5 empty] | STRING_TYPE |  |  |  |  | NON_DEPENDENT_P_DET | [5 empty] | 0112/2///61987#ABC313 - LED indicator | 0112/2///61987#ABA000 |  |  |  | Standard |  |  |  | SC65E – IEC 61987 | - | C00004 |  | 0112-2---61987#ABA547 | https://cdd.iec.ch/cdd/iec61987/iec61987.nsf/PropertiesAllVersions/0112-2---61987%23ABA547
0112/2///61987#ABA475 | 001 | 02 | 0112/2///61987#ABA475#001 | location of jumper |  |  |  |  | place in the device where the jumper is to be found | [5 empty] | STRING_TYPE |  |  |  |  | NON_DEPENDENT_P_DET | [5 empty] | 0112/2///61987#ABC309 - Jumper | 0112/2///61987#ABA000 |  |  |  | Standard |  |  |  | SC65E – IEC 61987 | - | C00004 |  | 0112-2---61987#ABA475 | https://cdd.iec.ch/cdd/iec61987/iec61987.nsf/PropertiesAllVersions/0112-2---61987%23ABA475
0112/2///61987#ABA115 | 003 | 01 | 0112/2///61987#ABA115#003 | pressure drop at upper range-limit of flow rate |  |  |  |  | maximum permanent loss of pressure over the primary element at upper range-limit of flow rate for which the device has or should be designed |  |  | bar |  |  | REAL_MEASURE_TYPE |  |  |  |  | NON_DEPENDENT_P_DET | [5 empty] | 0112/2///61987#ABC451 - Normal process conditions [1]0112/2///61987#ABH462 - Normal process conditions [11]0112/2///61987#ABG346 - Normal process conditions [8] | 0112/2///61987#ABA000 | 0112/2///62720#UAA323 - bar |  | 0112/2///61987#ABT524 - Pressure | Standard |  |  |  | SC65E – IEC 61987 | - | C00004 |  | 0112-2---61987#ABA115 | https://cdd.iec.ch/cdd/iec61987/iec61987.nsf/PropertiesAllVersions/0112-2---61987%23ABA115
0112/2///61987#ABJ687 | 001 | 01 | 0112/2///61987#ABJ687#001 | IN_VALUE |  |  |  |  | parameter indicating the value of an analog block input | [5 empty] | REAL_TYPE |  |  |  |  | NON_DEPENDENT_P_DET | [5 empty] | 0112/2///61987#ABI832 - IN | 0112/2///61987#ABA000 |  |  |  | Standard |  |  |  | SC65E – IEC 61987 | - | C00018 | 001-01 (2019-03-08 15:35:34 by BATCH 00000766) standard | 0112-2---61987#ABJ687 | https://cdd.iec.ch/cdd/iec61987/iec61987.nsf/PropertiesAllVersions/0112-2---61987%23ABJ687
0112/2///61987#ABH341 | 001 | 01 | 0112/2///61987#ABH341#001 | reference to Input [35] |  |  |  |  | reference to block ABH340 | [5 empty] | CLASS_REFERENCE_TYPE(0112/2///61987#ABH340) 0112/2///61987#ABH340 - Input [35] |  |  |  |  | NON_DEPENDENT_P_DET | [5 empty] | 0112/2///61987#ABE634 - Device LOP for I/P converter | 0112/2///61987#ABA000 |  |  |  | Standard |  |  |  |  | - | C00009 | 001-01 (2018-03-28 07:27:14 by BATCH 00000762) standard | 0112-2---61987#ABH341 | https://cdd.iec.ch/cdd/iec61987/iec61987.nsf/PropertiesAllVersions/0112-2---61987%23ABH341
0112/2///61987#ABC911 | 001 | 02 | 0112/2///61987#ABC911#001 | reference to Influence of external quantities expressed for volume flow |  |  |  |  | reference to block ABC281 | [5 empty] | CLASS_REFERENCE_TYPE(0112/2///61987#ABC281) 0112/2///61987#ABC281 - Influence of external quantities expressed for volume flow |  |  |  |  | NON_DEPENDENT_P_DET | [5 empty] | 0112/2///61987#ABC057 - Absolute performance for actual volume flow0112/2///61987#ABC062 - Absolute performance for normalized volume flow | 0112/2///61987#ABA000 |  |  |  | Standard |  |  |  | SC65E – IEC 61987 | - | C00004 |  | 0112-2---61987#ABC911 | https://cdd.iec.ch/cdd/iec61987/iec61987.nsf/PropertiesAllVersions/0112-2---61987%23ABC911
0112/2///61987#ABF198 | 001 | 01 | 0112/2///61987#ABF198#001 | length of shaft/cable |  |  |  |  | insertion length of a shaft or a cable |  |  | mm |  |  | REAL_MEASURE_TYPE |  |  |  |  | NON_DEPENDENT_P_DET | [5 empty] | 0112/2///61987#ABF191 - Structural design of a rotary paddle switch | 0112/2///61987#ABA000 | 0112/2///62720#UAA862 - millimetre |  | 0112/2///61987#ABT548 - Length short | Standard |  | IEC 61987 | IEC | SC65E | - | C00018 | 001-01 (2018-03-28 07:27:05 by BATCH 00000762) standard | 0112-2---61987#ABF198 | https://cdd.iec.ch/cdd/iec61987/iec61987.nsf/PropertiesAllVersions/0112-2---61987%23ABF198
0112/2///61987#ABU662 | 001 | 02 | 0112/2///61987#ABU662#001 | reference to Binary relay output |  |  |  |  | reference to block ABC144 | [5 empty] | CLASS_REFERENCE_TYPE(0112/2///61987#ABC144) 0112/2///61987#ABC144 - Binary relay output |  |  |  |  | DEPENDENT_P_DET | [5 empty] | 0112/2///61987#ABG153 - Type of output [23] | 0112/2///61987#ABA000 |  |  |  | Standard |  | IEC 61987 | IEC | IEC/SC 65E | 0112/2///61987#ABU652 - output type [23] | C00128 |  | 0112-2---61987#ABU662 | https://cdd.iec.ch/cdd/iec61987/iec61987.nsf/PropertiesAllVersions/0112-2---61987%23ABU662
0112/2///61987#ABU262 | 001 | 03 | 0112/2///61987#ABU262#001 | reference to Binary input IEC 60947-5-6 (NAMUR) |  |  |  |  | reference to block ABC143 |  | Id specified in IEC61987-12/-13: ABC773 |  |  |  | CLASS_REFERENCE_TYPE(0112/2///61987#ABC143) 0112/2///61987#ABC143 - Binary input IEC 60947-5-6 (NAMUR) |  |  |  |  | DEPENDENT_P_DET | [5 empty] | 0112/2///61987#ABC054 - Type of auxiliary input [3] | 0112/2///61987#ABA000 |  |  |  | Standard |  |  |  | SC65E – IEC 61987 | 0112/2///61987#ABU256 - auxiliary input type [3] | C00004 |  | 0112-2---61987#ABU262 | https://cdd.iec.ch/cdd/iec61987/iec61987.nsf/PropertiesAllVersions/0112-2---61987%23ABU262
0112/2///61987#ABB876 | 001 | 04 | 0112/2///61987#ABB876#001 | minimum adjustable pulse rate |  |  |  |  | lowest upper range end-value to which a pulse output can be adjusted |  |  | Hz |  |  | REAL_MEASURE_TYPE |  |  |  |  | NON_DEPENDENT_P_DET | [5 empty] | 0112/2///61987#ABC552 - Pulse input/output parameters | 0112/2///61987#ABA000 | 0112/2///62720#UAA170 - hertz |  | 0112/2///61987#ABT561 - Frequency | Standard |  |  |  | SC65E – IEC 61987 | - | C00018 |  | 0112-2---61987#ABB876 | https://cdd.iec.ch/cdd/iec61987/iec61987.nsf/PropertiesAllVersions/0112-2---61987%23ABB876
0112/2///61987#ABH549 | 001 | 01 | 0112/2///61987#ABH549#001 | input value of mass |  |  |  |  | input value of a mass table |  |  | kg |  |  | REAL_MEASURE_TYPE |  |  |  |  | NON_DEPENDENT_P_DET | [5 empty] | 0112/2///61987#ABH641 - Calibration point of mass | 0112/2///61987#ABA000 | 0112/2///62720#UAA594 - kilogram |  | 0112/2///61987#ABT546 - Mass | Standard |  | IEC 61987 |  | SC65E – IEC 61987 | - | C00018 | 001-01 (2019-03-08 15:35:29 by BATCH 00000766) standard | 0112-2---61987#ABH549 | https://cdd.iec.ch/cdd/iec61987/iec61987.nsf/PropertiesAllVersions/0112-2---61987%23ABH549
0112/2///61987#ABE884 | 002 | 01 | 0112/2///61987#ABE884#002 | insertion length |  |  |  |  | overall length of that part of a device or component to be found within a containment |  |  | mm |  |  | REAL_MEASURE_TYPE |  |  |  |  | NON_DEPENDENT_P_DET | [5 empty] | 0112/2///61987#ABF024 - Structural design of a stilling well0112/2///61987#ABF050 - Horizontal float switch0112/2///61987#ABF136 - Structural design of a capacitance level transmitter/switch0112/2///61987#ABF168 - Sonic probe0112/2///61987#ABF183 - Structural design of a vibrating level switch0112/2///61987#ABF191 - Structural design of a rotary paddle switch0112/2///61987#ABF283 - Structural design of an optical level switch0112/2///61987#ABF285 - Structural design of a thermal level switch0112/2///61987#ABF319 - Structural design of a thermowell0112/2///61987#ABF368 - Displacer support0112/2///61987#ABF433 - Structural design of an ultrasonic level switch0112/2///61987#ABF632 - Structural design of a refractive index density transmitter0112/2///61987#ABF634 - Structural design of a radiometric density transmitter0112/2///61987#ABF635 - Structural design of a vibrating fork/rod density transmitter0112/2///61987#ABF642 - Insertion ultrasonic density transmitter0112/2///61987#ABH141 - Stilling well0112/2///61987#ABH365 - Insertion type microwave density transmitter | 0112/2///61987#ABA000 | 0112/2///62720#UAA862 - millimetre |  | 0112/2///61987#ABT548 - Length short | Standard |  | IEC 61987 | IEC | SC65E | - | C00019 |  | 0112-2---61987#ABE884 | https://cdd.iec.ch/cdd/iec61987/iec61987.nsf/PropertiesAllVersions/0112-2---61987%23ABE884
0112/2///61987#ABG828 | 001 | 01 | 0112/2///61987#ABG828#001 | reference to Reference conditions for the performance variable [7] |  |  |  |  | reference to block ABG268 | [5 empty] | CLASS_REFERENCE_TYPE(0112/2///61987#ABG268) 0112/2///61987#ABG268 - Reference conditions for the performance variable [7] |  |  |  |  | NON_DEPENDENT_P_DET | [5 empty] | 0112/2///61987#ABG255 - Performance variable [15]0112/2///61987#ABG256 - Performance variable [16] | 0112/2///61987#ABA000 |  |  |  | Standard |  | IEC 61987 | IEC | SC65E | - | C00019 | 001-01 (2018-03-28 07:27:11 by BATCH 00000762) standard | 0112-2---61987#ABG828 | https://cdd.iec.ch/cdd/iec61987/iec61987.nsf/PropertiesAllVersions/0112-2---61987%23ABG828
0112/2///61987#ABD534 | 004 | 01 | 0112/2///61987#ABD534#004 | reference to Overall dimensions and weight [1] |  |  |  |  | reference to block ABD533 | [5 empty] | CLASS_REFERENCE_TYPE(0112/2///61987#ABD533) 0112/2///61987#ABD533 - Overall dimensions and weight [1] |  |  |  |  | NON_DEPENDENT_P_DET | [5 empty] | 0112/2///61987#ABC426 - Mechanical and electrical construction [electromagnetic insertion flow transmitter]0112/2///61987#ABC437 - Mechanical and electrical construction [remote/separate transmitter]0112/2///61987#ABC438 - Mechanical and electrical construction [absolute/gauge pressure transmitter]0112/2///61987#ABC439 - Mechanical and electrical construction [differential pressure transmitter]0112/2///61987#ABC440 - Mechanical and electrical construction [absolute/gauge pressure gauge]0112/2///61987#ABC441 - Mechanical and electrical construction [differential pressure gauge]0112/2///61987#ABC443 - Mechanical and electrical construction [manifold]0112/2///61987#ABD932 - Mechanical and electrical construction [positioner]0112/2///61987#ABD934 - Mechanical and electrical construction [pneumatic rotary actuator]0112/2///61987#ABD938 - Mechanical and electrical construction [pneumatic linear actuator]0112/2///61987#ABE596 - Mechanical and electrical construction [position transmitter]0112/2///61987#ABE599 - Mechanical and electrical construction [limit switch]0112/2///61987#ABE603 - Mechanical and electrical construction [solenoid valve]0112/2///61987#ABE608 - Mechanical and electrical construction [filter regulator]0112/2///61987#ABE616 - Mechanical and electrical construction [I/P converter]0112/2///61987#ABG360 - Mechanical and electrical construction [level transmitter]0112/2///61987#ABG361 - Mechanical and electrical construction [level switch]0112/2///61987#ABG362 - Mechanical and electrical construction [hydrostatic pressure level transmitter]0112/2///61987#ABG363 - Mechanical and electrical construction [displacer level transmitter/switch]0112/2///61987#ABG364 - Mechanical and electrical construction [guided-wave radar level transmitter/switch]0112/2///61987#ABG365 - Mechanical and electrical construction [float level transmitter/switch]0112/2///61987#ABG366 - Mechanical and electrical construction [capacitance level transmitter/switch]0112/2///61987#ABG367 - Mechanical and electrical construction [conductance level transmitter/switch]0112/2///61987#ABG368 - Mechanical and electrical construction [magnetic level gauge]0112/2///61987#ABG369 - Mechanical and electrical construction [nuclear level transmitter/switch]0112/2///61987#ABG370 - Mechanical and electrical construction [free-space radar level transmitter]0112/2///61987#ABG371 - Mechanical and electrical construction [plumb bob level transmitter]0112/2///61987#ABG372 - Mechanical and electrical construction [ultrasonic level transmitter]0112/2///61987#ABG373 - Mechanical and electrical construction [laser level transmitter]0112/2///61987#ABG374 - Mechanical and electrical construction [servo level transmitter ]0112/2///61987#ABG375 - Mechanical and electrical construction [separate level transmitter/switching unit]0112/2///61987#ABG376 - Mechanical and electrical construction [optical level switch]0112/2///61987#ABG377 - Mechanical and electrical construction [rotary paddle switch]0112/2///61987#ABG378 - Mechanical and electrical construction [vibrating level switch]0112/2///61987#ABG379 - Mechanical and electrical construction [ultrasonic level switch]0112/2///61987#ABG380 - Mechanical and electrical construction [microwave level switch]0112/2///61987#ABG381 - Mechanical and electrical construction [thermal level switch]0112/2///61987#ABG382 - Mechanical and electrical construction [sight level indicator]0112/2///61987#ABG383 - Mechanical and electrical construction [sight level gauge]0112/2///61987#ABG384 - Mechanical and electrical construction [stilling well]0112/2///61987#ABG385 - Mechanical and electrical construction [window]0112/2///61987#ABG386 - Mechanical and electrical construction [bypass/measuring chamber]0112/2///61987#ABG387 - Mechanical and electrical construction [temperature transmitter]0112/2///61987#ABG388 - Mechanical and electrical construction [contact temperature transmitter]0112/2///61987#ABG389 - Mechanical and electrical construction [radiation thermometer]0112/2///61987#ABG390 - Mechanical and electrical construction [separate temperature transmitter]0112/2///61987#ABG391 - Mechanical and electrical construction [insert/element]0112/2///61987#ABG392 - Mechanical and electrical construction [temperature connection head]0112/2///61987#ABG393 - Mechanical and electrical construction [thermowell extension]0112/2///61987#ABG394 - Mechanical and electrical construction [thermowell]0112/2///61987#ABG395 - Mechanical and electrical construction [temperature gauge]0112/2///61987#ABG404 - Mechanical and electrical construction [separate density transmitter]0112/2///61987#ABP049 - Mechanical and electrical construction [I/O module] | 0112/2///61987#ABA000 |  |  |  | Standard |  |  |  | SC65E – IEC 61987 | - | C00004 |  | 0112-2---61987#ABD534 | https://cdd.iec.ch/cdd/iec61987/iec61987.nsf/PropertiesAllVersions/0112-2---61987%23ABD534
0112/2///61987#ABE291 | 001 | 02 | 0112/2///61987#ABE291#001 | reference to Structural design of a pressure reducing regulator/excess pressure regulator |  |  |  |  | reference to block ABE035 | [5 empty] | CLASS_REFERENCE_TYPE(0112/2///61987#ABE035) 0112/2///61987#ABE035 - Structural design of a pressure reducing regulator or back pressure/excess pressure regulator |  |  |  |  | NON_DEPENDENT_P_DET | [5 empty] | 0112/2///61987#ABE019 - Structural design [pressure reducing regulator or back pressure/excess pressure regulator] | 0112/2///61987#ABA000 |  |  |  | Standard |  |  |  |  | - | C00004 |  | 0112-2---61987#ABE291 | https://cdd.iec.ch/cdd/iec61987/iec61987.nsf/PropertiesAllVersions/0112-2---61987%23ABE291
0112/2///61987#ABF422 | 001 | 02 | 0112/2///61987#ABF422#001 | active length of sensor |  |  |  |  | length of that part of a probe that generates a signal if the physical quantity is applied |  |  | mm |  |  | REAL_MEASURE_TYPE |  |  |  |  | NON_DEPENDENT_P_DET | [5 empty] | 0112/2///61987#ABF417 - Temperature sensor0112/2///61987#ABF513 - Structural design of temperature gauge | 0112/2///61987#ABA000 | 0112/2///62720#UAA862 - millimetre |  | 0112/2///61987#ABT548 - Length short | Standard |  | IEC 61987 | IEC | SC65E | - | C00018 |  | 0112-2---61987#ABF422 | https://cdd.iec.ch/cdd/iec61987/iec61987.nsf/PropertiesAllVersions/0112-2---61987%23ABF422
0112/2///61987#ABU260 | 001 | 03 | 0112/2///61987#ABU260#001 | reference to Resistance temperature detector/thermocouple input |  |  |  |  | reference to block ABC580 |  | Id specified in IEC61987-12/-13: ABD206 |  |  |  | CLASS_REFERENCE_TYPE(0112/2///61987#ABC580) 0112/2///61987#ABC580 - RTD/thermocouple input |  |  |  |  | DEPENDENT_P_DET | [5 empty] | 0112/2///61987#ABC054 - Type of auxiliary input [3] | 0112/2///61987#ABA000 |  |  |  | Standard |  |  |  | SC65E – IEC 61987 | 0112/2///61987#ABU256 - auxiliary input type [3] | C00004 |  | 0112-2---61987#ABU260 | https://cdd.iec.ch/cdd/iec61987/iec61987.nsf/PropertiesAllVersions/0112-2---61987%23ABU260
0112/2///61987#ABA376 | 002 | 01 | 0112/2///61987#ABA376#002 | minimum voltage |  |  |  |  | lowest voltage at which a device or a device component can operate within specifications |  |  | V |  |  | REAL_MEASURE_TYPE |  |  |  |  | NON_DEPENDENT_P_DET | [5 empty] | 0112/2///61987#ABC066 - AC rating for external power0112/2///61987#ABC179 - DC rating for external power0112/2///61987#ABC212 - Electrical data for active behaviour0112/2///61987#ABC213 - Electrical data for passive behaviour | 0112/2///61987#ABA000 | 0112/2///62720#UAA296 - volt |  | 0112/2///61987#ABT506 - Voltage | Standard |  |  |  | SC65E – IEC 61987 | - | C00004 |  | 0112-2---61987#ABA376 | https://cdd.iec.ch/cdd/iec61987/iec61987.nsf/PropertiesAllVersions/0112-2---61987%23ABA376
0112/2///61987#ABB613 | 004 | 01 | 0112/2///61987#ABB613#004 | reaction on power failure |  |  |  |  | behaviour of a device or measuring assembly upon a power failure | [5 empty] | STRING_TYPE |  |  |  |  | NON_DEPENDENT_P_DET | [5 empty] | 0112/2///61987#ABC218 - Electrical power input circuit | 0112/2///61987#ABA000 |  |  |  | Standard |  |  |  | SC65E – IEC 61987 | - | C00004 |  | 0112-2---61987#ABB613 | https://cdd.iec.ch/cdd/iec61987/iec61987.nsf/PropertiesAllVersions/0112-2---61987%23ABB613
0112/2///61987#ABH763 | 001 | 01 | 0112/2///61987#ABH763#001 | reference to Output values of concentration |  |  |  |  | reference to block ABH651 | [5 empty] | CLASS_REFERENCE_TYPE(0112/2///61987#ABH651) 0112/2///61987#ABH651 - Output values of concentration |  |  |  |  | NON_DEPENDENT_P_DET | [5 empty] | 0112/2///61987#ABH633 - Calibration point of concentration | 0112/2///61987#ABA000 |  |  |  | Standard |  | IEC 61987 |  | SC65E – IEC 61987 | - | C00018 | 001-01 (2019-03-08 15:35:30 by BATCH 00000766) standard | 0112-2---61987#ABH763 | https://cdd.iec.ch/cdd/iec61987/iec61987.nsf/PropertiesAllVersions/0112-2---61987%23ABH763
0112/2///61987#ABB458 | 001 | 02 | 0112/2///61987#ABB458#001 | designation of part |  |  |  |  | alphanumeric character sequence identifying a part of a device | [5 empty] | STRING_TYPE |  |  |  |  | NON_DEPENDENT_P_DET | [5 empty] | 0112/2///61987#ABC339 - Material of additional wetted part | 0112/2///61987#ABA000 |  |  |  | Standard |  |  |  | SC65E – IEC 61987 | - | C00004 |  | 0112-2---61987#ABB458 | https://cdd.iec.ch/cdd/iec61987/iec61987.nsf/PropertiesAllVersions/0112-2---61987%23ABB458
0112/2///61987#ABH472 | 006 | 01 | 0112/2///61987#ABH472#006 | type of fire proof design approval |  |  |  |  | classification of a fire proof design approval according to the regulatory or issuing authority | [5 empty] | STRING_TYPE |  |  |  |  | NON_DEPENDENT_P_DET | [5 empty] | 0112/2///61987#ABH471 - Fire proof design approval | 0112/2///61987#ABA000 |  |  |  | Standard |  | IEC 61987 | IEC | SC65E – IEC 61987 | - | C00018 |  | 0112-2---61987#ABH472 | https://cdd.iec.ch/cdd/iec61987/iec61987.nsf/PropertiesAllVersions/0112-2---61987%23ABH472
0112/2///61987#ABC958 | 005 | 02 | 0112/2///61987#ABC958#005 | reference to LPG approval |  |  |  |  | reference to block ABC328 | [5 empty] | CLASS_REFERENCE_TYPE(0112/2///61987#ABC328) 0112/2///61987#ABC328 - LPG approval |  |  |  |  | DEPENDENT_P_DET | [5 empty] | 0112/2///61987#ABC102 - Approval for use in special applications0112/2///61987#ABD804 - Approval for use in special applications [2]0112/2///61987#ABE724 - Approval for use in special applications [5] | 0112/2///61987#ABA000 |  |  |  | Standard |  | IEC 61987 | IEC | IEC SC65E | 0112/2///61987#ABA250 - number of LPG approvals | C00112 |  | 0112-2---61987#ABC958 | https://cdd.iec.ch/cdd/iec61987/iec61987.nsf/PropertiesAllVersions/0112-2---61987%23ABC958
0112/2///61987#ABA081 | 005 | 01 | 0112/2///61987#ABA081#005 | methods capability |  |  |  |  | ability to use methods to configure the device | [5 empty] | ENUM_CODE_TYPE(0112/2///61987#ABJ765) |  |  |  |  | DEPENDENT_P_DET |  |  | 0112/2///61987#ABJ765 | 0112/2///61987#ABL014 - no0112/2///61987#ABL015 - yes0112/2///61987#ABI407 - others |  | 0112/2///61987#ABC242 - Fieldbus parameters | 0112/2///61987#ABA000 |  |  |  | Standard |  |  |  | SC65E – IEC 61987 | 0112/2///61987#ABI406 - empty_property | C00091 |  | 0112-2---61987#ABA081 | https://cdd.iec.ch/cdd/iec61987/iec61987.nsf/PropertiesAllVersions/0112-2---61987%23ABA081
0112/2///61987#ABU212 | 001 | 03 | 0112/2///61987#ABU212#001 | reference to Insertion thermal mass flow transmitter |  |  |  |  | reference to block ABC301 |  | Id specified in IEC61987-12/-13: ABC931 |  |  |  | CLASS_REFERENCE_TYPE(0112/2///61987#ABC301) 0112/2///61987#ABC301 - Insertion thermal mass flow transmitter |  |  |  |  | DEPENDENT_P_DET | [5 empty] | 0112/2///61987#ABC635 - Structural design of a thermal mass flow transmitter | 0112/2///61987#ABA000 |  |  |  | Standard |  |  |  | SC65E – IEC 61987 | 0112/2///61987#ABU204 - thermal mass flow transmitter mounting type | C00004 |  | 0112-2---61987#ABU212 | https://cdd.iec.ch/cdd/iec61987/iec61987.nsf/PropertiesAllVersions/0112-2---61987%23ABU212
0112/2///61987#ABE466 | 002 | 02 | 0112/2///61987#ABE466#002 | reference to Measured variable [5] |  |  |  |  | reference to block ABE564 | [5 empty] | CLASS_REFERENCE_TYPE(0112/2///61987#ABE564) 0112/2///61987#ABE564 - Measured variable [5] |  |  |  |  | DEPENDENT_P_DET | [5 empty] | 0112/2///61987#ABD894 - Input [11]0112/2///61987#ABE563 - Input [12]0112/2///61987#ABE568 - Input [13] | 0112/2///61987#ABA000 |  |  |  | Standard |  | IEC 61987 | IEC | IEC SC65E | 0112/2///61987#ABB065 - number of measured variables | C00112 |  | 0112-2---61987#ABE466 | https://cdd.iec.ch/cdd/iec61987/iec61987.nsf/PropertiesAllVersions/0112-2---61987%23ABE466
0112/2///61987#ABF453 | 001 | 01 | 0112/2///61987#ABF453#001 | length of wire |  |  |  |  | length of a wire not including any devices or components attached |  |  | m |  |  | REAL_MEASURE_TYPE |  |  |  |  | NON_DEPENDENT_P_DET | [5 empty] | 0112/2///61987#ABF432 - Structural design of a servo level transmitter | 0112/2///61987#ABA000 | 0112/2///62720#UAA726 - metre |  | 0112/2///61987#ABT548 - Length short | Standard |  | IEC 61987 | IEC | SC65E | - | C00018 | 001-01 (2018-03-28 07:27:06 by BATCH 00000762) standard | 0112-2---61987#ABF453 | https://cdd.iec.ch/cdd/iec61987/iec61987.nsf/PropertiesAllVersions/0112-2---61987%23ABF453
0112/2///61987#ABC035 | 001 | 02 | 0112/2///61987#ABC035#001 | material of pressure measuring element |  |  |  |  | material from which a pressure gauge sensing element is made | [5 empty] | STRING_TYPE |  |  |  |  | NON_DEPENDENT_P_DET | [5 empty] | 0112/2///61987#ABC526 - Pressure gauge sensing element and movement | 0112/2///61987#ABA000 |  |  |  | Standard |  |  |  | SC65E – IEC 61987 | - | C00004 |  | 0112-2---61987#ABC035 | https://cdd.iec.ch/cdd/iec61987/iec61987.nsf/PropertiesAllVersions/0112-2---61987%23ABC035
0112/2///61987#ABC950 | 001 | 02 | 0112/2///61987#ABC950#001 | reference to Limiting process conditions [3] |  |  |  |  | reference to block ABC320 | [5 empty] | CLASS_REFERENCE_TYPE(0112/2///61987#ABC320) 0112/2///61987#ABC320 - Limiting process conditions [3] |  |  |  |  | NON_DEPENDENT_P_DET | [5 empty] | 0112/2///61987#ABC543 - Process design ratings [3] | 0112/2///61987#ABA000 |  |  |  | Standard |  |  |  | SC65E – IEC 61987 | - | C00004 |  | 0112-2---61987#ABC950 | https://cdd.iec.ch/cdd/iec61987/iec61987.nsf/PropertiesAllVersions/0112-2---61987%23ABC950
0112/2///61987#ABD203 | 002 | 01 | 0112/2///61987#ABD203#002 | reference to Remote seal fill fluid |  |  |  |  | reference to block ABC577 | [5 empty] | CLASS_REFERENCE_TYPE(0112/2///61987#ABC577) 0112/2///61987#ABC577 - Remote seal fill fluid |  |  |  |  | NON_DEPENDENT_P_DET | [5 empty] | 0112/2///61987#ABC630 - Structural design of a remote seal [1]0112/2///61987#ABC631 - Structural design of a remote seal [2] | 0112/2///61987#ABA000 |  |  |  | Standard |  |  |  | SC65E – IEC 61987 | - | C00004 |  | 0112-2---61987#ABD203 | https://cdd.iec.ch/cdd/iec61987/iec61987.nsf/PropertiesAllVersions/0112-2---61987%23ABD203
0112/2///61987#ABH039 | 001 | 01 | 0112/2///61987#ABH039#001 | reference to Process equipment [temperature] |  |  |  |  | reference to block ABG479 | [5 empty] | CLASS_REFERENCE_TYPE(0112/2///61987#ABG479) 0112/2///61987#ABG479 - Process equipment [temperature] |  |  |  |  | NON_DEPENDENT_P_DET | [5 empty] | 0112/2///61987#ABF867 - Operating LOP for temperature measuring equipment | 0112/2///61987#ABA000 |  |  |  | Standard |  | IEC 61987 | IEC | SC65E | - | C00019 | 001-01 (2018-03-28 07:27:13 by BATCH 00000762) standard | 0112-2---61987#ABH039 | https://cdd.iec.ch/cdd/iec61987/iec61987.nsf/PropertiesAllVersions/0112-2---61987%23ABH039
0112/2///61987#ABA179 | 005 | 01 | 0112/2///61987#ABA179#005 | enclosure protection type no/class |  |  |  |  | degree of ingress protection offered by a housing or enclosure | frequently expressed as a NEMA rating |  |  |  |  | ENUM_CODE_TYPE(0112/2///61987#ABJ757) |  |  |  |  | DEPENDENT_P_DET |  |  | 0112/2///61987#ABJ757 | 0112/2///61987#ABK768 - NEMA Type 10112/2///61987#ABK769 - NEMA Type 20112/2///61987#ABK770 - NEMA Type 30112/2///61987#ABK771 - NEMA Type 3R0112/2///61987#ABK772 - NEMA Type 3RX0112/2///61987#ABK773 - NEMA Type 3S0112/2///61987#ABK774 - NEMA Type 3SX0112/2///61987#ABK775 - NEMA Type 3X0112/2///61987#ABK776 - NEMA Type 40112/2///61987#ABK777 - NEMA Type 4X0112/2///61987#ABK778 - NEMA Type 50112/2///61987#ABK779 - NEMA Type 60112/2///61987#ABK780 - NEMA Type 6P0112/2///61987#ABK781 - NEMA Type 70112/2///61987#ABK782 - NEMA Type 80112/2///61987#ABK783 - NEMA Type 90112/2///61987#ABK784 - NEMA Type 100112/2///61987#ABK785 - NEMA Type 110112/2///61987#ABK786 - NEMA Type 120112/2///61987#ABK787 - NEMA Type 12K0112/2///61987#ABK788 - NEMA Type 130112/2///61987#ABI407 - others |  | 0112/2///61987#ABC044 - Transmitter body [1]0112/2///61987#ABC045 - Transmitter body [2]0112/2///61987#ABC046 - Transmitter body [3]0112/2///61987#ABC047 - Transmitter body [4]0112/2///61987#ABC157 - Clamp-on ultrasonic flowmeter0112/2///61987#ABC171 - Connection compartment0112/2///61987#ABC174 - Connection head0112/2///61987#ABC195 - Dial indicator0112/2///61987#ABC202 - Digital indicator0112/2///61987#ABC302 - Insertion ultrasonic flowmeter0112/2///61987#ABD480 - Dial indicator [2]0112/2///61987#ABD848 - Dial indicator [3]0112/2///61987#ABD850 - Digital indicator [2]0112/2///61987#ABF168 - Sonic probe0112/2///61987#ABF261 - Fibre optics0112/2///61987#ABF268 - Cooling system0112/2///61987#ABF348 - Immersible probe or transmitter0112/2///61987#ABF380 - Structural design of a connection head0112/2///61987#ABF468 - Modulator0112/2///61987#ABF642 - Insertion ultrasonic density transmitter0112/2///61987#ABH474 - Illumination0112/2///61987#ABC040 - Totalizer indicator [2]0112/2///61987#ABC048 - Transmitter housing [1]0112/2///61987#ABC049 - Transmitter housing [2]0112/2///61987#ABC655 - Totalizer indicator [1]0112/2///61987#ABE040 - Transmitter housing [3]0112/2///61987#ABE607 - Solenoid valve housing0112/2///61987#ABF375 - Transmitter/switch housing0112/2///61987#ABP025 - Device housing | 0112/2///61987#ABA000 |  |  |  | Standard |  |  |  | SC65E – IEC 61987 | 0112/2///61987#ABI406 - empty_property | C00091 |  | 0112-2---61987#ABA179 | https://cdd.iec.ch/cdd/iec61987/iec61987.nsf/PropertiesAllVersions/0112-2---61987%23ABA179
0112/2///61987#ABH156 | 001 | 01 | 0112/2///61987#ABH156#001 | distance to inner vessel wall |  |  |  |  | parallel distance between the center line and the wall of a vessel |  |  | mm |  |  | REAL_MEASURE_TYPE |  |  |  |  | NON_DEPENDENT_P_DET | [5 empty] | 0112/2///61987#ABH129 - Position of nozzle | 0112/2///61987#ABA000 | 0112/2///62720#UAA862 - millimetre |  | 0112/2///61987#ABT548 - Length short | Standard |  | IEC 61987 | IEC | SC65E | - | C00018 | 001-01 (2018-03-28 07:27:13 by BATCH 00000762) standard | 0112-2---61987#ABH156 | https://cdd.iec.ch/cdd/iec61987/iec61987.nsf/PropertiesAllVersions/0112-2---61987%23ABH156
0112/2///61987#ABH980 | 001 | 01 | 0112/2///61987#ABH980#001 | number of Temperature technology blocks |  |  |  |  | cardinality property for a Temperature technology block | [5 empty] | INT_TYPE |  |  |  |  | CONDITION_DET | [5 empty] | 0112/2///61987#ABH840 - User application parameters | 0112/2///61987#ABA000 |  |  |  | Standard |  |  |  | SC65E – IEC 61987 | - | C00018 | 001-01 (2019-03-08 15:35:31 by BATCH 00000766) standard | 0112-2---61987#ABH980 | https://cdd.iec.ch/cdd/iec61987/iec61987.nsf/PropertiesAllVersions/0112-2---61987%23ABH980
0112/2///61987#ABF781 | 001 | 01 | 0112/2///61987#ABF781#001 | reference to Structural design of a displacer lever transmitter/switch |  |  |  |  | reference to block ABF342 | [5 empty] | CLASS_REFERENCE_TYPE(0112/2///61987#ABF342) 0112/2///61987#ABF342 - Structural design of a displacer lever transmitter/switch |  |  |  |  | NON_DEPENDENT_P_DET | [5 empty] | 0112/2///61987#ABG408 - Structural design [displacer level transmitter/switch] | 0112/2///61987#ABA000 |  |  |  | Standard |  | IEC 61987 | IEC | SC65E | - | C00018 | 001-01 (2018-03-28 07:27:09 by BATCH 00000762) standard | 0112-2---61987#ABF781 | https://cdd.iec.ch/cdd/iec61987/iec61987.nsf/PropertiesAllVersions/0112-2---61987%23ABF781
0112/2///61987#ABG482 | 001 | 01 | 0112/2///61987#ABG482#001 | reference to Input [15] |  |  |  |  | reference to block ABF922 | [5 empty] | CLASS_REFERENCE_TYPE(0112/2///61987#ABF922) 0112/2///61987#ABF922 - Input [15] |  |  |  |  | NON_DEPENDENT_P_DET | [5 empty] | 0112/2///61987#ABE743 - Device LOP for guided-wave radar level transmitter/switch | 0112/2///61987#ABA000 |  |  |  | Standard |  | IEC 61987 | IEC | SC65E | - | C00018 | 001-01 (2018-03-28 07:27:10 by BATCH 00000762) standard | 0112-2---61987#ABG482 | https://cdd.iec.ch/cdd/iec61987/iec61987.nsf/PropertiesAllVersions/0112-2---61987%23ABG482
0112/2///61987#ABG881 | 001 | 01 | 0112/2///61987#ABG881#001 | reference to Rated operating conditions [16] |  |  |  |  | reference to block ABG321 | [5 empty] | CLASS_REFERENCE_TYPE(0112/2///61987#ABG321) 0112/2///61987#ABG321 - Rated operating conditions [16] |  |  |  |  | NON_DEPENDENT_P_DET | [5 empty] | 0112/2///61987#ABE752 - Device LOP for window0112/2///61987#ABE753 - Device LOP for bypass/measuring chamber | 0112/2///61987#ABA000 |  |  |  | Standard |  | IEC 61987 | IEC | SC65E | - | C00018 | 001-01 (2018-03-28 07:27:11 by BATCH 00000762) standard | 0112-2---61987#ABG881 | https://cdd.iec.ch/cdd/iec61987/iec61987.nsf/PropertiesAllVersions/0112-2---61987%23ABG881
0112/2///61987#ABP258 | 001 | 01 | 0112/2///61987#ABP258#001 | reference to Performance [I/O module] |  |  |  |  | reference to block ABP054 | [5 empty] | CLASS_REFERENCE_TYPE(0112/2///61987#ABP054) 0112/2///61987#ABP054 - Performance [I/O module] |  |  |  |  | NON_DEPENDENT_P_DET | [5 empty] | 0112/2///61987#ABP026 - Device LOP for I/O modules | 0112/2///61987#ABA000 |  |  |  | Standard |  | IEC 61987 | IEC | IEC/SC 65E | - | C00128 | 001-01 (2023-01-23 14:53:53 by BATCH 00000807) standard | 0112-2---61987#ABP258 | https://cdd.iec.ch/cdd/iec61987/iec61987.nsf/PropertiesAllVersions/0112-2---61987%23ABP258
0112/2///61987#ABB737 | 001 | 04 | 0112/2///61987#ABB737#001 | zero point error of normalized volume flow |  |  |  |  | absolute error of a flow device measuring normalized volume flow under reference conditions, when the input is at the lower range value |  |  | m³/h |  |  | REAL_MEASURE_TYPE |  |  |  |  | NON_DEPENDENT_P_DET | [5 empty] | 0112/2///61987#ABC062 - Absolute performance for normalized volume flow | 0112/2///61987#ABA000 | 0112/2///62720#UAA763 - metre cubed per hour |  | 0112/2///61987#ABT504 - Volume flow rate | Standard |  |  |  | SC65E – IEC 61987 | - | C00004 |  | 0112-2---61987#ABB737 | https://cdd.iec.ch/cdd/iec61987/iec61987.nsf/PropertiesAllVersions/0112-2---61987%23ABB737
0112/2///61987#ABD583 | 002 | 01 | 0112/2///61987#ABD583#002 | factor of oversizing for open position |  |  |  |  | factor by which the actuator of a final control element is oversized in the open position |  |  | 1 |  |  | REAL_MEASURE_TYPE |  |  |  |  | NON_DEPENDENT_P_DET | [5 empty] | 0112/2///61987#ABD843 - Design conditions for actuators0112/2///61987#ABD844 - Design conditions for valve body assembly | 0112/2///61987#ABA000 | 0112/2///62720#UAA915 - quantity of dimension one |  |  | Standard |  |  |  |  | - | C00019 |  | 0112-2---61987#ABD583 | https://cdd.iec.ch/cdd/iec61987/iec61987.nsf/PropertiesAllVersions/0112-2---61987%23ABD583
0112/2///61987#ABE382 | 001 | 02 | 0112/2///61987#ABE382#001 | material of cylinder |  |  |  |  | material of which the cylinder is made | [5 empty] | STRING_TYPE |  |  |  |  | NON_DEPENDENT_P_DET | [5 empty] | 0112/2///61987#ABE032 - Structural design of a pneumatic linear actuator0112/2///61987#ABE033 - Structural design of a pneumatic rotary actuator | 0112/2///61987#ABA000 |  |  |  | Standard |  |  |  | SC65E – IEC 61987 | - | C00004 |  | 0112-2---61987#ABE382 | https://cdd.iec.ch/cdd/iec61987/iec61987.nsf/PropertiesAllVersions/0112-2---61987%23ABE382
0112/2///61987#ABF894 | 001 | 01 | 0112/2///61987#ABF894#001 | reference to Device LOP for microwave level switch |  |  |  |  | reference to block ABE749 | [5 empty] | CLASS_REFERENCE_TYPE(0112/2///61987#ABE749) 0112/2///61987#ABE749 - Device LOP for microwave level switch |  |  |  |  | NON_DEPENDENT_P_DET | [5 empty] | 0112/2///61987#ABA726 - Microwave level switch | 0112/2///61987#ABA000 |  |  |  | Standard |  | IEC 61987 | IEC | SC65E | - | C00018 | 001-01 (2018-03-28 07:27:10 by BATCH 00000762) standard | 0112-2---61987#ABF894 | https://cdd.iec.ch/cdd/iec61987/iec61987.nsf/PropertiesAllVersions/0112-2---61987%23ABF894
0112/2///61987#ABD271 | 001 | 02 | 0112/2///61987#ABD271#001 | reference to Structural design of the primary element of a differential pressure flow transmitter |  |  |  |  | reference to block ABC645 | [5 empty] | CLASS_REFERENCE_TYPE(0112/2///61987#ABC645) 0112/2///61987#ABC645 - Structural design of the primary element of a differential pressure flow transmitter |  |  |  |  | NON_DEPENDENT_P_DET | [5 empty] | 0112/2///61987#ABC608 - Structural design [orifice/differential pressure flow transmitter] | 0112/2///61987#ABA000 |  |  |  | Standard |  |  |  | SC65E – IEC 61987 | - | C00004 |  | 0112-2---61987#ABD271 | https://cdd.iec.ch/cdd/iec61987/iec61987.nsf/PropertiesAllVersions/0112-2---61987%23ABD271
0112/2///61987#ABP240 | 001 | 01 | 0112/2///61987#ABP240#001 | reference to Influence of external quantities expressed for apparent power [I/O module] |  |  |  |  | reference to block ABP036 | [5 empty] | CLASS_REFERENCE_TYPE(0112/2///61987#ABP036) 0112/2///61987#ABP036 - Influence of external quantities expressed for apparent power [I/O module] |  |  |  |  | NON_DEPENDENT_P_DET | [5 empty] | 0112/2///61987#ABP005 - Absolute performance for apparent power [I/O module] | 0112/2///61987#ABA000 |  |  |  | Standard |  | IEC 61987 | IEC | IEC/SC 65E | - | C00128 | 001-01 (2023-01-23 14:53:53 by BATCH 00000807) standard | 0112-2---61987#ABP240 | https://cdd.iec.ch/cdd/iec61987/iec61987.nsf/PropertiesAllVersions/0112-2---61987%23ABP240
0112/2///61987#ABN679 | 001 | 02 | 0112/2///61987#ABN679#001 | rotational phase (1X) |  |  |  |  | phase of the vibration amplitude at the rotation frequency (1X) of the object under consideration related to a reference point of time | The reference point of time for the phase is defined by a so called phase reference sensor. |  | ° |  |  | REAL_MEASURE_TYPE |  |  |  |  | NON_DEPENDENT_P_DET | [5 empty] | 0112/2///61987#ABN694 - Specific machine vibration measurement variables | 0112/2///61987#ABA000 | 0112/2///62720#UAA024 - degree |  | 0112/2///61987#ABT580 - Angle | Standard |  | IEC 61987 | IEC | IEC SC65E | - | C00112 |  | 0112-2---61987#ABN679 | https://cdd.iec.ch/cdd/iec61987/iec61987.nsf/PropertiesAllVersions/0112-2---61987%23ABN679
0112/2///61987#ABB912 | 003 | 01 | 0112/2///61987#ABB912#003 | pressure signal level "0" |  |  |  |  | for a binary pneumatic or hydraulic output, the value of the binary output signal for the logic state "0" |  |  | bar |  |  | REAL_MEASURE_TYPE |  |  |  |  | NON_DEPENDENT_P_DET | [5 empty] | 0112/2///61987#ABC146 - Binary pneumatic/hydraulic output | 0112/2///61987#ABA000 | 0112/2///62720#UAA323 - bar |  | 0112/2///61987#ABT524 - Pressure | Standard |  |  |  | SC65E – IEC 61987 | - | C00004 |  | 0112-2---61987#ABB912 | https://cdd.iec.ch/cdd/iec61987/iec61987.nsf/PropertiesAllVersions/0112-2---61987%23ABB912
0112/2///61987#ABA595 | 007 | 01 | 0112/2///61987#ABA595#007 | permitted zone |  |  |  |  | hazardous area zone for which the device is designed to be used | Used in standards such as NEC 505, IEC 60079, EN 60079 |  |  |  |  | ENUM_CODE_TYPE(0112/2///61987#ABJ743) |  |  |  |  | DEPENDENT_P_DET |  |  | 0112/2///61987#ABJ743 | 0112/2///61987#ABK567 - non-hazardous0112/2///61987#ABK568 - Zone 00112/2///61987#ABK569 - Zone 10112/2///61987#ABK570 - Zone 20112/2///61987#ABK571 - Zone 200112/2///61987#ABK572 - Zone 210112/2///61987#ABK573 - Zone 220112/2///61987#ABI407 - others |  | 0112/2///61987#ABC232 - Explosion protection design approval0112/2///61987#ABD868 - Explosion protection design approval [2] | 0112/2///61987#ABA000 |  |  |  | Standard |  |  |  | SC65E – IEC 61987 | 0112/2///61987#ABI406 - empty_property | C00091 |  | 0112-2---61987#ABA595 | https://cdd.iec.ch/cdd/iec61987/iec61987.nsf/PropertiesAllVersions/0112-2---61987%23ABA595
0112/2///61987#ABC027 | 001 | 03 | 0112/2///61987#ABC027#001 | overpressure safety |  |  |  |  | multiple of indicated range with which the device may be subjected to pressure without permanent damage |  |  | 1 |  |  | REAL_MEASURE_TYPE |  |  |  |  | NON_DEPENDENT_P_DET | [5 empty] | 0112/2///61987#ABC625 - Structural design of a differential pressure gauge0112/2///61987#ABC629 - Structural design of a pressure or differential pressure gauge | 0112/2///61987#ABA000 | 0112/2///62720#UAA915 - quantity of dimension one |  |  | Standard |  |  |  | SC65E – IEC 61987 | - | C00019 |  | 0112-2---61987#ABC027 | https://cdd.iec.ch/cdd/iec61987/iec61987.nsf/PropertiesAllVersions/0112-2---61987%23ABC027
0112/2///61987#ABI312 | 001 | 01 | 0112/2///61987#ABI312#001 | join key |  |  |  |  | key code assigned to a WirelessCPF 9 network | CPF 9 is the IEC 61784 acronym for HART. |  |  |  |  | STRING_TYPE |  |  |  |  | NON_DEPENDENT_P_DET | [5 empty] | 0112/2///61987#ABH922 - HART wireless network commands | 0112/2///61987#ABA000 |  |  |  | Standard |  |  |  | SC65E – IEC 61987 | - | C00004 | 001-01 (2018-03-28 07:27:17 by BATCH 00000762) standard | 0112-2---61987#ABI312 | https://cdd.iec.ch/cdd/iec61987/iec61987.nsf/PropertiesAllVersions/0112-2---61987%23ABI312
0112/2///61987#ABN643 | 001 | 02 | 0112/2///61987#ABN643#001 | spring compartment venting pressure |  |  |  |  | parameter indicating the value of the medium providing the spring compartment venting of an actuator |  |  | bar |  |  | REAL_MEASURE_TYPE |  |  |  |  | NON_DEPENDENT_P_DET | [5 empty] | 0112/2///61987#ABN695 - Specific final control elements diagnostic variables | 0112/2///61987#ABA000 | 0112/2///62720#UAA323 - bar |  | 0112/2///61987#ABT524 - Pressure | Standard |  | IEC 61987 | IEC | IEC SC65E | - | C00112 |  | 0112-2---61987#ABN643 | https://cdd.iec.ch/cdd/iec61987/iec61987.nsf/PropertiesAllVersions/0112-2---61987%23ABN643
0112/2///61987#ABU521 | 001 | 02 | 0112/2///61987#ABU521#001 | reference to Device LOP for gate valve |  |  |  |  | reference to block ABE312 | [5 empty] | CLASS_REFERENCE_TYPE(0112/2///61987#ABE312) 0112/2///61987#ABE312 - Device LOP for gate valve |  |  |  |  | NON_DEPENDENT_P_DET | [5 empty] | 0112/2///61987#ABD345 - Gate valve | 0112/2///61987#ABA000 |  |  |  | Standard |  |  |  |  | - | C00004 |  | 0112-2---61987#ABU521 | https://cdd.iec.ch/cdd/iec61987/iec61987.nsf/PropertiesAllVersions/0112-2---61987%23ABU521
0112/2///61987#ABD564 | 002 | 01 | 0112/2///61987#ABD564#002 | description of manufacturer standard of flow direction |  |  |  |  | plain text describing the flow direction in valves other than sliding stem and eccentric rotary type valves | [5 empty] | STRING_TYPE |  |  |  |  | NON_DEPENDENT_P_DET | [5 empty] | 0112/2///61987#ABD812 - Body of valve [2]0112/2///61987#ABD813 - Body of valve [3]0112/2///61987#ABD814 - Body of valve [1]0112/2///61987#ABE605 - Body of solenoid valve | 0112/2///61987#ABA000 |  |  |  | Standard |  |  |  |  | - | C00004 |  | 0112-2---61987#ABD564 | https://cdd.iec.ch/cdd/iec61987/iec61987.nsf/PropertiesAllVersions/0112-2---61987%23ABD564
0112/2///61987#ABH480 | 001 | 01 | 0112/2///61987#ABH480#001 | material of cover |  |  |  |  | material of which a cover is made | [5 empty] | STRING_TYPE |  |  |  |  | NON_DEPENDENT_P_DET | [5 empty] | 0112/2///61987#ABF276 - Structural design of a sight level gauge0112/2///61987#ABF282 - Structural design of a sight level indicator | 0112/2///61987#ABA000 |  |  |  | Standard |  | IEC 61987 | IEC | SC65E – IEC 61987 | - | C00018 | 001-01 (2018-03-28 07:27:16 by BATCH 00000762) standard | 0112-2---61987#ABH480 | https://cdd.iec.ch/cdd/iec61987/iec61987.nsf/PropertiesAllVersions/0112-2---61987%23ABH480
0112/2///61987#ABD633 | 001 | 04 | 0112/2///61987#ABD633#001 | maximum operating gauge pressure |  |  |  |  | highest gauge pressure that should be applied to a pneumatic actuator |  |  | bar |  |  | REAL_MEASURE_TYPE |  |  |  |  | NON_DEPENDENT_P_DET | [5 empty] | 0112/2///61987#ABD961 - Parameters of pneumatic linear actuator0112/2///61987#ABD962 - Parameters of pneumatic rotary actuator | 0112/2///61987#ABA000 | 0112/2///62720#UAA323 - bar |  | 0112/2///61987#ABT524 - Pressure | Standard |  |  |  |  | - | C00004 |  | 0112-2---61987#ABD633 | https://cdd.iec.ch/cdd/iec61987/iec61987.nsf/PropertiesAllVersions/0112-2---61987%23ABD633
0112/2///61987#ABI311 | 001 | 01 | 0112/2///61987#ABI311#001 | network ID |  |  |  |  | identification code assigned to a WirelessCPF 9 network | CPF 9 is the IEC 61784 acronym for HART. |  |  |  |  | STRING_TYPE |  |  |  |  | NON_DEPENDENT_P_DET | [5 empty] | 0112/2///61987#ABH922 - HART wireless network commands | 0112/2///61987#ABA000 |  |  |  | Standard |  |  |  | SC65E – IEC 61987 | - | C00004 | 001-01 (2018-03-28 07:27:17 by BATCH 00000762) standard | 0112-2---61987#ABI311 | https://cdd.iec.ch/cdd/iec61987/iec61987.nsf/PropertiesAllVersions/0112-2---61987%23ABI311
0112/2///61987#ABE924 | 001 | 01 | 0112/2///61987#ABE924#001 | maximum assignable pulse value of degree of filling |  |  |  |  | highest degree of filling quantity assignable to one pulse |  |  | % |  |  | REAL_MEASURE_TYPE |  |  |  |  | NON_DEPENDENT_P_DET | [5 empty] | 0112/2///61987#ABE916 - Assigned degree of filling pulse value | 0112/2///61987#ABA000 | 0112/2///62720#UAA000 - percent |  | 0112/2///61987#ABT533 - Percentage | Standard |  | IEC 61987 | IEC | SC65E | - | C00018 | 001-01 (2018-03-28 07:27:03 by BATCH 00000762) standard | 0112-2---61987#ABE924 | https://cdd.iec.ch/cdd/iec61987/iec61987.nsf/PropertiesAllVersions/0112-2---61987%23ABE924
0112/2///61987#ABA181 | 001 | 03 | 0112/2///61987#ABA181#001 | quantity of cable/conduit entries |  |  |  |  | number of entries provided by a connection facility for cable glands or a conduits | [5 empty] | INT_TYPE |  |  |  |  | NON_DEPENDENT_P_DET | [5 empty] | 0112/2///61987#ABC149 - Cable/conduit entry | 0112/2///61987#ABA000 |  |  |  | Standard |  |  |  | SC65E – IEC 61987 | - | C00004 |  | 0112-2---61987#ABA181 | https://cdd.iec.ch/cdd/iec61987/iec61987.nsf/PropertiesAllVersions/0112-2---61987%23ABA181
0112/2///61987#ABD794 | 001 | 04 | 0112/2///61987#ABD794#001 | nominal linear travel |  |  |  |  | for reference purposes, amount of movement required by a linear-acting actuator to change from its fully open to its fully closed position |  |  | mm |  |  | REAL_MEASURE_TYPE |  |  |  |  | NON_DEPENDENT_P_DET | [5 empty] | 0112/2///61987#ABE032 - Structural design of a pneumatic linear actuator | 0112/2///61987#ABA000 | 0112/2///62720#UAA862 - millimetre |  | 0112/2///61987#ABT548 - Length short | Standard |  |  |  |  | - | C00004 |  | 0112-2---61987#ABD794 | https://cdd.iec.ch/cdd/iec61987/iec61987.nsf/PropertiesAllVersions/0112-2---61987%23ABD794
0112/2///61987#ABE679 | 001 | 02 | 0112/2///61987#ABE679#001 | reference to Auxiliary input [19] |  |  |  |  | reference to block ABE678 | [5 empty] | CLASS_REFERENCE_TYPE(0112/2///61987#ABE678) 0112/2///61987#ABE678 - Auxiliary input [19] |  |  |  |  | DEPENDENT_P_DET | [5 empty] | 0112/2///61987#ABE568 - Input [13] | 0112/2///61987#ABA000 |  |  |  | Standard |  | IEC 61987 | IEC | IEC SC65E | 0112/2///61987#ABA340 - number of auxiliary inputs | C00112 |  | 0112-2---61987#ABE679 | https://cdd.iec.ch/cdd/iec61987/iec61987.nsf/PropertiesAllVersions/0112-2---61987%23ABE679
0112/2///61987#ABP153 | 001 | 01 | 0112/2///61987#ABP153#001 | minimum signal current level for signal "0" |  |  |  |  | minimum value of the signal current consumed by the input circuit for the logical state "0" |  |  | mA |  |  | REAL_MEASURE_TYPE |  |  |  |  | NON_DEPENDENT_P_DET | [5 empty] | 0112/2///61987#ABP074 - Signal levels | 0112/2///61987#ABA000 | 0112/2///62720#UAA775 - milliampere |  | 0112/2///61987#ABT567 - Electrical current | Standard |  | IEC 61987 | IEC | IEC/SC 65E | - | C00128 | 001-01 (2023-01-23 14:53:52 by BATCH 00000807) standard | 0112-2---61987#ABP153 | https://cdd.iec.ch/cdd/iec61987/iec61987.nsf/PropertiesAllVersions/0112-2---61987%23ABP153
0112/2///61987#ABA218 | 001 | 01 | 0112/2///61987#ABA218#001 | project title |  |  |  |  | name of a project | [5 empty] | STRING_TYPE |  |  |  |  | NON_DEPENDENT_P_DET | [5 empty] | 0112/2///61987#ABA398 - Project information | 0112/2///61987#ABA000 |  |  |  | Standard |  | IEC 61987 |  | SC65E – IEC 61987 | - | C00018 | 001-01 (2019-03-08 15:35:28 by BATCH 00000766) standard | 0112-2---61987#ABA218 | https://cdd.iec.ch/cdd/iec61987/iec61987.nsf/PropertiesAllVersions/0112-2---61987%23ABA218
0112/2///61987#ABF305 | 002 | 01 | 0112/2///61987#ABF305#002 | reference temperature of device |  |  |  |  | value of the temperature of device with which the performance of a device was tested |  |  | °C |  |  | LEVEL(MIN,NOM,MAX) OF REAL_MEASURE_TYPE |  |  |  |  | NON_DEPENDENT_P_DET | [5 empty] | 0112/2///61987#ABG241 - Reference device conditions [2]0112/2///61987#ABG245 - Reference device conditions [6]0112/2///61987#ABU697 - Reference device conditions [7]0112/2///61987#ABU698 - Reference device conditions [3] | 0112/2///61987#ABA000 | 0112/2///62720#UAA033 - degree Celsius |  | 0112/2///61987#ABT514 - Temperature | Standard |  | IEC 61987 | IEC | SC65E | - | C00019 |  | 0112-2---61987#ABF305 | https://cdd.iec.ch/cdd/iec61987/iec61987.nsf/PropertiesAllVersions/0112-2---61987%23ABF305
0112/2///61987#ABP100 | 001 | 01 | 0112/2///61987#ABP100#001 | assigned upper range-value of resistance |  |  |  |  | resistance value assigned to the upper range end-value of the input signal |  |  | Ω |  |  | REAL_MEASURE_TYPE |  |  |  |  | NON_DEPENDENT_P_DET | [5 empty] | 0112/2///61987#ABP068 - Resistor input [I/O module] | 0112/2///61987#ABA000 | 0112/2///62720#UAA017 - ohm |  | 0112/2///61987#ABT564 - Electrical resistance | Standard |  | IEC 61987 | IEC | IEC/SC 65E | - | C00128 | 001-01 (2023-01-23 14:53:52 by BATCH 00000807) standard | 0112-2---61987#ABP100 | https://cdd.iec.ch/cdd/iec61987/iec61987.nsf/PropertiesAllVersions/0112-2---61987%23ABP100
0112/2///61987#ABU968 | 001 | 01 | 0112/2///61987#ABU968#001 | reference to Binary input |  |  |  |  | reference to block ABC142 | [5 empty] | CLASS_REFERENCE_TYPE(0112/2///61987#ABC142) 0112/2///61987#ABC142 - Binary input |  |  |  |  | DEPENDENT_P_DET | [5 empty] | 0112/2///61987#ABG061 - Type of auxiliary input [12]0112/2///61987#ABG062 - Type of auxiliary input [13]0112/2///61987#ABG063 - Type of auxiliary input [14]0112/2///61987#ABG064 - Type of auxiliary input [15]0112/2///61987#ABG071 - Type of auxiliary input [22] | 0112/2///61987#ABA000 |  |  |  | Standard |  | IEC 61987 | IEC | SC65E | 0112/2///61987#ABU942 - auxiliary input type [14] | C00018 | 001-01 (2018-03-28 07:27:23 by BATCH 00000762) standard | 0112-2---61987#ABU968 | https://cdd.iec.ch/cdd/iec61987/iec61987.nsf/PropertiesAllVersions/0112-2---61987%23ABU968
0112/2///61987#ABG980 | 001 | 01 | 0112/2///61987#ABG980#001 | reference to Structural design [separate level transmitter/switching unit] |  |  |  |  | reference to block ABG420 | [5 empty] | CLASS_REFERENCE_TYPE(0112/2///61987#ABG420) 0112/2///61987#ABG420 - Structural design [separate level transmitter/switching unit] |  |  |  |  | NON_DEPENDENT_P_DET | [5 empty] | 0112/2///61987#ABG375 - Mechanical and electrical construction [separate level transmitter/switching unit] | 0112/2///61987#ABA000 |  |  |  | Standard |  | IEC 61987 | IEC | SC65E | - | C00018 | 001-01 (2018-03-28 07:27:12 by BATCH 00000762) standard | 0112-2---61987#ABG980 | https://cdd.iec.ch/cdd/iec61987/iec61987.nsf/PropertiesAllVersions/0112-2---61987%23ABG980
0112/2///61987#ABH162 | 001 | 01 | 0112/2///61987#ABH162#001 | reference height of full level |  |  |  |  | distance from the vessel zero reference point to the position at which full level shall be indicated |  |  | m |  |  | REAL_MEASURE_TYPE |  |  |  |  | NON_DEPENDENT_P_DET | [5 empty] | 0112/2///61987#ABH159 - Level measurement instrument installation | 0112/2///61987#ABA000 | 0112/2///62720#UAA726 - metre |  | 0112/2///61987#ABT548 - Length short | Standard |  | IEC 61987 | IEC | SC65E | - | C00018 | 001-01 (2018-03-28 07:27:13 by BATCH 00000762) standard | 0112-2---61987#ABH162 | https://cdd.iec.ch/cdd/iec61987/iec61987.nsf/PropertiesAllVersions/0112-2---61987%23ABH162
0112/2///61987#ABP124 | 001 | 01 | 0112/2///61987#ABP124#001 | maximum influence of ambient temperature on apparent power |  |  |  |  | change in output of an apparent power measuring device caused by a change in ambient temperature with respect to reference conditions, expressed as the maximum error across the specified ambient temperature range |  |  | V·A/K |  |  | REAL_MEASURE_TYPE |  |  |  |  | NON_DEPENDENT_P_DET | [5 empty] | 0112/2///61987#ABP036 - Influence of external quantities expressed for apparent power [I/O module] | 0112/2///61987#ABA000 | 0112/2///62720#UAD905 - volt ampere per kelvin |  | 0112/2///61987#ABP003 - Apparent power per temperature | Standard |  | IEC 61987 | IEC | IEC/SC 65E | - | C00128 | 001-01 (2023-01-23 14:53:52 by BATCH 00000807) standard | 0112-2---61987#ABP124 | https://cdd.iec.ch/cdd/iec61987/iec61987.nsf/PropertiesAllVersions/0112-2---61987%23ABP124
0112/2///61987#ABA329 | 001 | 01 | 0112/2///61987#ABA329#001 | alternative text |  |  |  |  | plain text as an alternative message for an e-mail attachment | [5 empty] | STRING_TYPE |  |  |  |  | NON_DEPENDENT_P_DET | [5 empty] | 0112/2///61987#ABA396 - Attachment | 0112/2///61987#ABA000 |  |  |  | Standard |  | IEC 61987 |  | SC65E – IEC 61987 | - | C00018 | 001-01 (2019-03-08 15:35:28 by BATCH 00000766) standard | 0112-2---61987#ABA329 | https://cdd.iec.ch/cdd/iec61987/iec61987.nsf/PropertiesAllVersions/0112-2---61987%23ABA329
0112/2///61987#ABC982 | 001 | 02 | 0112/2///61987#ABC982#001 | reference to Material of clamp |  |  |  |  | reference to block ABC352 | [5 empty] | CLASS_REFERENCE_TYPE(0112/2///61987#ABC352) 0112/2///61987#ABC352 - Material of clamp |  |  |  |  | NON_DEPENDENT_P_DET | [5 empty] | 0112/2///61987#ABC157 - Clamp-on ultrasonic flowmeter | 0112/2///61987#ABA000 |  |  |  | Standard |  |  |  | SC65E – IEC 61987 | - | C00004 |  | 0112-2---61987#ABC982 | https://cdd.iec.ch/cdd/iec61987/iec61987.nsf/PropertiesAllVersions/0112-2---61987%23ABC982
0112/2///61987#ABD700 | 001 | 02 | 0112/2///61987#ABD700#001 | reference standard for mounting bracket |  |  |  |  | standard on which the design of a mounting bracket for actuators is based | [5 empty] | STRING_TYPE |  |  |  |  | NON_DEPENDENT_P_DET | [5 empty] | 0112/2///61987#ABD941 - Mounting bracket for actuator0112/2///61987#ABD942 - Mounting bracket for signal devices | 0112/2///61987#ABA000 |  |  |  | Standard |  |  |  |  | - | C00004 |  | 0112-2---61987#ABD700 | https://cdd.iec.ch/cdd/iec61987/iec61987.nsf/PropertiesAllVersions/0112-2---61987%23ABD700
0112/2///61987#ABC012 | 004 | 01 | 0112/2///61987#ABC012#004 | number of equipotential bonding connections |  |  |  |  | @number of equipotential bonding connections |  | cardinality property |  |  |  | INT_TYPE |  |  |  |  | CONDITION_DET | [5 empty] | 0112/2///61987#ABC044 - Transmitter body [1]0112/2///61987#ABC045 - Transmitter body [2]0112/2///61987#ABC046 - Transmitter body [3]0112/2///61987#ABC195 - Dial indicator0112/2///61987#ABC202 - Digital indicator0112/2///61987#ABD480 - Dial indicator [2]0112/2///61987#ABD811 - Body of actuator0112/2///61987#ABF380 - Structural design of a connection head0112/2///61987#ABC040 - Totalizer indicator [2]0112/2///61987#ABC048 - Transmitter housing [1]0112/2///61987#ABC049 - Transmitter housing [2]0112/2///61987#ABC655 - Totalizer indicator [1]0112/2///61987#ABE040 - Transmitter housing [3]0112/2///61987#ABE607 - Solenoid valve housing0112/2///61987#ABF375 - Transmitter/switch housing0112/2///61987#ABD812 - Body of valve [2]0112/2///61987#ABD813 - Body of valve [3]0112/2///61987#ABD814 - Body of valve [1]0112/2///61987#ABE605 - Body of solenoid valve0112/2///61987#ABP025 - Device housing | 0112/2///61987#ABA000 |  |  |  | Standard |  |  |  | SC65E – IEC 61987 | - | C00004 |  | 0112-2---61987#ABC012 | https://cdd.iec.ch/cdd/iec61987/iec61987.nsf/PropertiesAllVersions/0112-2---61987%23ABC012
0112/2///61987#ABD172 | 001 | 02 | 0112/2///61987#ABD172#001 | reference to Process design ratings [2] |  |  |  |  | reference to block ABC542 | [5 empty] | CLASS_REFERENCE_TYPE(0112/2///61987#ABC542) 0112/2///61987#ABC542 - Process design ratings [2] |  |  |  |  | NON_DEPENDENT_P_DET | [5 empty] | 0112/2///61987#ABC559 - Rated operating conditions [3]0112/2///61987#ABD514 - Rated operating conditions [7] | 0112/2///61987#ABA000 |  |  |  | Standard |  |  |  | SC65E – IEC 61987 | - | C00004 |  | 0112-2---61987#ABD172 | https://cdd.iec.ch/cdd/iec61987/iec61987.nsf/PropertiesAllVersions/0112-2---61987%23ABD172
0112/2///61987#ABU353 | 001 | 03 | 0112/2///61987#ABU353#001 | reference to Analog voltage output [1] |  |  |  |  | reference to block ABC095 |  | Id specified in IEC61987-12/-13: ABC725 |  |  |  | CLASS_REFERENCE_TYPE(0112/2///61987#ABC095) 0112/2///61987#ABC095 - Analog voltage output [1] |  |  |  |  | DEPENDENT_P_DET | [5 empty] | 0112/2///61987#ABC668 - Type of output [5] | 0112/2///61987#ABA000 |  |  |  | Standard |  |  |  | SC65E – IEC 61987 | 0112/2///61987#ABU346 - output type [5] | C00004 |  | 0112-2---61987#ABU353 | https://cdd.iec.ch/cdd/iec61987/iec61987.nsf/PropertiesAllVersions/0112-2---61987%23ABU353
0112/2///61987#ABD546 | 002 | 01 | 0112/2///61987#ABD546#002 | calculated flow coefficient Fp Cv |  |  |  |  | calculation result for the flow coefficient Kv resulting from the given process conditions taking into account the pressure loss of a pipe reduction at the inlet or outlet |  |  | gal (US liq.)/min |  |  | REAL_MEASURE_TYPE |  |  |  |  | NON_DEPENDENT_P_DET | [5 empty] | 0112/2///61987#ABD816 - Calculation results of control devices0112/2///61987#ABE658 - Calculation results of flow modification accessory | 0112/2///61987#ABA000 | 0112/2///62720#UAA508 - gallon (US) per minute |  | 0112/2///61987#ABT504 - Volume flow rate | Standard |  |  |  |  | - | C00004 |  | 0112-2---61987#ABD546 | https://cdd.iec.ch/cdd/iec61987/iec61987.nsf/PropertiesAllVersions/0112-2---61987%23ABD546
0112/2///61987#ABH925 | 002 | 01 | 0112/2///61987#ABH925#002 | maintenance required | MAINTENACE_REQUIRED |  |  |  | parameter, the value of which indicates that a device requires maintenance | [5 empty] | BOOLEAN_TYPE |  |  |  |  | NON_DEPENDENT_P_DET | [5 empty] | 0112/2///61987#ABH842 - Diagnostic status0112/2///61987#ABN972 - Device diagnostic status | 0112/2///61987#ABA000 |  |  |  | Standard |  |  |  | SC65E – IEC 61987 | - | C00018 |  | 0112-2---61987#ABH925 | https://cdd.iec.ch/cdd/iec61987/iec61987.nsf/PropertiesAllVersions/0112-2---61987%23ABH925
0112/2///61987#ABE935 | 001 | 01 | 0112/2///61987#ABE935#001 | quantity of pulses per pulse value of level |  |  |  |  | number of pulses assigned per unit level |  |  | 1/m |  |  | REAL_MEASURE_TYPE |  |  |  |  | NON_DEPENDENT_P_DET | [5 empty] | 0112/2///61987#ABE913 - Assigned level pulse value | 0112/2///61987#ABA000 | 0112/2///62720#UAA738 - reciprocal metre |  | 0112/2///61987#ABT537 - Per length | Standard |  | IEC 61987 | IEC | SC65E | - | C00018 | 001-01 (2018-03-28 07:27:03 by BATCH 00000762) standard | 0112-2---61987#ABE935 | https://cdd.iec.ch/cdd/iec61987/iec61987.nsf/PropertiesAllVersions/0112-2---61987%23ABE935
0112/2///61987#ABH153 | 002 | 01 | 0112/2///61987#ABH153#002 | datum point for vertical position |  |  |  |  | point from which a vertical distance is measured | [5 empty] | ENUM_CODE_TYPE(0112/2///61987#ABL313) |  |  |  |  | DEPENDENT_P_DET |  |  | 0112/2///61987#ABL313 | 0112/2///61987#ABL994 - bottom of vessel (inside)0112/2///61987#ABL995 - bottom tangent line0112/2///61987#ABI407 - others |  | 0112/2///61987#ABG478 - Process equipment [level] | 0112/2///61987#ABA000 |  |  |  | Standard |  | IEC 61987 | IEC | SC65E | 0112/2///61987#ABI406 - empty_property | C00091 |  | 0112-2---61987#ABH153 | https://cdd.iec.ch/cdd/iec61987/iec61987.nsf/PropertiesAllVersions/0112-2---61987%23ABH153
0112/2///61987#ABH284 | 001 | 01 | 0112/2///61987#ABH284#001 | reference to Overall construction |  |  |  |  | reference to block ABH091 | [5 empty] | CLASS_REFERENCE_TYPE(0112/2///61987#ABH091) 0112/2///61987#ABH091 - Overall construction |  |  |  |  | NON_DEPENDENT_P_DET | [5 empty] | 0112/2///61987#ABG478 - Process equipment [level] | 0112/2///61987#ABA000 |  |  |  | Standard |  | IEC 61987 | IEC | SC65E | - | C00018 | 001-01 (2018-03-28 07:27:14 by BATCH 00000762) standard | 0112-2---61987#ABH284 | https://cdd.iec.ch/cdd/iec61987/iec61987.nsf/PropertiesAllVersions/0112-2---61987%23ABH284
0112/2///61987#ABC971 | 001 | 02 | 0112/2///61987#ABC971#001 | reference to Material of ball/needle |  |  |  |  | reference to block ABC341 | [5 empty] | CLASS_REFERENCE_TYPE(0112/2///61987#ABC341) 0112/2///61987#ABC341 - Material of ball/needle |  |  |  |  | NON_DEPENDENT_P_DET | [5 empty] | 0112/2///61987#ABC677 - Valve | 0112/2///61987#ABA000 |  |  |  | Standard |  |  |  | SC65E – IEC 61987 | - | C00004 |  | 0112-2---61987#ABC971 | https://cdd.iec.ch/cdd/iec61987/iec61987.nsf/PropertiesAllVersions/0112-2---61987%23ABC971
0112/2///61987#ABE509 | 001 | 01 | 0112/2///61987#ABE509#001 | reference to Installation conditions [11] |  |  |  |  | reference to block ABE591 | [5 empty] | CLASS_REFERENCE_TYPE(0112/2///61987#ABE591) 0112/2///61987#ABE591 - Installation conditions [11] |  |  |  |  | NON_DEPENDENT_P_DET | [5 empty] | 0112/2///61987#ABE590 - Rated operating conditions [14] | 0112/2///61987#ABA000 |  |  |  | Standard |  | IEC 61987 | IEC | SC65E | - | C00016 | 001-01 (2018-03-28 07:27:00 by BATCH 00000762) standard | 0112-2---61987#ABE509 | https://cdd.iec.ch/cdd/iec61987/iec61987.nsf/PropertiesAllVersions/0112-2---61987%23ABE509
0112/2///61987#ABB853 | 002 | 01 | 0112/2///61987#ABB853#002 | reference base for influence of static pressure on span (per 69 bar) |  |  |  |  | basis for stating the influence of static pressure on span (per 69 bar) | [5 empty] | ENUM_CODE_TYPE(0112/2///61987#ABJ764) |  |  |  |  | DEPENDENT_P_DET |  |  | 0112/2///61987#ABJ764 | 0112/2///61987#ABL009 - relative to calibrated span0112/2///61987#ABL010 - relative to full scale0112/2///61987#ABL011 - relative to measured value0112/2///61987#ABL012 - relative to measuring upper range-limit0112/2///61987#ABL013 - relative to span0112/2///61987#ABI407 - others |  | 0112/2///61987#ABC277 - Influence of external quantities expressed as a percentage for pressure | 0112/2///61987#ABA000 |  |  |  | Standard |  |  |  | SC65E – IEC 61987 | 0112/2///61987#ABI406 - empty_property | C00091 |  | 0112-2---61987#ABB853 | https://cdd.iec.ch/cdd/iec61987/iec61987.nsf/PropertiesAllVersions/0112-2---61987%23ABB853
0112/2///61987#ABF478 | 001 | 01 | 0112/2///61987#ABF478#001 | style of capsule |  |  |  |  | classification of a capsule according to its mechanical construction | [5 empty] | STRING_TYPE |  |  |  |  | NON_DEPENDENT_P_DET | [5 empty] | 0112/2///61987#ABF464 - Capsule of nuclear source | 0112/2///61987#ABA000 |  |  |  | Standard |  | IEC 61987 | IEC | SC65E | - | C00018 | 001-01 (2018-03-28 07:27:07 by BATCH 00000762) standard | 0112-2---61987#ABF478 | https://cdd.iec.ch/cdd/iec61987/iec61987.nsf/PropertiesAllVersions/0112-2---61987%23ABF478
0112/2///61987#ABF622 | 001 | 01 | 0112/2///61987#ABF622#001 | maximum influence of process pressure on volume fraction |  |  |  |  | change in output of a volume fraction measuring device caused by a change in process pressure with respect to reference conditions, expressed as the maximum error within the specified process pressure range |  |  | %/bar |  |  | REAL_MEASURE_TYPE |  |  |  |  | NON_DEPENDENT_P_DET | [5 empty] | 0112/2///61987#ABF616 - Influence of external quantities expressed for volume fraction | 0112/2///61987#ABA000 | 0112/2///62720#UAA010 - percent per bar |  | 0112/2///61987#ABT529 - Percentage per pressure | Standard |  | IEC 61987 | IEC | SC65E | - | C00018 | 001-01 (2018-03-28 07:27:08 by BATCH 00000762) standard | 0112-2---61987#ABF622 | https://cdd.iec.ch/cdd/iec61987/iec61987.nsf/PropertiesAllVersions/0112-2---61987%23ABF622
0112/2///61987#ABF578 | 001 | 01 | 0112/2///61987#ABF578#001 | average influence of dynamic viscosity |  |  |  |  | change in output caused by a change in dynamic viscosity with respect to reference conditions, expressed as the average error across the specified dynamic viscosity range |  |  | %/(mPa·s) |  |  | REAL_MEASURE_TYPE |  |  |  |  | NON_DEPENDENT_P_DET | [5 empty] | 0112/2///61987#ABG314 - Influence of external quantities expressed as a percentage [4] | 0112/2///61987#ABA000 | 0112/2///62720#UAC804 - percent per millipascal second |  | 0112/2///61987#ABI452 - Percentage per dynamic viscosity | Standard |  | IEC 61987 | IEC | SC65E | - | C00017 | 001-01 (2018-03-28 07:27:07 by BATCH 00000762) standard | 0112-2---61987#ABF578 | https://cdd.iec.ch/cdd/iec61987/iec61987.nsf/PropertiesAllVersions/0112-2---61987%23ABF578
0112/2///61987#ABE869 | 001 | 01 | 0112/2///61987#ABE869#001 | inaccuracy of point level |  |  |  |  | for a limit signal, the maximum positive and negative deviation from the specified characteristic curve observed in testing a device under specified conditions and by a specified procedure |  |  | mm |  |  | REAL_MEASURE_TYPE |  |  | IEC 61298-1, Ed. 2.0, 3.5 |  | NON_DEPENDENT_P_DET | [5 empty] | 0112/2///61987#ABE866 - Absolute performance for point level | 0112/2///61987#ABA000 | 0112/2///62720#UAA862 - millimetre |  | 0112/2///61987#ABT548 - Length short | Standard |  | IEC 61987 | IEC | SC65E | - | C00018 | 001-01 (2018-03-28 07:27:02 by BATCH 00000762) standard | 0112-2---61987#ABE869 | https://cdd.iec.ch/cdd/iec61987/iec61987.nsf/PropertiesAllVersions/0112-2---61987%23ABE869
0112/2///61987#ABB897 | 001 | 04 | 0112/2///61987#ABB897#001 | total performance (differential pressure, 69 bar static pressure, -10 °C to 60 °C, span) |  |  |  |  | for differential pressure measuring devices, square root of: nonlinearity^2 + (maximum ambient temperature error in the range of -10 °C...60 °C)^2 + (maximum static span error per 69 bar change)^2, expressed as percentage of span |  |  | % |  |  | REAL_MEASURE_TYPE |  |  |  |  | NON_DEPENDENT_P_DET | [5 empty] | 0112/2///61987#ABC067 - Accuracy expressed as a percentage [1] | 0112/2///61987#ABA000 | 0112/2///62720#UAA000 - percent |  | 0112/2///61987#ABT533 - Percentage | Standard |  |  |  | SC65E – IEC 61987 | - | C00004 |  | 0112-2---61987#ABB897 | https://cdd.iec.ch/cdd/iec61987/iec61987.nsf/PropertiesAllVersions/0112-2---61987%23ABB897
0112/2///61987#ABV232 | 001 | 01 | 0112/2///61987#ABV232#001 | reference to Assigned temperature range |  |  |  |  | reference to block ABC116 | [5 empty] | CLASS_REFERENCE_TYPE(0112/2///61987#ABC116) 0112/2///61987#ABC116 - Assigned temperature range |  |  |  |  | DEPENDENT_P_DET | [5 empty] | 0112/2///61987#ABG094 - Assigned variable [14]0112/2///61987#ABG095 - Assigned variable [15]0112/2///61987#ABV236 - Assigned variable [13]0112/2///61987#ABV239 - Assigned variable [13] | 0112/2///61987#ABA000 |  |  |  | Standard |  | IEC 61987 | IEC | SC65E | 0112/2///61987#ABV216 - output type [18] | C00019 | 001-01 (2018-03-28 07:27:24 by BATCH 00000762) standard | 0112-2---61987#ABV232 | https://cdd.iec.ch/cdd/iec61987/iec61987.nsf/PropertiesAllVersions/0112-2---61987%23ABV232
0112/2///61987#ABH183 | 002 | 01 | 0112/2///61987#ABH183#002 | mounting position on equipment |  |  |  |  | location on an vessel where a device is or is intended to be mounted | [5 empty] | STRING_TYPE |  |  |  |  | NON_DEPENDENT_P_DET | [5 empty] | 0112/2///61987#ABI468 - Installation0112/2///61987#ABG471 - Deployment design conditions [4] | 0112/2///61987#ABA000 |  |  |  | Standard |  | IEC 61987 | IEC | SC65E | - | C00018 |  | 0112-2---61987#ABH183 | https://cdd.iec.ch/cdd/iec61987/iec61987.nsf/PropertiesAllVersions/0112-2---61987%23ABH183
0112/2///61987#ABB973 | 001 | 03 | 0112/2///61987#ABB973#001 | number of display elements |  |  |  |  | @number of display elements |  | cardinality property |  |  |  | INT_TYPE |  |  |  |  | CONDITION_DET | [5 empty] | 0112/2///61987#ABC207 - Display of a digital indicator | 0112/2///61987#ABA000 |  |  |  | Standard |  |  |  | SC65E – IEC 61987 | - | C00004 |  | 0112-2---61987#ABB973 | https://cdd.iec.ch/cdd/iec61987/iec61987.nsf/PropertiesAllVersions/0112-2---61987%23ABB973
0112/2///61987#ABD772 | 001 | 02 | 0112/2///61987#ABD772#001 | type of stem/shaft packing |  |  |  |  | classification of a seal of the stem or the shaft according to its material or mechanical design | [5 empty] | STRING_TYPE |  |  |  |  | NON_DEPENDENT_P_DET | [5 empty] | 0112/2///61987#ABE411 - Stem/shaft packing | 0112/2///61987#ABA000 |  |  |  | Standard |  |  |  |  | - | C00004 |  | 0112-2---61987#ABD772 | https://cdd.iec.ch/cdd/iec61987/iec61987.nsf/PropertiesAllVersions/0112-2---61987%23ABD772
0112/2///61987#ABA529 | 001 | 02 | 0112/2///61987#ABA529#001 | designation of switch |  |  |  |  | alphanumeric character sequence identifying a switch | [5 empty] | STRING_TYPE |  |  |  |  | NON_DEPENDENT_P_DET | [5 empty] | 0112/2///61987#ABC648 - Switch | 0112/2///61987#ABA000 |  |  |  | Standard |  |  |  | SC65E – IEC 61987 | - | C00004 |  | 0112-2---61987#ABA529 | https://cdd.iec.ch/cdd/iec61987/iec61987.nsf/PropertiesAllVersions/0112-2---61987%23ABA529
0112/2///61987#ABI297 | 001 | 01 | 0112/2///61987#ABI297#001 | description of other function block |  |  |  |  | explanation of the function of other function block | [5 empty] | STRING_TYPE |  |  |  |  | NON_DEPENDENT_P_DET | [5 empty] | 0112/2///61987#ABH913 - Other function block | 0112/2///61987#ABA000 |  |  |  | Standard |  |  |  | SC65E – IEC 61987 | - | C00018 | 001-01 (2019-03-08 15:35:31 by BATCH 00000766) standard | 0112-2---61987#ABI297 | https://cdd.iec.ch/cdd/iec61987/iec61987.nsf/PropertiesAllVersions/0112-2---61987%23ABI297
0112/2///61987#ABB066 | 002 | 01 | 0112/2///61987#ABB066#002 | velocity of sound |  |  |  |  | rate of propagation of an acoustic wave |  |  | m/s |  |  | REAL_MEASURE_TYPE |  |  |  |  | NON_DEPENDENT_P_DET | [5 empty] | 0112/2///61987#ABC103 - Aqueous phase0112/2///61987#ABC447 - Non-aqueous liquid phase0112/2///61987#ABC680 - Gas/vapor phase [flow]0112/2///61987#ABD816 - Calculation results of control devices0112/2///61987#ABE658 - Calculation results of flow modification accessory0112/2///61987#ABG459 - Aqueous phase [level]0112/2///61987#ABG460 - Aqueous phase [density]0112/2///61987#ABG461 - Non-aqueous liquid phase [level]0112/2///61987#ABG462 - Non-aqueous liquid phase [density]0112/2///61987#ABG463 - Gas/vapor phase [level]0112/2///61987#ABG464 - Gas/vapor phase [density]0112/2///61987#ABH067 - Intermediate phase [level]0112/2///61987#ABN682 - Continuous measurement variables | 0112/2///61987#ABA000 | 0112/2///62720#UAA733 - metre per second |  | 0112/2///61987#ABT509 - Velocity | Standard |  |  |  | SC65E – IEC 61987 | - | C00004 |  | 0112-2---61987#ABB066 | https://cdd.iec.ch/cdd/iec61987/iec61987.nsf/PropertiesAllVersions/0112-2---61987%23ABB066
0112/2///61987#ABB457 | 005 | 01 | 0112/2///61987#ABB457#005 | number of additional wetted parts materials |  |  |  |  | @number of additional wetted parts materials |  | cardinality property |  |  |  | INT_TYPE |  |  |  |  | CONDITION_DET | [5 empty] | 0112/2///61987#ABC246 - Flowtube assembly0112/2///61987#ABC412 - Flow measuring chamber0112/2///61987#ABC643 - Structural design of an electromagnetic insertion flow transmitter0112/2///61987#ABE614 - Structural design of a restriction orifice/diffuser0112/2///61987#ABF025 - Structural design of a float level transmitter and switch0112/2///61987#ABF117 - Structural design of a guided-wave radar level transmitter0112/2///61987#ABF136 - Structural design of a capacitance level transmitter/switch0112/2///61987#ABF154 - Structural design of a conductance level transmitter/switch0112/2///61987#ABF182 - Structural design of an ultrasonic level transmitter0112/2///61987#ABF183 - Structural design of a vibrating level switch0112/2///61987#ABF191 - Structural design of a rotary paddle switch0112/2///61987#ABF217 - Structural design of a magnetic level gauge0112/2///61987#ABF276 - Structural design of a sight level gauge0112/2///61987#ABF282 - Structural design of a sight level indicator0112/2///61987#ABF283 - Structural design of an optical level switch0112/2///61987#ABF285 - Structural design of a thermal level switch0112/2///61987#ABF319 - Structural design of a thermowell0112/2///61987#ABF341 - Structural design of a hydrostatic pressure level transmitter0112/2///61987#ABF342 - Structural design of a displacer lever transmitter/switch0112/2///61987#ABF343 - Structural design of a nuclear level transmitter/switch0112/2///61987#ABF431 - Structural design of a plumb bob level transmitter0112/2///61987#ABF432 - Structural design of a servo level transmitter0112/2///61987#ABF433 - Structural design of an ultrasonic level switch0112/2///61987#ABF513 - Structural design of temperature gauge0112/2///61987#ABF517 - Structural design of a microwave level switch0112/2///61987#ABF518 - Structural design of a laser level transmitter0112/2///61987#ABF632 - Structural design of a refractive index density transmitter0112/2///61987#ABF635 - Structural design of a vibrating fork/rod density transmitter0112/2///61987#ABH365 - Insertion type microwave density transmitter0112/2///61987#ABF018 - Structural design of a free-space radar level transmitter0112/2///61987#ABD813 - Body of valve [3]0112/2///61987#ABD814 - Body of valve [1]0112/2///61987#ABE605 - Body of solenoid valve | 0112/2///61987#ABA000 |  |  |  | Standard |  |  |  | SC65E – IEC 61987 | - | C00004 |  | 0112-2---61987#ABB457 | https://cdd.iec.ch/cdd/iec61987/iec61987.nsf/PropertiesAllVersions/0112-2---61987%23ABB457
0112/2///61987#ABD248 | 001 | 02 | 0112/2///61987#ABD248#001 | reference to Structural design [differential pressure gauge] |  |  |  |  | reference to block ABC622 | [5 empty] | CLASS_REFERENCE_TYPE(0112/2///61987#ABC622) 0112/2///61987#ABC622 - Structural design [differential pressure gauge] |  |  |  |  | NON_DEPENDENT_P_DET | [5 empty] | 0112/2///61987#ABC441 - Mechanical and electrical construction [differential pressure gauge] | 0112/2///61987#ABA000 |  |  |  | Standard |  |  |  | SC65E – IEC 61987 | - | C00004 |  | 0112-2---61987#ABD248 | https://cdd.iec.ch/cdd/iec61987/iec61987.nsf/PropertiesAllVersions/0112-2---61987%23ABD248
0112/2///61987#ABE528 | 001 | 01 | 0112/2///61987#ABE528#001 | position of switch |  |  |  |  | position of switch expressed as percentage of positioner travel |  |  | % |  |  | REAL_MEASURE_TYPE |  |  |  |  | NON_DEPENDENT_P_DET | [5 empty] | 0112/2///61987#ABE602 - Switching position | 0112/2///61987#ABA000 | 0112/2///62720#UAA000 - percent |  | 0112/2///61987#ABT533 - Percentage | Standard |  | IEC 61987 | IEC | SC65E | - | C00016 | 001-01 (2018-03-28 07:27:01 by BATCH 00000762) standard | 0112-2---61987#ABE528 | https://cdd.iec.ch/cdd/iec61987/iec61987.nsf/PropertiesAllVersions/0112-2---61987%23ABE528
0112/2///61987#ABD088 | 003 | 01 | 0112/2///61987#ABD088#003 | reference to Operability |  |  |  |  | reference to block ABC458 | [5 empty] | CLASS_REFERENCE_TYPE(0112/2///61987#ABC458) 0112/2///61987#ABC458 - Operability |  |  |  |  | NON_DEPENDENT_P_DET | [5 empty] | 0112/2///61987#ABA005 - Device LOP for flow transmitter0112/2///61987#ABA006 - Device LOP for coriolis mass flow transmitter0112/2///61987#ABA007 - Device LOP for swirl flow transmitter0112/2///61987#ABA008 - Device LOP for electromagnetic flow transmitter0112/2///61987#ABA009 - Device LOP for electromagnetic insertion flow transmitter0112/2///61987#ABA010 - Device LOP for orifice/differential pressure flow transmitter0112/2///61987#ABA013 - Device LOP for (oval) gear flow transmitter/gauge0112/2///61987#ABA014 - Device LOP for piston flow transmitter/gauge0112/2///61987#ABA016 - Device LOP for thermal mass flow transmitter0112/2///61987#ABA018 - Device LOP for turbine/propeller/Woltmann flow transmitter/gauge0112/2///61987#ABA019 - Device LOP for ultrasonic flow transmitter0112/2///61987#ABA020 - Device LOP for variable area flow transmitter/gauge0112/2///61987#ABA022 - Device LOP for vortex flow transmitter0112/2///61987#ABA023 - Device LOP for positive displacement flow transmitter/gauge0112/2///61987#ABA024 - Device LOP for helix flow transmitter/gauge0112/2///61987#ABA025 - Device LOP for remote/separate transmitter0112/2///61987#ABA029 - Device LOP for absolute/gauge pressure transmitter0112/2///61987#ABA031 - Device LOP for differential pressure transmitter0112/2///61987#ABE321 - Device LOP for positioner0112/2///61987#ABE634 - Device LOP for I/P converter0112/2///61987#ABE728 - Device LOP for magnetic level gauge0112/2///61987#ABE730 - Device LOP for rotary paddle switch0112/2///61987#ABE732 - Device LOP for vibrating level switch0112/2///61987#ABE733 - Device LOP for optical level switch0112/2///61987#ABE735 - Device LOP for level transmitter0112/2///61987#ABE736 - Device LOP for displacer level transmitter/switch0112/2///61987#ABE737 - Device LOP for capacitance level transmitter/switch0112/2///61987#ABE738 - Device LOP for conductance level transmitter/switch0112/2///61987#ABE739 - Device LOP for float level transmitter/switch0112/2///61987#ABE740 - Device LOP for hydrostatic pressure level transmitter0112/2///61987#ABE741 - Device LOP for plumb bob level transmitter0112/2///61987#ABE742 - Device LOP for free-space radar level transmitter0112/2///61987#ABE743 - Device LOP for guided-wave radar level transmitter/switch0112/2///61987#ABE744 - Device LOP for ultrasonic level transmitter0112/2///61987#ABE745 - Device LOP for ultrasonic level switch0112/2///61987#ABE746 - Device LOP for nuclear level transmitter/switch0112/2///61987#ABE747 - Device LOP for laser level transmitter0112/2///61987#ABE748 - Device LOP for servo level transmitter0112/2///61987#ABE749 - Device LOP for microwave level switch0112/2///61987#ABE755 - Device LOP for level switch0112/2///61987#ABE756 - Device LOP for separate level transmitter/switching unit0112/2///61987#ABE759 - Device LOP for temperature gauge0112/2///61987#ABE760 - Device LOP for contact temperature transmitter0112/2///61987#ABE761 - Device LOP for radiation thermometer0112/2///61987#ABE764 - Device LOP for separate temperature transmitter0112/2///61987#ABE767 - Device LOP for temperature transmitter0112/2///61987#ABF858 - Device LOP for buoyancy density transmitter0112/2///61987#ABF859 - Device LOP for refractive index density transmitter0112/2///61987#ABF860 - Device LOP for vibrating tube density transmitter0112/2///61987#ABF861 - Device LOP for radiometric density transmitter0112/2///61987#ABF862 - Device LOP for vibrating fork/rod density transmitter0112/2///61987#ABF863 - Device LOP for ultrasonic density transmitter0112/2///61987#ABF864 - Device LOP for microwave density transmitter0112/2///61987#ABF865 - Device LOP for density transmitter0112/2///61987#ABF866 - Device LOP for separate density transmitter0112/2///61987#ABE731 - Device LOP for thermal level switch | 0112/2///61987#ABA000 |  |  |  | Standard |  |  |  | SC65E – IEC 61987 | - | C00091 |  | 0112-2---61987#ABD088 | https://cdd.iec.ch/cdd/iec61987/iec61987.nsf/PropertiesAllVersions/0112-2---61987%23ABD088
0112/2///61987#ABE147 | 001 | 02 | 0112/2///61987#ABE147#001 | reference to Limiting process conditions [4] |  |  |  |  | reference to block ABD829 | [5 empty] | CLASS_REFERENCE_TYPE(0112/2///61987#ABD829) 0112/2///61987#ABD829 - Limiting process conditions [4] |  |  |  |  | NON_DEPENDENT_P_DET | [5 empty] | 0112/2///61987#ABD992 - Process design ratings [5] | 0112/2///61987#ABA000 |  |  |  | Standard |  |  |  |  | - | C00004 |  | 0112-2---61987#ABE147 | https://cdd.iec.ch/cdd/iec61987/iec61987.nsf/PropertiesAllVersions/0112-2---61987%23ABE147
0112/2///61987#ABD650 | 001 | 04 | 0112/2///61987#ABD650#001 | max. torque by actuating fluid at reference actuation fluid pressure |  |  |  |  | highest torque of an actuator resulting from the force of the actuating fluid at the reference actuating fluid pressure |  |  | kN·m |  |  | REAL_MEASURE_TYPE |  |  |  |  | NON_DEPENDENT_P_DET | [5 empty] | 0112/2///61987#ABE439 - Torque by actuation fluid pressure | 0112/2///61987#ABA000 | 0112/2///62720#UAA574 - kilonewton metre |  | 0112/2///61987#ABT538 - Moment of force | Standard |  |  |  |  | - | C00018 |  | 0112-2---61987#ABD650 | https://cdd.iec.ch/cdd/iec61987/iec61987.nsf/PropertiesAllVersions/0112-2---61987%23ABD650
0112/2///61987#ABV209 | 001 | 01 | 0112/2///61987#ABV209#001 | reference to Assigned voltage range |  |  |  |  | reference to block ABF065 | [5 empty] | CLASS_REFERENCE_TYPE(0112/2///61987#ABF065) 0112/2///61987#ABF065 - Assigned voltage range |  |  |  |  | DEPENDENT_P_DET | [5 empty] | 0112/2///61987#ABG095 - Assigned variable [15] | 0112/2///61987#ABA000 |  |  |  | Standard |  | IEC 61987 | IEC | SC65E | 0112/2///61987#ABV194 - assigned variable type [15] | C00019 | 001-01 (2018-03-28 07:27:24 by BATCH 00000762) standard | 0112-2---61987#ABV209 | https://cdd.iec.ch/cdd/iec61987/iec61987.nsf/PropertiesAllVersions/0112-2---61987%23ABV209
0112/2///61987#ABA485 | 001 | 02 | 0112/2///61987#ABA485#001 | DIP switch subfunction |  |  |  |  | specific purpose of one or more elements of the DIP switch | [5 empty] | STRING_TYPE |  |  |  |  | NON_DEPENDENT_P_DET | [5 empty] | 0112/2///61987#ABC647 - Subfunction of DIP switch | 0112/2///61987#ABA000 |  |  |  | Standard |  |  |  | SC65E – IEC 61987 | - | C00004 |  | 0112-2---61987#ABA485 | https://cdd.iec.ch/cdd/iec61987/iec61987.nsf/PropertiesAllVersions/0112-2---61987%23ABA485
0112/2///61987#ABA142 | 001 | 01 | 0112/2///61987#ABA142#001 | ZIP/Postal code of PO box number |  |  |  |  | zip/postal code of a PO box | [5 empty] | STRING_TYPE |  |  |  |  | NON_DEPENDENT_P_DET | [5 empty] | 0112/2///61987#ABI571 - Address | 0112/2///61987#ABA000 |  |  |  | Standard |  | IEC 61987 |  | SC65E – IEC 61987 | - | C00018 | 001-01 (2019-03-08 15:35:27 by BATCH 00000766) standard | 0112-2---61987#ABA142 | https://cdd.iec.ch/cdd/iec61987/iec61987.nsf/PropertiesAllVersions/0112-2---61987%23ABA142
0112/2///61987#ABA531 | 001 | 02 | 0112/2///61987#ABA531#001 | function of switch |  |  |  |  | purpose for which a switch is provided | [5 empty] | STRING_TYPE |  |  |  |  | NON_DEPENDENT_P_DET | [5 empty] | 0112/2///61987#ABC648 - Switch | 0112/2///61987#ABA000 |  |  |  | Standard |  |  |  | SC65E – IEC 61987 | - | C00004 |  | 0112-2---61987#ABA531 | https://cdd.iec.ch/cdd/iec61987/iec61987.nsf/PropertiesAllVersions/0112-2---61987%23ABA531
0112/2///61987#ABE247 | 002 | 01 | 0112/2///61987#ABE247#002 | reference to Process design conditions [valves] |  |  |  |  | reference to block ABD991 | [5 empty] | CLASS_REFERENCE_TYPE(0112/2///61987#ABD991) 0112/2///61987#ABD991 - Process design conditions [valves] |  |  |  |  | NON_DEPENDENT_P_DET | [5 empty] | 0112/2///61987#ABD950 - Operating conditions for device design [2] | 0112/2///61987#ABA000 |  |  |  | Standard |  |  |  |  | - | C00004 |  | 0112-2---61987#ABE247 | https://cdd.iec.ch/cdd/iec61987/iec61987.nsf/PropertiesAllVersions/0112-2---61987%23ABE247
0112/2///61987#ABB981 | 001 | 02 | 0112/2///61987#ABB981#001 | description of display element |  |  |  |  | plain text describing additional properties of a display element | [5 empty] | STRING_TYPE |  |  |  |  | NON_DEPENDENT_P_DET | [5 empty] | 0112/2///61987#ABC206 - Display element | 0112/2///61987#ABA000 |  |  |  | Standard |  |  |  | SC65E – IEC 61987 | - | C00004 |  | 0112-2---61987#ABB981 | https://cdd.iec.ch/cdd/iec61987/iec61987.nsf/PropertiesAllVersions/0112-2---61987%23ABB981
0112/2///61987#ABC937 | 001 | 02 | 0112/2///61987#ABC937#001 | reference to Installation design conditions [2] |  |  |  |  | reference to block ABC307 | [5 empty] | CLASS_REFERENCE_TYPE(0112/2///61987#ABC307) 0112/2///61987#ABC307 - Installation design conditions [2] |  |  |  |  | NON_DEPENDENT_P_DET | [5 empty] | 0112/2///61987#ABC459 - Operating conditions for device design | 0112/2///61987#ABA000 |  |  |  | Standard |  |  |  | SC65E – IEC 61987 | - | C00004 |  | 0112-2---61987#ABC937 | https://cdd.iec.ch/cdd/iec61987/iec61987.nsf/PropertiesAllVersions/0112-2---61987%23ABC937
0112/2///61987#ABB404 | 001 | 03 | 0112/2///61987#ABB404#001 | quantity of pulses per revolution |  |  |  |  | number of signal pluses produced per revolution of rotating part of a devices | [5 empty] | REAL_TYPE |  |  |  |  | NON_DEPENDENT_P_DET | [5 empty] | 0112/2///61987#ABC627 - Structural design of a helix flow transmitter or gauge0112/2///61987#ABC632 - Structural design of a piston flow transmitter or gauge0112/2///61987#ABC640 - Structural design of an (oval) gear flow transmitter or gauge | 0112/2///61987#ABA000 |  |  |  | Standard |  |  |  | SC65E – IEC 61987 | - | C00019 |  | 0112-2---61987#ABB404 | https://cdd.iec.ch/cdd/iec61987/iec61987.nsf/PropertiesAllVersions/0112-2---61987%23ABB404
0112/2///61987#ABD735 | 002 | 01 | 0112/2///61987#ABD735#002 | test method |  |  |  |  | procedure used to test a device | [5 empty] | STRING_TYPE |  |  |  |  | NON_DEPENDENT_P_DET | [5 empty] | 0112/2///61987#ABE038 - Test criterium for functional safety | 0112/2///61987#ABA000 |  |  |  | Standard |  |  |  |  | - | C00004 |  | 0112-2---61987#ABD735 | https://cdd.iec.ch/cdd/iec61987/iec61987.nsf/PropertiesAllVersions/0112-2---61987%23ABD735
0112/2///61987#ABE780 | 001 | 01 | 0112/2///61987#ABE780#001 | lower range-value of concentration | lower range-value |  |  |  | concentration value assigned to the lower range end-value of the input or output signal |  |  | mg/m³ |  |  | REAL_MEASURE_TYPE |  |  |  |  | NON_DEPENDENT_P_DET | [5 empty] | 0112/2///61987#ABE883 - Assigned concentration range | 0112/2///61987#ABA000 | 0112/2///62720#UAA830 - milligram per metre cubed |  | 0112/2///61987#ABT575 - Mass concentration (mass per volume) | Standard |  | IEC 61987 | IEC | SC65E | - | C00018 | 001-01 (2018-03-28 07:27:01 by BATCH 00000762) standard | 0112-2---61987#ABE780 | https://cdd.iec.ch/cdd/iec61987/iec61987.nsf/PropertiesAllVersions/0112-2---61987%23ABE780
0112/2///61987#ABF236 | 002 | 01 | 0112/2///61987#ABF236#002 | type of radiation thermometer |  |  |  |  | classification of a radiation thermometer according to the qualitative width of spectral range used | [5 empty] | ENUM_CODE_TYPE(0112/2///61987#ABL668) |  |  |  |  | DEPENDENT_P_DET |  |  | 0112/2///61987#ABL668 | 0112/2///61987#ABN287 - total radiation thermometer0112/2///61987#ABN288 - spectral radiation thermometer0112/2///61987#ABN289 - band radiation thermometer0112/2///61987#ABI407 - others |  | 0112/2///61987#ABF226 - Structural design of a radiation thermometer | 0112/2///61987#ABA000 |  |  |  | Standard |  | IEC 61987 | IEC | SC65E | 0112/2///61987#ABI406 - empty_property | C00091 |  | 0112-2---61987#ABF236 | https://cdd.iec.ch/cdd/iec61987/iec61987.nsf/PropertiesAllVersions/0112-2---61987%23ABF236
0112/2///61987#ABH395 | 001 | 01 | 0112/2///61987#ABH395#001 | reference to Material of means of decoupling vibrations |  |  |  |  | reference to block ABH366 | [5 empty] | CLASS_REFERENCE_TYPE(0112/2///61987#ABH366) 0112/2///61987#ABH366 - Material of means of decoupling vibrations |  |  |  |  | NON_DEPENDENT_P_DET | [5 empty] | 0112/2///61987#ABF633 - Structural design of a vibrating tube density transmitter | 0112/2///61987#ABA000 |  |  |  | Standard |  |  |  | SC65E – IEC 61987 | - | C00018 | 001-01 (2018-03-28 07:27:15 by BATCH 00000762) standard | 0112-2---61987#ABH395 | https://cdd.iec.ch/cdd/iec61987/iec61987.nsf/PropertiesAllVersions/0112-2---61987%23ABH395
0112/2///61987#ABD016 | 001 | 02 | 0112/2///61987#ABD016#001 | reference to Material of ring |  |  |  |  | reference to block ABC386 | [5 empty] | CLASS_REFERENCE_TYPE(0112/2///61987#ABC386) 0112/2///61987#ABC386 - Material of ring |  |  |  |  | NON_DEPENDENT_P_DET | [5 empty] | 0112/2///61987#ABC244 - Flow nozzle0112/2///61987#ABC465 - Orifice plate and holder | 0112/2///61987#ABA000 |  |  |  | Standard |  |  |  | SC65E – IEC 61987 | - | C00004 |  | 0112-2---61987#ABD016 | https://cdd.iec.ch/cdd/iec61987/iec61987.nsf/PropertiesAllVersions/0112-2---61987%23ABD016
0112/2///61987#ABC712 | 004 | 02 | 0112/2///61987#ABC712#004 | reference to Ambient temperature |  |  |  |  | reference to block ABC082 | [5 empty] | CLASS_REFERENCE_TYPE(0112/2///61987#ABC082) 0112/2///61987#ABC082 - Ambient temperature |  |  |  |  | DEPENDENT_P_DET | [5 empty] | 0112/2///61987#ABC450 - Normal environmental design conditions0112/2///61987#ABD944 - Normal environmental conditions [2]0112/2///61987#ABD946 - Normal environmental design conditions [2]0112/2///61987#ABC449 - Normal environmental conditions | 0112/2///61987#ABA000 |  |  |  | Standard |  | IEC 61987 | IEC | IEC SC65E | 0112/2///61987#ABA617 - number of ambient temperatures | C00112 |  | 0112-2---61987#ABC712 | https://cdd.iec.ch/cdd/iec61987/iec61987.nsf/PropertiesAllVersions/0112-2---61987%23ABC712
0112/2///61987#ABB349 | 004 | 01 | 0112/2///61987#ABB349#004 | designation of physical location |  |  |  |  | name of a physical location | [5 empty] | STRING_TYPE |  |  |  |  | NON_DEPENDENT_P_DET | [5 empty] | 0112/2///61987#ABC512 - Physical location0112/2///61987#ABD976 - Physical location [2]0112/2///61987#ABD977 - Physical location [3]0112/2///61987#ABG480 - Physical location [4] | 0112/2///61987#ABA000 |  |  |  | Standard |  |  |  | SC65E – IEC 61987 | - | C00004 |  | 0112-2---61987#ABB349 | https://cdd.iec.ch/cdd/iec61987/iec61987.nsf/PropertiesAllVersions/0112-2---61987%23ABB349
0112/2///61987#ABU384 | 001 | 02 | 0112/2///61987#ABU384#001 | reference to Structural design of a remote seal [1] |  |  |  |  | reference to block ABC630 |  | Id specified in IEC61987-12/-13: ABD256 |  |  |  | CLASS_REFERENCE_TYPE(0112/2///61987#ABC630) 0112/2///61987#ABC630 - Structural design of a remote seal [1] |  |  |  |  | NON_DEPENDENT_P_DET | [5 empty] | 0112/2///61987#ABC619 - Structural design [absolute/gauge pressure transmitter]0112/2///61987#ABC621 - Structural design [absolute/gauge pressure gauge] | 0112/2///61987#ABA000 |  |  |  | Standard |  |  |  | SC65E – IEC 61987 | - | C00014 |  | 0112-2---61987#ABU384 | https://cdd.iec.ch/cdd/iec61987/iec61987.nsf/PropertiesAllVersions/0112-2---61987%23ABU384
0112/2///61987#ABA996 | 003 | 01 | 0112/2///61987#ABA996#003 | set signal on alarm |  |  |  |  | setting of signal on alarm | usual values are upper alarm signal, lower alarm signal, MIN, MAX, HOLD, user value, ignore |  |  |  |  | ENUM_CODE_TYPE(0112/2///61987#ABJ805) |  | 0112/2///61987#ABJ805 |  |  | DEPENDENT_P_DET |  |  | 0112/2///61987#ABJ805 | 0112/2///61987#ABL252 - upper alarm signal0112/2///61987#ABL253 - lower alarm signal0112/2///61987#ABL254 - MIN0112/2///61987#ABL255 - MAX0112/2///61987#ABL256 - HOLD0112/2///61987#ABL257 - user value0112/2///61987#ABL258 - ignore0112/2///61987#ABI407 - others |  | 0112/2///61987#ABC176 - Current signal on alarm0112/2///61987#ABC254 - Frequency signal on alarm0112/2///61987#ABC554 - Pulse signal on alarm0112/2///61987#ABC595 - Signal on alarm0112/2///61987#ABC683 - Voltage signal on alarm | 0112/2///61987#ABA000 |  |  |  | Standard |  | IEC 61987 | IEC | IEC SC65E | 0112/2///61987#ABI406 - empty_property | C00112 |  | 0112-2---61987#ABA996 | https://cdd.iec.ch/cdd/iec61987/iec61987.nsf/PropertiesAllVersions/0112-2---61987%23ABA996
0112/2///61987#ABC780 | 003 | 01 | 0112/2///61987#ABC780#003 | reference to Calculated maximum electrical parameters for connected device |  |  |  |  | reference to block ABC150 | [5 empty] | CLASS_REFERENCE_TYPE(0112/2///61987#ABC150) 0112/2///61987#ABC150 - Calculated maximum electrical parameters for connected device |  |  |  |  | NON_DEPENDENT_P_DET | [5 empty] | 0112/2///61987#ABC448 - Nonincendive field-wiring parameters | 0112/2///61987#ABA000 |  |  |  | Standard |  |  |  | SC65E – IEC 61987 | - | C00004 |  | 0112-2---61987#ABC780 | https://cdd.iec.ch/cdd/iec61987/iec61987.nsf/PropertiesAllVersions/0112-2---61987%23ABC780
0112/2///61987#ABB195 | 004 | 01 | 0112/2///61987#ABB195#004 | pulsating frequency of flow |  |  |  |  | frequency of pulsation of a flow with corresponding behaviour |  |  | Hz |  |  | REAL_MEASURE_TYPE |  |  |  |  | NON_DEPENDENT_P_DET | [5 empty] | 0112/2///61987#ABC654 - Total fluid [flow]0112/2///61987#ABG455 - Total fluid [temperature]0112/2///61987#ABG456 - Total fluid [density] | 0112/2///61987#ABA000 | 0112/2///62720#UAA170 - hertz |  | 0112/2///61987#ABT561 - Frequency | Standard |  |  |  | SC65E – IEC 61987 | - | C00018 |  | 0112-2---61987#ABB195 | https://cdd.iec.ch/cdd/iec61987/iec61987.nsf/PropertiesAllVersions/0112-2---61987%23ABB195
0112/2///61987#ABD581 | 002 | 01 | 0112/2///61987#ABD581#002 | factor of oversizing for close position |  |  |  |  | factor by which the actuator of a final control element is oversized in the close position |  |  | 1 |  |  | REAL_MEASURE_TYPE |  |  |  |  | NON_DEPENDENT_P_DET | [5 empty] | 0112/2///61987#ABD843 - Design conditions for actuators0112/2///61987#ABD844 - Design conditions for valve body assembly | 0112/2///61987#ABA000 | 0112/2///62720#UAA915 - quantity of dimension one |  |  | Standard |  |  |  |  | - | C00019 |  | 0112-2---61987#ABD581 | https://cdd.iec.ch/cdd/iec61987/iec61987.nsf/PropertiesAllVersions/0112-2---61987%23ABD581
0112/2///61987#ABF843 | 001 | 01 | 0112/2///61987#ABF843#001 | reference to Influence of external quantities expressed for concentration |  |  |  |  | reference to block ABF609 | [5 empty] | CLASS_REFERENCE_TYPE(0112/2///61987#ABF609) 0112/2///61987#ABF609 - Influence of external quantities expressed for concentration |  |  |  |  | NON_DEPENDENT_P_DET | [5 empty] | 0112/2///61987#ABE792 - Absolute performance for concentration | 0112/2///61987#ABA000 |  |  |  | Standard |  | IEC 61987 | IEC | SC65E | - | C00018 | 001-01 (2018-03-28 07:27:09 by BATCH 00000762) standard | 0112-2---61987#ABF843 | https://cdd.iec.ch/cdd/iec61987/iec61987.nsf/PropertiesAllVersions/0112-2---61987%23ABF843
0112/2///61987#ABF487 | 001 | 01 | 0112/2///61987#ABF487#001 | number of detectors |  |  |  |  | @number of detectors |  | Cardinality property |  |  |  | INT_TYPE |  |  |  |  | CONDITION_DET | [5 empty] | 0112/2///61987#ABF466 - Nuclear detector | 0112/2///61987#ABA000 |  |  |  | Standard |  | IEC 61987 | IEC | SC65E | - | C00018 | 001-01 (2018-03-28 07:27:07 by BATCH 00000762) standard | 0112-2---61987#ABF487 | https://cdd.iec.ch/cdd/iec61987/iec61987.nsf/PropertiesAllVersions/0112-2---61987%23ABF487
0112/2///61987#ABG957 | 001 | 01 | 0112/2///61987#ABG957#001 | reference to Mechanical and electrical construction [buoyancy density transmitter] |  |  |  |  | reference to block ABG397 | [5 empty] | CLASS_REFERENCE_TYPE(0112/2///61987#ABG397) 0112/2///61987#ABG397 - Mechanical and electrical construction [buoyancy density transmitter] |  |  |  |  | NON_DEPENDENT_P_DET | [5 empty] | 0112/2///61987#ABF858 - Device LOP for buoyancy density transmitter | 0112/2///61987#ABA000 |  |  |  | Standard |  | IEC 61987 | IEC | SC65E | - | C00017 | 001-01 (2018-03-28 07:27:12 by BATCH 00000762) standard | 0112-2---61987#ABG957 | https://cdd.iec.ch/cdd/iec61987/iec61987.nsf/PropertiesAllVersions/0112-2---61987%23ABG957
0112/2///61987#ABA301 | 005 | 01 | 0112/2///61987#ABA301#005 | national stock number |  |  |  |  | 13-digit numeric code, identifying all 'standardized material items of supply' as recognized by the United States Department of Defense | [5 empty] | STRING_TYPE |  |  |  |  | NON_DEPENDENT_P_DET | [5 empty] | 0112/2///61987#ABC330 - Manufacturer identification0112/2///61987#ABC269 - Identification | 0112/2///61987#ABA000 |  |  |  | Standard |  |  |  | SC65E – IEC 61987 | - | C00004 |  | 0112-2---61987#ABA301 | https://cdd.iec.ch/cdd/iec61987/iec61987.nsf/PropertiesAllVersions/0112-2---61987%23ABA301
0112/2///61987#ABB983 | 001 | 04 | 0112/2///61987#ABB983#001 | set upper range end-value of displayed variable |  |  |  |  | value defining the upper end of a measuring range of a displayed variable | [5 empty] | REAL_TYPE |  |  |  |  | NON_DEPENDENT_P_DET | [5 empty] | 0112/2///61987#ABC209 - Displayed variable of an indicator | 0112/2///61987#ABA000 |  |  |  | Standard |  | IEC 61987 | IEC | IEC/SC 65E | - | C00128 |  | 0112-2---61987#ABB983 | https://cdd.iec.ch/cdd/iec61987/iec61987.nsf/PropertiesAllVersions/0112-2---61987%23ABB983
0112/2///61987#ABD474 | 001 | 03 | 0112/2///61987#ABD474#001 | set value |  |  |  |  | value marked on a scale by a manually adjustable pointer | [5 empty] | REAL_TYPE |  |  |  |  | NON_DEPENDENT_P_DET | [5 empty] | 0112/2///61987#ABD472 - Pointer | 0112/2///61987#ABA000 |  |  |  | Standard |  |  |  | SC65E – IEC 61987 | - | C00019 |  | 0112-2---61987#ABD474 | https://cdd.iec.ch/cdd/iec61987/iec61987.nsf/PropertiesAllVersions/0112-2---61987%23ABD474
0112/2///61987#ABD745 | 002 | 01 | 0112/2///61987#ABD745#002 | type of bonnet extension |  |  |  |  | classification of the bonnet extension of a final control element according to its design or existence | [5 empty] | ENUM_CODE_TYPE(0112/2///61987#ABL539) |  |  |  |  | DEPENDENT_P_DET |  |  | 0112/2///61987#ABL539 | 0112/2///61987#ABM761 - none0112/2///61987#ABM776 - short type0112/2///61987#ABM777 - long type0112/2///61987#ABI407 - others |  | 0112/2///61987#ABD815 - Bonnet | 0112/2///61987#ABA000 |  |  |  | Standard |  |  |  |  | 0112/2///61987#ABI406 - empty_property | C00091 |  | 0112-2---61987#ABD745 | https://cdd.iec.ch/cdd/iec61987/iec61987.nsf/PropertiesAllVersions/0112-2---61987%23ABD745
0112/2///61987#ABA387 | 004 | 01 | 0112/2///61987#ABA387#004 | number of galvanic isolations |  |  |  |  | @number of galvanic isolations |  | cardinality property |  |  |  | INT_TYPE |  |  |  |  | CONDITION_DET | [5 empty] | 0112/2///61987#ABC145 - Binary output IEC 60947-5-6 (NAMUR)0112/2///61987#ABC219 - Electrical power output circuit0112/2///61987#ABC335 - Manufacturer-specific parameters0112/2///61987#ABC579 - RTD input0112/2///61987#ABC652 - Thermocouple input0112/2///61987#ABF287 - Input for temperature transmitter0112/2///61987#ABF289 - RTD/thermocouple probe output0112/2///61987#ABC141 - Binary transistor/triac output0112/2///61987#ABC143 - Binary input IEC 60947-5-6 (NAMUR)0112/2///61987#ABC144 - Binary relay output0112/2///61987#ABC212 - Electrical data for active behaviour0112/2///61987#ABC213 - Electrical data for passive behaviour0112/2///61987#ABC218 - Electrical power input circuit0112/2///61987#ABP028 - Electrical data for no-voltage contact input0112/2///61987#ABP044 - Input [I/O module]0112/2///61987#ABP052 - Output [I/O module]0112/2///61987#ABP301 - Binary valve output | 0112/2///61987#ABA000 |  |  |  | Standard |  |  |  | SC65E – IEC 61987 | - | C00004 |  | 0112-2---61987#ABA387 | https://cdd.iec.ch/cdd/iec61987/iec61987.nsf/PropertiesAllVersions/0112-2---61987%23ABA387
0112/2///61987#ABI214 | 001 | 01 | 0112/2///61987#ABI214#001 | TV lower range value |  |  |  |  | value assigned to the lower range value of the tertiary variable of a CPF 9 device | CPF 9 is the IEC 61784 acronym for HART. |  |  |  |  | REAL_TYPE |  |  |  |  | NON_DEPENDENT_P_DET | [5 empty] | 0112/2///61987#ABH917 - HART common practice parameters | 0112/2///61987#ABA000 |  |  |  | Standard |  |  |  | SC65E – IEC 61987 | - | C00019 | 001-01 (2018-03-28 07:27:16 by BATCH 00000762) standard | 0112-2---61987#ABI214 | https://cdd.iec.ch/cdd/iec61987/iec61987.nsf/PropertiesAllVersions/0112-2---61987%23ABI214
0112/2///61987#ABA406 | 002 | 01 | 0112/2///61987#ABA406#002 | upper voltage limit of proportional range |  |  |  |  | maximum voltage value that the signal can assume and still exhibit linear behaviour |  |  | V |  |  | REAL_MEASURE_TYPE |  |  |  |  | NON_DEPENDENT_P_DET | [5 empty] | 0112/2///61987#ABC094 - Analog voltage input parameters0112/2///61987#ABC099 - Analog voltage output parameters0112/2///61987#ABP019 - Analog voltage input parameters [I/O module] | 0112/2///61987#ABA000 | 0112/2///62720#UAA296 - volt |  | 0112/2///61987#ABT506 - Voltage | Standard |  | IEC 61987 | IEC | IEC/SC 65E | - | C00112 |  | 0112-2---61987#ABA406 | https://cdd.iec.ch/cdd/iec61987/iec61987.nsf/PropertiesAllVersions/0112-2---61987%23ABA406
0112/2///61987#ABB684 | 001 | 03 | 0112/2///61987#ABB684#001 | number of process pressure influences at selected test points |  |  |  |  | @number of process pressure influences at selected test points |  | cardinality property |  |  |  | INT_TYPE |  |  |  |  | CONDITION_DET | [5 empty] | 0112/2///61987#ABC277 - Influence of external quantities expressed as a percentage for pressure0112/2///61987#ABJ593 - Influence of external quantities expressed as a percentage [5]0112/2///61987#ABC276 - Influence of external quantities expressed as a percentage0112/2///61987#ABG314 - Influence of external quantities expressed as a percentage [4] | 0112/2///61987#ABA000 |  |  |  | Standard |  |  |  | SC65E – IEC 61987 | - | C00004 |  | 0112-2---61987#ABB684 | https://cdd.iec.ch/cdd/iec61987/iec61987.nsf/PropertiesAllVersions/0112-2---61987%23ABB684
0112/2///61987#ABE880 | 001 | 01 | 0112/2///61987#ABE880#001 | upper range-value of degree of filling | upper range-value |  |  |  | degree of filling value assigned to the upper range end-value of the input or output signal | The upper value of the signal range the device is adjusted to and that is processed by the degree of filling meter |  | % |  |  | REAL_MEASURE_TYPE |  |  |  |  | NON_DEPENDENT_P_DET | [5 empty] | 0112/2///61987#ABE878 - Assigned degree of filling range | 0112/2///61987#ABA000 | 0112/2///62720#UAA000 - percent |  | 0112/2///61987#ABT533 - Percentage | Standard |  | IEC 61987 | IEC | SC65E | - | C00018 | 001-01 (2018-03-28 07:27:02 by BATCH 00000762) standard | 0112-2---61987#ABE880 | https://cdd.iec.ch/cdd/iec61987/iec61987.nsf/PropertiesAllVersions/0112-2---61987%23ABE880
0112/2///61987#ABH384 | 001 | 01 | 0112/2///61987#ABH384#001 | nominal resistance |  |  |  |  | measure of electrical resistance for reference purposes |  |  | Ω |  |  | REAL_MEASURE_TYPE |  |  |  |  | NON_DEPENDENT_P_DET | [5 empty] | 0112/2///61987#ABF398 - RTD/resistance measurement0112/2///61987#ABF418 - RTD | 0112/2///61987#ABA000 | 0112/2///62720#UAA017 - ohm |  | 0112/2///61987#ABT564 - Electrical resistance | Standard |  |  |  | SC65E – IEC 61987 | - | C0018 | 001-01 (2018-03-28 07:27:15 by BATCH 00000762) standard | 0112-2---61987#ABH384 | https://cdd.iec.ch/cdd/iec61987/iec61987.nsf/PropertiesAllVersions/0112-2---61987%23ABH384
0112/2///61987#ABI527 | 001 | 01 | 0112/2///61987#ABI527#001 | personal/organizational qualification |  |  |  |  | qualification an individual or an organization needs for a certain task | [5 empty] | STRING_TYPE |  |  |  |  | NON_DEPENDENT_P_DET | [5 empty] | 0112/2///61987#ABI468 - Installation0112/2///61987#ABI469 - Commissioning0112/2///61987#ABI479 - Regular maintenance/service0112/2///61987#ABI482 - Regular inspection0112/2///61987#ABI484 - Event triggered inspection0112/2///61987#ABI485 - Event triggered maintenance/service0112/2///61987#ABI569 - Decommissioning and disposal | 0112/2///61987#ABA000 |  |  |  | Standard |  |  |  | SC65E – IEC 61987 | - | C00018 | 001-01 (2019-03-08 15:35:32 by BATCH 00000766) standard | 0112-2---61987#ABI527 | https://cdd.iec.ch/cdd/iec61987/iec61987.nsf/PropertiesAllVersions/0112-2---61987%23ABI527
0112/2///61987#ABE455 | 001 | 01 | 0112/2///61987#ABE455#001 | reference to Installation conditions [9] |  |  |  |  | reference to block ABE454 | [5 empty] | CLASS_REFERENCE_TYPE(0112/2///61987#ABE454) 0112/2///61987#ABE454 - Installation conditions [9] |  |  |  |  | NON_DEPENDENT_P_DET | [5 empty] | 0112/2///61987#ABE000 - Rated operating conditions [11] | 0112/2///61987#ABA000 |  |  |  | Standard |  |  |  | SC65E – IEC 61987 | - | C00004 | 001-01 (2018-03-28 07:27:00 by BATCH 00000762) standard | 0112-2---61987#ABE455 | https://cdd.iec.ch/cdd/iec61987/iec61987.nsf/PropertiesAllVersions/0112-2---61987%23ABE455
0112/2///61987#ABH163 | 001 | 01 | 0112/2///61987#ABH163#001 | fixed volume below zero level |  |  |  |  | volume of process material in a vessel that lies below the reference height of zero level | that part cannot be indicated by the level measuring device |  | m³ |  |  | REAL_MEASURE_TYPE |  |  |  |  | NON_DEPENDENT_P_DET | [5 empty] | 0112/2///61987#ABH159 - Level measurement instrument installation | 0112/2///61987#ABA000 | 0112/2///62720#UAA757 - metre cubed |  | 0112/2///61987#ABT505 - Volume | Standard |  | IEC 61987 | IEC | SC65E | - | C00018 | 001-01 (2018-03-28 07:27:13 by BATCH 00000762) standard | 0112-2---61987#ABH163 | https://cdd.iec.ch/cdd/iec61987/iec61987.nsf/PropertiesAllVersions/0112-2---61987%23ABH163
0112/2///61987#ABF147 | 001 | 01 | 0112/2///61987#ABF147#001 | length of build-up compensation |  |  |  |  | length of a part intended to suppress measuring errors caused by build-up at an electrode |  |  | mm |  |  | REAL_MEASURE_TYPE |  |  |  |  | NON_DEPENDENT_P_DET | [5 empty] | 0112/2///61987#ABF136 - Structural design of a capacitance level transmitter/switch0112/2///61987#ABF155 - Single electrode probe | 0112/2///61987#ABA000 | 0112/2///62720#UAA862 - millimetre |  | 0112/2///61987#ABT548 - Length short | Standard |  | IEC 61987 | IEC | SC65E | - | C00018 | 001-01 (2018-03-28 07:27:04 by BATCH 00000762) standard | 0112-2---61987#ABF147 | https://cdd.iec.ch/cdd/iec61987/iec61987.nsf/PropertiesAllVersions/0112-2---61987%23ABF147
0112/2///61987#ABF411 | 001 | 01 | 0112/2///61987#ABF411#001 | insulation material of sensing element wires |  |  |  |  | material enclosing an electrical conductor to ensure its electrical isolation | [5 empty] | STRING_TYPE |  |  |  |  | NON_DEPENDENT_P_DET | [5 empty] | 0112/2///61987#ABF405 - Structural design of an insert/element | 0112/2///61987#ABA000 |  |  |  | Standard |  | IEC 61987 | IEC | SC65E | - | C00018 | 001-01 (2018-03-28 07:27:06 by BATCH 00000762) standard | 0112-2---61987#ABF411 | https://cdd.iec.ch/cdd/iec61987/iec61987.nsf/PropertiesAllVersions/0112-2---61987%23ABF411
0112/2///61987#ABN700 | 001 | 02 | 0112/2///61987#ABN700#001 | density | mass density |  |  |  | at a given point within a three-dimensional domain of quasi-infinitesimal volume dV, scalar quantity equal to the mass dm within the domain divided by the volume dV, thus ρ = dm/dV |  |  | kg/m³ |  |  | REAL_MEASURE_TYPE |  |  | IEV 113-03-07 MOD |  | NON_DEPENDENT_P_DET | [5 empty] | 0112/2///61987#ABN682 - Continuous measurement variables | 0112/2///61987#ABA000 | 0112/2///62720#UAA619 - kilogram per metre cubed |  | 0112/2///61987#ABT573 - Density | Standard |  | IEC 61987 | IEC | IEC SC65E | - | C00112 |  | 0112-2---61987#ABN700 | https://cdd.iec.ch/cdd/iec61987/iec61987.nsf/PropertiesAllVersions/0112-2---61987%23ABN700
0112/2///61987#ABP127 | 001 | 01 | 0112/2///61987#ABP127#001 | maximum influence of ambient temperature on reactive power |  |  |  |  | change in output of a reactive power measuring device caused by a change in ambient temperature with respect to reference conditions, expressed as the maximum error across the specified ambient temperature range |  |  | var/K |  |  | REAL_MEASURE_TYPE |  |  |  |  | NON_DEPENDENT_P_DET | [5 empty] | 0112/2///61987#ABP040 - Influence of external quantities expressed for reactive power [I/O module] | 0112/2///61987#ABA000 | 0112/2///62720#UAD901 - volt ampere reactive per kelvin |  | 0112/2///61987#ABP002 - Reactive power per temperature | Standard |  | IEC 61987 | IEC | IEC/SC 65E | - | C00128 | 001-01 (2023-01-23 14:53:52 by BATCH 00000807) standard | 0112-2---61987#ABP127 | https://cdd.iec.ch/cdd/iec61987/iec61987.nsf/PropertiesAllVersions/0112-2---61987%23ABP127
0112/2///61987#ABP114 | 001 | 01 | 0112/2///61987#ABP114#001 | input resistance/impedance |  |  |  |  | resistance of the input circuit measured between the input terminals under operating conditions |  |  | Ω |  |  | REAL_MEASURE_TYPE |  |  | IEV 312-06-18 |  | NON_DEPENDENT_P_DET | [5 empty] | 0112/2///61987#ABC213 - Electrical data for passive behaviour | 0112/2///61987#ABA000 | 0112/2///62720#UAA017 - ohm |  | 0112/2///61987#ABT564 - Electrical resistance | Standard |  | IEC 61987 | IEC | IEC/SC 65E | - | C00128 | 001-01 (2023-01-23 14:53:52 by BATCH 00000807) standard | 0112-2---61987#ABP114 | https://cdd.iec.ch/cdd/iec61987/iec61987.nsf/PropertiesAllVersions/0112-2---61987%23ABP114
0112/2///61987#ABC870 | 001 | 02 | 0112/2///61987#ABC870#001 | reference to Field coils |  |  |  |  | reference to block ABC240 | [5 empty] | CLASS_REFERENCE_TYPE(0112/2///61987#ABC240) 0112/2///61987#ABC240 - Field coils |  |  |  |  | NON_DEPENDENT_P_DET | [5 empty] | 0112/2///61987#ABC642 - Structural design of an electromagnetic flow transmitter0112/2///61987#ABC643 - Structural design of an electromagnetic insertion flow transmitter | 0112/2///61987#ABA000 |  |  |  | Standard |  |  |  | SC65E – IEC 61987 | - | C00004 |  | 0112-2---61987#ABC870 | https://cdd.iec.ch/cdd/iec61987/iec61987.nsf/PropertiesAllVersions/0112-2---61987%23ABC870
0112/2///61987#ABU222 | 001 | 03 | 0112/2///61987#ABU222#001 | auxiliary input type [8] |  |  |  |  | type of signal that can be connected to the auxiliary input |  | polymorphic control property; Id specified in IEC61987-12/-13: ABA343 |  |  |  | ENUM_STRING_TYPE(0112/2///61987#ABU098(Analog current input [2],Analog voltage input [2],Resistance temperature detector/thermocouple input,Frequency input [2],Manufacturer-specific input [2])) |  | 0112/2///61987#ABU098 |  |  | CONDITION_DET |  |  | 0112/2///61987#ABU098 | 0112/2///61987#ABU027 - IEC61987-11 Name of Analog current input [2]0112/2///61987#ABU028 - IEC61987-11 Name of Analog voltage input [2]0112/2///61987#ABU042 - IEC61987-11 Name of RTD/thermocouple input0112/2///61987#ABU029 - IEC61987-11 Name of Frequency input [2]0112/2///61987#ABU044 - IEC61987-11 Name of Pulse input0112/2///61987#ABU030 - IEC61987-11 Name of Manufacturer-specific input [2]0112/2///61987#ABU046 - IEC61987-11 Name of Pneumatic/hydraulic input |  | 0112/2///61987#ABC658 - Type of auxiliary input [8] | 0112/2///61987#ABA000 |  |  |  | Standard |  | IEC 61987 | IEC | IEC/SC 65E | - | C00112 |  | 0112-2---61987#ABU222 | https://cdd.iec.ch/cdd/iec61987/iec61987.nsf/PropertiesAllVersions/0112-2---61987%23ABU222
0112/2///61987#ABD470 | 001 | 02 | 0112/2///61987#ABD470#001 | reference standard for safety application |  |  |  |  | standard on which the design of a pressure gauge is based | [5 empty] | STRING_TYPE |  |  |  |  | NON_DEPENDENT_P_DET | [5 empty] | 0112/2///61987#ABC629 - Structural design of a pressure or differential pressure gauge | 0112/2///61987#ABA000 |  |  |  | Standard |  |  |  | SC65E – IEC 61987 | - | C00004 |  | 0112-2---61987#ABD470 | https://cdd.iec.ch/cdd/iec61987/iec61987.nsf/PropertiesAllVersions/0112-2---61987%23ABD470
0112/2///61987#ABU176 | 001 | 03 | 0112/2///61987#ABU176#001 | reference to Binary output IEC 60947-5-6 (NAMUR) |  |  |  |  | reference to block ABC145 |  | Id specified in IEC61987-12/-13: ABC775 |  |  |  | CLASS_REFERENCE_TYPE(0112/2///61987#ABC145) 0112/2///61987#ABC145 - Binary output IEC 60947-5-6 (NAMUR) |  |  |  |  | DEPENDENT_P_DET | [5 empty] | 0112/2///61987#ABC665 - Type of output [2] | 0112/2///61987#ABA000 |  |  |  | Standard |  |  |  | SC65E – IEC 61987 | 0112/2///61987#ABU166 - output type [2] | C00004 |  | 0112-2---61987#ABU176 | https://cdd.iec.ch/cdd/iec61987/iec61987.nsf/PropertiesAllVersions/0112-2---61987%23ABU176
0112/2///61987#ABG809 | 001 | 02 | 0112/2///61987#ABG809#001 | reference to Performance variable [9] |  |  |  |  | reference to block ABG249 | [5 empty] | CLASS_REFERENCE_TYPE(0112/2///61987#ABG249) 0112/2///61987#ABG249 - Performance variable [9] |  |  |  |  | DEPENDENT_P_DET | [5 empty] | 0112/2///61987#ABG218 - Performance [15] | 0112/2///61987#ABA000 |  |  |  | Standard |  | IEC 61987 | IEC | IEC SC65E | 0112/2///61987#ABB636 - number of performance variables | C00112 |  | 0112-2---61987#ABG809 | https://cdd.iec.ch/cdd/iec61987/iec61987.nsf/PropertiesAllVersions/0112-2---61987%23ABG809
0112/2///61987#ABD515 | 001 | 02 | 0112/2///61987#ABD515#001 | reference to Rated Operating Conditions [7] |  |  |  |  | reference to block ABD514 | [5 empty] | CLASS_REFERENCE_TYPE(0112/2///61987#ABD514) 0112/2///61987#ABD514 - Rated operating conditions [7] |  |  |  |  | NON_DEPENDENT_P_DET | [5 empty] | 0112/2///61987#ABA032 - Device LOP for absolute/gauge pressure gauge | 0112/2///61987#ABA000 |  |  |  | Standard |  |  |  | SC65E – IEC 61987 | - | C00004 |  | 0112-2---61987#ABD515 | https://cdd.iec.ch/cdd/iec61987/iec61987.nsf/PropertiesAllVersions/0112-2---61987%23ABD515
0112/2///61987#ABD293 | 001 | 02 | 0112/2///61987#ABD293#001 | reference to Tube/pipe |  |  |  |  | reference to block ABC051 | [5 empty] | CLASS_REFERENCE_TYPE(0112/2///61987#ABC051) 0112/2///61987#ABC051 - Tube/pipe |  |  |  |  | NON_DEPENDENT_P_DET | [5 empty] | 0112/2///61987#ABC513 - Pneumatic/hydraulic connection | 0112/2///61987#ABA000 |  |  |  | Standard |  |  |  | SC65E – IEC 61987 | - | C00004 |  | 0112-2---61987#ABD293 | https://cdd.iec.ch/cdd/iec61987/iec61987.nsf/PropertiesAllVersions/0112-2---61987%23ABD293
0112/2///61987#ABB112 | 002 | 01 | 0112/2///61987#ABB112#002 | style of vortex flowmeter |  |  |  |  | classification of a vortex flowmeter according to the number of sensors | [5 empty] | ENUM_CODE_TYPE(0112/2///61987#ABL625) |  |  |  |  | DEPENDENT_P_DET |  |  | 0112/2///61987#ABL625 | 0112/2///61987#ABM244 - single sensor0112/2///61987#ABN117 - dual sensor0112/2///61987#ABI407 - others |  | 0112/2///61987#ABC639 - Structural design of a vortex flow transmitter | 0112/2///61987#ABA000 |  |  |  | Standard |  |  |  | SC65E – IEC 61987 | 0112/2///61987#ABI406 - empty_property | C00091 |  | 0112-2---61987#ABB112 | https://cdd.iec.ch/cdd/iec61987/iec61987.nsf/PropertiesAllVersions/0112-2---61987%23ABB112
0112/2///61987#ABU183 | 001 | 03 | 0112/2///61987#ABU183#001 | reference to Actual volume flow measurement |  |  |  |  | reference to block ABC079 |  | Id specified in IEC61987-12/-13: ABC709 |  |  |  | CLASS_REFERENCE_TYPE(0112/2///61987#ABC079) 0112/2///61987#ABC079 - Actual volume flow measurement |  |  |  |  | DEPENDENT_P_DET | [5 empty] | 0112/2///61987#ABC661 - Type of measured variable [2] | 0112/2///61987#ABA000 |  |  |  | Standard |  |  |  | SC65E – IEC 61987 | 0112/2///61987#ABU167 - measured variable type [2] | C00004 |  | 0112-2---61987#ABU183 | https://cdd.iec.ch/cdd/iec61987/iec61987.nsf/PropertiesAllVersions/0112-2---61987%23ABU183
0112/2///61987#ABI533 | 001 | 01 | 0112/2///61987#ABI533#001 | reference to device or assembly |  |  |  |  | alphanumeric character sequence identifying a reference to a device or an assembly | [5 empty] | STRING_TYPE |  |  |  |  | NON_DEPENDENT_P_DET | [5 empty] | 0112/2///61987#ABI479 - Regular maintenance/service0112/2///61987#ABI482 - Regular inspection0112/2///61987#ABI484 - Event triggered inspection0112/2///61987#ABI485 - Event triggered maintenance/service | 0112/2///61987#ABA000 |  |  |  | Standard |  |  |  | SC65E – IEC 61987 | - | C00018 | 001-01 (2019-03-08 15:35:32 by BATCH 00000766) standard | 0112-2---61987#ABI533 | https://cdd.iec.ch/cdd/iec61987/iec61987.nsf/PropertiesAllVersions/0112-2---61987%23ABI533
0112/2///61987#ABU231 | 001 | 03 | 0112/2///61987#ABU231#001 | reference to Analog current input [2] |  |  |  |  | reference to block ABC084 |  | Id specified in IEC61987-12/-13: ABC714 |  |  |  | CLASS_REFERENCE_TYPE(0112/2///61987#ABC084) 0112/2///61987#ABC084 - Analog current input [2] |  |  |  |  | DEPENDENT_P_DET | [5 empty] | 0112/2///61987#ABC056 - Type of auxiliary input [5] | 0112/2///61987#ABA000 |  |  |  | Standard |  |  |  | SC65E – IEC 61987 | 0112/2///61987#ABU230 - auxiliary input type [5] | C00004 |  | 0112-2---61987#ABU231 | https://cdd.iec.ch/cdd/iec61987/iec61987.nsf/PropertiesAllVersions/0112-2---61987%23ABU231
0112/2///61987#ABB084 | 001 | 03 | 0112/2///61987#ABB084#001 | revolution value |  |  |  |  | quantity of process material associated with a complete revolution of a dial counter | [5 empty] | REAL_TYPE |  |  |  |  | NON_DEPENDENT_P_DET | [5 empty] | 0112/2///61987#ABC272 - Scale range | 0112/2///61987#ABA000 |  |  |  | Standard |  |  |  | SC65E – IEC 61987 | - | C00019 |  | 0112-2---61987#ABB084 | https://cdd.iec.ch/cdd/iec61987/iec61987.nsf/PropertiesAllVersions/0112-2---61987%23ABB084
0112/2///61987#ABB559 | 001 | 04 | 0112/2///61987#ABB559#001 | minimum span for density |  |  |  |  | lowest span to which a density measurement instrument can be adjusted |  |  | kg/m³ |  |  | REAL_MEASURE_TYPE |  |  |  |  | NON_DEPENDENT_P_DET | [5 empty] | 0112/2///61987#ABC415 - Measuring range for density0112/2///61987#ABF561 - Maximum measuring range for density0112/2///61987#ABF562 - Calibrated measuring range for density | 0112/2///61987#ABA000 | 0112/2///62720#UAA619 - kilogram per metre cubed |  | 0112/2///61987#ABT573 - Density | Standard |  |  |  | SC65E – IEC 61987 | - | C00004 |  | 0112-2---61987#ABB559 | https://cdd.iec.ch/cdd/iec61987/iec61987.nsf/PropertiesAllVersions/0112-2---61987%23ABB559
0112/2///61987#ABP259 | 001 | 01 | 0112/2///61987#ABP259#001 | reference to Performance of inputs [I/O module] |  |  |  |  | reference to block ABP055 | [5 empty] | CLASS_REFERENCE_TYPE(0112/2///61987#ABP055) 0112/2///61987#ABP055 - Performance of inputs [I/O module] |  |  |  |  | NON_DEPENDENT_P_DET | [5 empty] | 0112/2///61987#ABP054 - Performance [I/O module] | 0112/2///61987#ABA000 |  |  |  | Standard |  | IEC 61987 | IEC | IEC/SC 65E | - | C00128 | 001-01 (2023-01-23 14:53:53 by BATCH 00000807) standard | 0112-2---61987#ABP259 | https://cdd.iec.ch/cdd/iec61987/iec61987.nsf/PropertiesAllVersions/0112-2---61987%23ABP259
0112/2///61987#ABD646 | 002 | 02 | 0112/2///61987#ABD646#002 | maximum travel of randomized test |  |  |  |  | highest travel that may occur in the case of randomized setting of the travel expressed in percentage of the maximum travel |  |  | % |  |  | REAL_MEASURE_TYPE |  |  |  |  | NON_DEPENDENT_P_DET | [5 empty] | 0112/2///61987#ABD969 - Partial stroke test | 0112/2///61987#ABA000 | 0112/2///62720#UAA000 - percent |  | 0112/2///61987#ABT533 - Percentage | Standard |  |  |  |  | - | C00019 |  | 0112-2---61987#ABD646 | https://cdd.iec.ch/cdd/iec61987/iec61987.nsf/PropertiesAllVersions/0112-2---61987%23ABD646
0112/2///61987#ABH109 | 001 | 01 | 0112/2///61987#ABH109#001 | length of shell |  |  |  |  | length of the straight sided section of a piece of process equipment |  |  | mm |  |  | REAL_MEASURE_TYPE |  |  |  |  | NON_DEPENDENT_P_DET | [5 empty] | 0112/2///61987#ABH108 - Shell | 0112/2///61987#ABA000 | 0112/2///62720#UAA862 - millimetre |  | 0112/2///61987#ABT548 - Length short | Standard |  | IEC 61987 | IEC | SC65E | - | C00018 | 001-01 (2018-03-28 07:27:13 by BATCH 00000762) standard | 0112-2---61987#ABH109 | https://cdd.iec.ch/cdd/iec61987/iec61987.nsf/PropertiesAllVersions/0112-2---61987%23ABH109
0112/2///61987#ABF426 | 001 | 01 | 0112/2///61987#ABF426#001 | material of sensor conductor |  |  |  |  | material of which a sensor conductor is made | [5 empty] | STRING_TYPE |  |  |  |  | NON_DEPENDENT_P_DET | [5 empty] | 0112/2///61987#ABF417 - Temperature sensor | 0112/2///61987#ABA000 |  |  |  | Standard |  | IEC 61987 | IEC | SC65E | - | C00018 | 001-01 (2018-03-28 07:27:06 by BATCH 00000762) standard | 0112-2---61987#ABF426 | https://cdd.iec.ch/cdd/iec61987/iec61987.nsf/PropertiesAllVersions/0112-2---61987%23ABF426
0112/2///61987#ABD326 | 001 | 02 | 0112/2///61987#ABD326#001 | reference to Voltage signal on alarm |  |  |  |  | reference to block ABC683 | [5 empty] | CLASS_REFERENCE_TYPE(0112/2///61987#ABC683) 0112/2///61987#ABC683 - Voltage signal on alarm |  |  |  |  | NON_DEPENDENT_P_DET | [5 empty] | 0112/2///61987#ABC094 - Analog voltage input parameters0112/2///61987#ABC099 - Analog voltage output parameters0112/2///61987#ABP019 - Analog voltage input parameters [I/O module] | 0112/2///61987#ABA000 |  |  |  | Standard |  |  |  | SC65E – IEC 61987 | - | C00004 |  | 0112-2---61987#ABD326 | https://cdd.iec.ch/cdd/iec61987/iec61987.nsf/PropertiesAllVersions/0112-2---61987%23ABD326
0112/2///61987#ABB487 | 002 | 01 | 0112/2///61987#ABB487#002 | style of sound track |  |  |  |  | classification of a sensor assembly of an ultrasonic flowmeter according to the number of beam traverses in use | [5 empty] | ENUM_CODE_TYPE(0112/2///61987#ABL627) |  |  |  |  | DEPENDENT_P_DET |  |  | 0112/2///61987#ABL627 | 0112/2///61987#ABN123 - single traverse0112/2///61987#ABN124 - double traverse0112/2///61987#ABN125 - quadruple traverse0112/2///61987#ABN126 - reflecting0112/2///61987#ABL118 - adjustable0112/2///61987#ABI407 - others |  | 0112/2///61987#ABC157 - Clamp-on ultrasonic flowmeter0112/2///61987#ABC289 - Inline ultrasonic flowmeter0112/2///61987#ABC302 - Insertion ultrasonic flowmeter0112/2///61987#ABF640 - Inline ultrasonic density transmitter0112/2///61987#ABF642 - Insertion ultrasonic density transmitter | 0112/2///61987#ABA000 |  |  |  | Standard |  |  |  | SC65E – IEC 61987 | 0112/2///61987#ABI406 - empty_property | C00091 |  | 0112-2---61987#ABB487 | https://cdd.iec.ch/cdd/iec61987/iec61987.nsf/PropertiesAllVersions/0112-2---61987%23ABB487
0112/2///61987#ABA551 | 001 | 02 | 0112/2///61987#ABA551#001 | condition indicated |  |  |  |  | condition indicated by a LED | [5 empty] | STRING_TYPE |  |  |  |  | NON_DEPENDENT_P_DET | [5 empty] | 0112/2///61987#ABC271 - Indicated condition | 0112/2///61987#ABA000 |  |  |  | Standard |  |  |  | SC65E – IEC 61987 | - | C00004 |  | 0112-2---61987#ABA551 | https://cdd.iec.ch/cdd/iec61987/iec61987.nsf/PropertiesAllVersions/0112-2---61987%23ABA551
0112/2///61987#ABU382 | 001 | 02 | 0112/2///61987#ABU382#001 | reference to Type of auxiliary input [9] |  |  |  |  | reference to block ABC659 |  | Id specified in IEC61987-12/-13: ABD302 |  |  |  | CLASS_REFERENCE_TYPE(0112/2///61987#ABC659) 0112/2///61987#ABC659 - Type of auxiliary input [9] |  |  |  |  | NON_DEPENDENT_P_DET | [5 empty] | 0112/2///61987#ABC134 - Auxiliary input [9] | 0112/2///61987#ABA000 |  |  |  | Standard |  |  |  | SC65E – IEC 61987 | - | C00004 |  | 0112-2---61987#ABU382 | https://cdd.iec.ch/cdd/iec61987/iec61987.nsf/PropertiesAllVersions/0112-2---61987%23ABU382
0112/2///61987#ABD240 | 001 | 02 | 0112/2///61987#ABD240#001 | reference to Structural design [variable area flow transmitter/gauge] |  |  |  |  | reference to block ABC614 | [5 empty] | CLASS_REFERENCE_TYPE(0112/2///61987#ABC614) 0112/2///61987#ABC614 - Structural design [variable area flow transmitter/gauge] |  |  |  |  | NON_DEPENDENT_P_DET | [5 empty] | 0112/2///61987#ABC433 - Mechanical and electrical construction [variable area flow transmitter/gauge] | 0112/2///61987#ABA000 |  |  |  | Standard |  |  |  | SC65E – IEC 61987 | - | C00004 |  | 0112-2---61987#ABD240 | https://cdd.iec.ch/cdd/iec61987/iec61987.nsf/PropertiesAllVersions/0112-2---61987%23ABD240
0112/2///61987#ABI446 | 001 | 02 | 0112/2///61987#ABI446#001 | reference to Type of transportation |  |  |  |  | reference to block ABI415 | [5 empty] | CLASS_REFERENCE_TYPE(0112/2///61987#ABI415) 0112/2///61987#ABI415 - Type of transportation |  |  |  |  | DEPENDENT_P_DET | [5 empty] | 0112/2///61987#ABI413 - Packaging and transportation | 0112/2///61987#ABA000 |  |  |  | Standard |  | IEC 61987 | IEC | IEC SC65E | 0112/2///61987#ABI418 - number of types of transportation | C00112 |  | 0112-2---61987#ABI446 | https://cdd.iec.ch/cdd/iec61987/iec61987.nsf/PropertiesAllVersions/0112-2---61987%23ABI446
0112/2///61987#ABB850 | 001 | 04 | 0112/2///61987#ABB850#001 | influence of static pressure on zero (per 69 bar) |  |  |  |  | influence of static pressure applied on both sides of a differential pressure meter on zero per 69 bar |  |  | % |  |  | REAL_MEASURE_TYPE |  |  |  |  | NON_DEPENDENT_P_DET | [5 empty] | 0112/2///61987#ABC277 - Influence of external quantities expressed as a percentage for pressure | 0112/2///61987#ABA000 | 0112/2///62720#UAA000 - percent |  | 0112/2///61987#ABT533 - Percentage | Standard |  |  |  | SC65E – IEC 61987 | - | C00004 |  | 0112-2---61987#ABB850 | https://cdd.iec.ch/cdd/iec61987/iec61987.nsf/PropertiesAllVersions/0112-2---61987%23ABB850
0112/2///61987#ABE486 | 001 | 01 | 0112/2///61987#ABE486#001 | designation of pneumatic input |  |  |  |  | alphanumeric character sequence identifying a pneumatic input | [5 empty] | STRING_TYPE |  |  |  |  | NON_DEPENDENT_P_DET | [5 empty] | 0112/2///61987#ABE571 - Pneumatic solenoid valve input | 0112/2///61987#ABA000 |  |  |  | Standard |  | IEC 61987 | IEC | SC65E | - | C00016 | 001-01 (2018-03-28 07:27:00 by BATCH 00000762) standard | 0112-2---61987#ABE486 | https://cdd.iec.ch/cdd/iec61987/iec61987.nsf/PropertiesAllVersions/0112-2---61987%23ABE486
0112/2///61987#ABF113 | 001 | 01 | 0112/2///61987#ABF113#001 | accuracy of cold junction compensation |  |  |  |  | additional quantity which characterizes the ability of a thermocouple with cold junction compensation to provide an indicated value close to a true value of the measurand under reference conditions, resulting from the cold junction compensation |  |  | °C |  |  | REAL_MEASURE_TYPE |  |  |  |  | NON_DEPENDENT_P_DET | [5 empty] | 0112/2///61987#ABF109 - Absolute performance for temperature [2]0112/2///61987#ABG319 - Absolute performance for temperature [3] | 0112/2///61987#ABA000 | 0112/2///62720#UAA033 - degree Celsius |  | 0112/2///61987#ABT514 - Temperature | Standard |  | IEC 61987 | IEC | SC65E | - | C00019 | 001-01 (2018-03-28 07:27:04 by BATCH 00000762) standard | 0112-2---61987#ABF113 | https://cdd.iec.ch/cdd/iec61987/iec61987.nsf/PropertiesAllVersions/0112-2---61987%23ABF113
0112/2///61987#ABF120 | 001 | 01 | 0112/2///61987#ABF120#001 | minimum lower blocking distance of a guided microwave radar probe |  |  |  |  | smallest extent of a zone that exists at the end of an antenna, within which measurement is not possible |  |  | mm |  |  | REAL_MEASURE_TYPE |  |  |  |  | NON_DEPENDENT_P_DET | [5 empty] | 0112/2///61987#ABF118 - Microwave probe | 0112/2///61987#ABA000 | 0112/2///62720#UAA862 - millimetre |  | 0112/2///61987#ABT548 - Length short | Standard |  | IEC 61987 | IEC | SC65E | - | C00018 | 001-01 (2018-03-28 07:27:04 by BATCH 00000762) standard | 0112-2---61987#ABF120 | https://cdd.iec.ch/cdd/iec61987/iec61987.nsf/PropertiesAllVersions/0112-2---61987%23ABF120
0112/2///61987#ABI225 | 002 | 01 | 0112/2///61987#ABI225#002 | creator of the device configuration block |  |  |  |  | name of the person or organization that created or last modified the device configuration block | [5 empty] | ENUM_CODE_TYPE(0112/2///61987#ABL680) |  |  |  |  | DEPENDENT_P_DET |  |  | 0112/2///61987#ABL680 | 0112/2///61987#ABN328 - user0112/2///61987#ABL978 - manufacturer0112/2///61987#ABI407 - others |  | 0112/2///61987#ABH839 - Configuration parameter set | 0112/2///61987#ABA000 |  |  |  | Standard |  |  |  | SC65E – IEC 61987 | 0112/2///61987#ABI406 - empty_property | C00091 |  | 0112-2---61987#ABI225 | https://cdd.iec.ch/cdd/iec61987/iec61987.nsf/PropertiesAllVersions/0112-2---61987%23ABI225
0112/2///61987#ABI394 | 001 | 02 | 0112/2///61987#ABI394#001 | reference to Other block parameter |  |  |  |  | reference to block ABH914 | [5 empty] | CLASS_REFERENCE_TYPE(0112/2///61987#ABH914) 0112/2///61987#ABH914 - Other block parameter |  |  |  |  | DEPENDENT_P_DET | [5 empty] | 0112/2///61987#ABH913 - Other function block | 0112/2///61987#ABA000 |  |  |  | Standard |  | IEC 61987 | IEC | IEC SC65E | 0112/2///61987#ABI040 - number of other block parameters | C00112 |  | 0112-2---61987#ABI394 | https://cdd.iec.ch/cdd/iec61987/iec61987.nsf/PropertiesAllVersions/0112-2---61987%23ABI394
0112/2///61987#ABB338 | 004 | 01 | 0112/2///61987#ABB338#004 | designation line or nozzle |  |  |  |  | name of a line or nozzle | [5 empty] | STRING_TYPE |  |  |  |  | NON_DEPENDENT_P_DET | [5 empty] | 0112/2///61987#ABC266 - High/single pressure side line or nozzle0112/2///61987#ABC325 - Low pressure side line or nozzle0112/2///61987#ABD831 - Line or nozzle [2]0112/2///61987#ABH128 - Process equipment connection0112/2///61987#ABC322 - Line or nozzle | 0112/2///61987#ABA000 |  |  |  | Standard |  |  |  | SC65E – IEC 61987 | - | C00004 |  | 0112-2---61987#ABB338 | https://cdd.iec.ch/cdd/iec61987/iec61987.nsf/PropertiesAllVersions/0112-2---61987%23ABB338
0112/2///61987#ABD034 | 005 | 02 | 0112/2///61987#ABD034#005 | reference to Material test certificate |  |  |  |  | reference to block ABC404 | [5 empty] | CLASS_REFERENCE_TYPE(0112/2///61987#ABC404) 0112/2///61987#ABC404 - Material test certificate |  |  |  |  | DEPENDENT_P_DET | [5 empty] | 0112/2///61987#ABC556 - Quality certificate | 0112/2///61987#ABA000 |  |  |  | Standard |  | IEC 61987 | IEC | IEC SC65E | 0112/2///61987#ABA273 - number of material test certificates | C00112 |  | 0112-2---61987#ABD034 | https://cdd.iec.ch/cdd/iec61987/iec61987.nsf/PropertiesAllVersions/0112-2---61987%23ABD034
0112/2///61987#ABH391 | 001 | 01 | 0112/2///61987#ABH391#001 | type of lead wire transition |  |  |  |  | classification of a lead wire transition according to its constructional design | [5 empty] | STRING_TYPE |  |  |  |  | NON_DEPENDENT_P_DET | [5 empty] | 0112/2///61987#ABF378 - Structural design of a thermowell extension | 0112/2///61987#ABA000 |  |  |  | Standard |  |  |  | SC65E – IEC 61987 | - | C0018 | 001-01 (2018-03-28 07:27:15 by BATCH 00000762) standard | 0112-2---61987#ABH391 | https://cdd.iec.ch/cdd/iec61987/iec61987.nsf/PropertiesAllVersions/0112-2---61987%23ABH391
0112/2///61987#ABC001 | 001 | 04 | 0112/2///61987#ABC001#001 | overall distance between process connections |  |  |  |  | distance between two process connections irrespective of their mounting orientation |  |  | mm |  |  | REAL_MEASURE_TYPE |  |  |  |  | NON_DEPENDENT_P_DET | [5 empty] | 0112/2///61987#ABC411 - Pressure measurement instrument installation | 0112/2///61987#ABA000 | 0112/2///62720#UAA862 - millimetre |  | 0112/2///61987#ABT548 - Length short | Standard |  |  |  | SC65E – IEC 61987 | - | C00004 |  | 0112-2---61987#ABC001 | https://cdd.iec.ch/cdd/iec61987/iec61987.nsf/PropertiesAllVersions/0112-2---61987%23ABC001
0112/2///61987#ABU380 | 001 | 02 | 0112/2///61987#ABU380#001 | reference to Type of output [6] |  |  |  |  | reference to block ABC669 |  | Id specified in IEC61987-12/-13: ABD312 |  |  |  | CLASS_REFERENCE_TYPE(0112/2///61987#ABC669) 0112/2///61987#ABC669 - Type of output [6] |  |  |  |  | NON_DEPENDENT_P_DET | [5 empty] | 0112/2///61987#ABC481 - Output [6] | 0112/2///61987#ABA000 |  |  |  | Standard |  |  |  | SC65E – IEC 61987 | - | C00004 |  | 0112-2---61987#ABU380 | https://cdd.iec.ch/cdd/iec61987/iec61987.nsf/PropertiesAllVersions/0112-2---61987%23ABU380
0112/2///61987#ABH530 | 001 | 01 | 0112/2///61987#ABH530#001 | number of output signal processing variables |  |  |  |  | cardinality property for an output processing variable | [5 empty] | INT_TYPE |  |  |  |  | CONDITION_DET | [5 empty] | 0112/2///61987#ABH529 - Output signal processing | 0112/2///61987#ABA000 |  |  |  | Standard |  | IEC 61987 |  | SC65E – IEC 61987 | - | C00018 | 001-01 (2019-03-08 15:35:28 by BATCH 00000766) standard | 0112-2---61987#ABH530 | https://cdd.iec.ch/cdd/iec61987/iec61987.nsf/PropertiesAllVersions/0112-2---61987%23ABH530
0112/2///61987#ABU934 | 001 | 01 | 0112/2///61987#ABU934#001 | reference to Absolute performance for ullage |  |  |  |  | reference to block ABE939 | [5 empty] | CLASS_REFERENCE_TYPE(0112/2///61987#ABE939) 0112/2///61987#ABE939 - Absolute performance for ullage |  |  |  |  | DEPENDENT_P_DET | [5 empty] | 0112/2///61987#ABG273 - Type of performance variable [7]0112/2///61987#ABG275 - Type of performance variable [9]0112/2///61987#ABG276 - Type of performance variable [10]0112/2///61987#ABG277 - Type of performance variable [11]0112/2///61987#ABG278 - Type of performance variable [12]0112/2///61987#ABG279 - Type of performance variable [13] | 0112/2///61987#ABA000 |  |  |  | Standard |  | IEC 61987 | IEC | SC65E | 0112/2///61987#ABU918 - performance variable type [11] | C00018 | 001-01 (2018-03-28 07:27:22 by BATCH 00000762) standard | 0112-2---61987#ABU934 | https://cdd.iec.ch/cdd/iec61987/iec61987.nsf/PropertiesAllVersions/0112-2---61987%23ABU934
0112/2///61987#ABA509 | 002 | 01 | 0112/2///61987#ABA509#002 | mounting style of display |  |  |  |  | classification of a display or keypad display according to its method of mounting | [5 empty] | ENUM_CODE_TYPE(0112/2///61987#ABL408) |  |  |  |  | DEPENDENT_P_DET |  |  | 0112/2///61987#ABL408 | 0112/2///61987#ABL153 - fixed0112/2///61987#ABM325 - detachable0112/2///61987#ABM192 - separate0112/2///61987#ABI407 - others |  | 0112/2///61987#ABC204 - Keypad display0112/2///61987#ABC205 - Display | 0112/2///61987#ABA000 |  |  |  | Standard |  |  |  | SC65E – IEC 61987 | 0112/2///61987#ABI406 - empty_property | C00091 |  | 0112-2---61987#ABA509 | https://cdd.iec.ch/cdd/iec61987/iec61987.nsf/PropertiesAllVersions/0112-2---61987%23ABA509
0112/2///61987#ABH603 | 001 | 01 | 0112/2///61987#ABH603#001 | unit of measure for hysteresis |  |  |  |  | unit of the difference between consecutive upscale and downscale values of trip value | [5 empty] | STRING_TYPE |  |  |  |  | NON_DEPENDENT_P_DET | [5 empty] | 0112/2///61987#ABH596 - Replacement of values | 0112/2///61987#ABA000 |  |  |  | Standard |  | IEC 61987 |  | SC65E – IEC 61987 | - | C00018 | 001-01 (2019-03-08 15:35:29 by BATCH 00000766) standard | 0112-2---61987#ABH603 | https://cdd.iec.ch/cdd/iec61987/iec61987.nsf/PropertiesAllVersions/0112-2---61987%23ABH603
0112/2///61987#ABH676 | 001 | 01 | 0112/2///61987#ABH676#001 | value of ullage indicator/display |  |  |  |  | reading of a value on a display or an indicator representing a ullage variable |  |  | m |  |  | REAL_MEASURE_TYPE |  |  |  |  | NON_DEPENDENT_P_DET | [5 empty] | 0112/2///61987#ABH658 - Output values of ullage | 0112/2///61987#ABA000 | 0112/2///62720#UAA726 - metre |  | 0112/2///61987#ABT548 - Length short | Standard |  | IEC 61987 |  | SC65E – IEC 61987 | - | C00018 | 001-01 (2019-03-08 15:35:29 by BATCH 00000766) standard | 0112-2---61987#ABH676 | https://cdd.iec.ch/cdd/iec61987/iec61987.nsf/PropertiesAllVersions/0112-2---61987%23ABH676
0112/2///61987#ABP238 | 001 | 01 | 0112/2///61987#ABP238#001 | reference to Influence of external quantities expressed as a percentage [I/O module] |  |  |  |  | reference to block ABP034 | [5 empty] | CLASS_REFERENCE_TYPE(0112/2///61987#ABP034) 0112/2///61987#ABP034 - Influence of external quantities expressed as a percentage [I/O module] |  |  |  |  | NON_DEPENDENT_P_DET | [5 empty] | 0112/2///61987#ABP013 - Accuracy expressed as a percentage [I/O module] | 0112/2///61987#ABA000 |  |  |  | Standard |  | IEC 61987 | IEC | IEC/SC 65E | - | C00128 | 001-01 (2023-01-23 14:53:53 by BATCH 00000807) standard | 0112-2---61987#ABP238 | https://cdd.iec.ch/cdd/iec61987/iec61987.nsf/PropertiesAllVersions/0112-2---61987%23ABP238
0112/2///61987#ABV159 | 002 | 01 | 0112/2///61987#ABV159#002 | reference to Function and system design |  |  |  |  | reference to block ABC255 | [5 empty] | CLASS_REFERENCE_TYPE(0112/2///61987#ABC255) 0112/2///61987#ABC255 - Function and system design [1] |  |  |  |  | NON_DEPENDENT_P_DET | [5 empty] | 0112/2///61987#ABE759 - Device LOP for temperature gauge0112/2///61987#ABE760 - Device LOP for contact temperature transmitter0112/2///61987#ABE761 - Device LOP for radiation thermometer0112/2///61987#ABE763 - Device LOP for insert/element0112/2///61987#ABE764 - Device LOP for separate temperature transmitter0112/2///61987#ABE767 - Device LOP for temperature transmitter | 0112/2///61987#ABA000 |  |  |  | Standard |  | IEC 61987 | IEC | SC65E | - | C00019 |  | 0112-2---61987#ABV159 | https://cdd.iec.ch/cdd/iec61987/iec61987.nsf/PropertiesAllVersions/0112-2---61987%23ABV159
0112/2///61987#ABF475 | 001 | 01 | 0112/2///61987#ABF475#001 | radius of control zone |  |  |  |  | radius of the circle defining the control zone around a nuclear source |  |  | m |  |  | REAL_MEASURE_TYPE |  |  |  |  | NON_DEPENDENT_P_DET | [5 empty] | 0112/2///61987#ABF463 - Nuclear source | 0112/2///61987#ABA000 | 0112/2///62720#UAA726 - metre |  | 0112/2///61987#ABT548 - Length short | Standard |  | IEC 61987 | IEC | SC65E | - | C00018 | 001-01 (2018-03-28 07:27:07 by BATCH 00000762) standard | 0112-2---61987#ABF475 | https://cdd.iec.ch/cdd/iec61987/iec61987.nsf/PropertiesAllVersions/0112-2---61987%23ABF475
0112/2///61987#ABJ631 | 001 | 01 | 0112/2///61987#ABJ631#001 | ACTUATOR_DEMAND |  |  |  |  | parameter indicating the demand to the actuator resulting from the transformation function | [5 empty] | BINARY_TYPE | B8 |  | IEC 61804-2 |  | NON_DEPENDENT_P_DET | [5 empty] | 0112/2///61987#ABI812 - Modulation actuation technology block | 0112/2///61987#ABA000 |  |  |  | Standard |  |  |  | SC65E – IEC 61987 | - | C00018 | 001-01 (2019-03-08 15:35:33 by BATCH 00000766) standard | 0112-2---61987#ABJ631 | https://cdd.iec.ch/cdd/iec61987/iec61987.nsf/PropertiesAllVersions/0112-2---61987%23ABJ631
0112/2///61987#ABB440 | 006 | 01 | 0112/2///61987#ABB440#006 | type of transmitter configuration |  |  |  |  | classification of the configuration of a device according to the proximity of the operator | [5 empty] | ENUM_CODE_TYPE(0112/2///61987#ABJ798) |  |  |  |  | DEPENDENT_P_DET |  |  | 0112/2///61987#ABJ798 | 0112/2///61987#ABL233 - remote0112/2///61987#ABL234 - integrated0112/2///61987#ABI407 - others |  | 0112/2///61987#ABC048 - Transmitter housing [1]0112/2///61987#ABC049 - Transmitter housing [2]0112/2///61987#ABE040 - Transmitter housing [3]0112/2///61987#ABE607 - Solenoid valve housing | 0112/2///61987#ABA000 |  |  |  | Standard |  |  |  | SC65E – IEC 61987 | 0112/2///61987#ABI406 - empty_property | C00091 |  | 0112-2---61987#ABB440 | https://cdd.iec.ch/cdd/iec61987/iec61987.nsf/PropertiesAllVersions/0112-2---61987%23ABB440
0112/2///61987#ABP202 | 001 | 01 | 0112/2///61987#ABP202#001 | type of assigned resistor sensor |  |  |  |  | type of resistor to which a device is configured | [5 empty] | ENUM_CODE_TYPE(0112/2///61987#ABP316) |  |  |  |  | DEPENDENT_P_DET |  |  | 0112/2///61987#ABP316 | 0112/2///61987#ABP360 - joystick0112/2///61987#ABP361 - potentiometer0112/2///61987#ABI407 - others |  | 0112/2///61987#ABP068 - Resistor input [I/O module] | 0112/2///61987#ABA000 |  |  |  | Standard |  | IEC 61987 | IEC | IEC/SC 65E | 0112/2///61987#ABI406 - empty_property | C00128 | 001-01 (2023-01-23 14:53:53 by BATCH 00000807) standard | 0112-2---61987#ABP202 | https://cdd.iec.ch/cdd/iec61987/iec61987.nsf/PropertiesAllVersions/0112-2---61987%23ABP202
0112/2///61987#ABD409 | 003 | 01 | 0112/2///61987#ABD409#003 | diameter of a line with a vertically mounted nozzle |  |  |  |  | diameter of a line with a nozzle mounted on it such that the center line of the nozzle is perpendicular to the center line of the line |  |  | mm |  |  | REAL_MEASURE_TYPE |  |  |  |  | NON_DEPENDENT_P_DET | [5 empty] | 0112/2///61987#ABC322 - Line or nozzle | 0112/2///61987#ABA000 | 0112/2///62720#UAA862 - millimetre |  | 0112/2///61987#ABT548 - Length short | Standard |  |  |  | SC65E – IEC 61987 | - | C00004 |  | 0112-2---61987#ABD409 | https://cdd.iec.ch/cdd/iec61987/iec61987.nsf/PropertiesAllVersions/0112-2---61987%23ABD409
0112/2///61987#ABU137 | 001 | 05 | 0112/2///61987#ABU137#001 | reference to Phase [pressure] |  |  |  |  | reference to block ABC509 |  | Id specified in IEC61987-12/-13: ABD139 |  |  |  | CLASS_REFERENCE_TYPE(0112/2///61987#ABC509) 0112/2///61987#ABC509 - Phase [pressure] |  |  |  |  | DEPENDENT_P_DET | [5 empty] | 0112/2///61987#ABC536 - Process case variables [pressure] | 0112/2///61987#ABA000 |  |  |  | Standard |  | IEC 61987 | IEC | IEC SC65E | 0112/2///61987#ABB295 - number of phases | C00112 |  | 0112-2---61987#ABU137 | https://cdd.iec.ch/cdd/iec61987/iec61987.nsf/PropertiesAllVersions/0112-2---61987%23ABU137
0112/2///61987#ABD569 | 001 | 02 | 0112/2///61987#ABD569#001 | designation of gasket |  |  |  |  | alphanumeric character sequence identifying a gasket | [5 empty] | STRING_TYPE |  |  |  |  | NON_DEPENDENT_P_DET | [5 empty] | 0112/2///61987#ABD882 - Gasket of body | 0112/2///61987#ABA000 |  |  |  | Standard |  |  |  |  | - | C00004 |  | 0112-2---61987#ABD569 | https://cdd.iec.ch/cdd/iec61987/iec61987.nsf/PropertiesAllVersions/0112-2---61987%23ABD569
0112/2///61987#ABH457 | 001 | 01 | 0112/2///61987#ABH457#001 | reference to Connection compartment |  |  |  |  | reference to block ABC171 | [5 empty] | CLASS_REFERENCE_TYPE(0112/2///61987#ABC171) 0112/2///61987#ABC171 - Connection compartment |  |  |  |  | NON_DEPENDENT_P_DET | [5 empty] | 0112/2///61987#ABF168 - Sonic probe0112/2///61987#ABF520 - Ultrasonic probe | 0112/2///61987#ABA000 |  |  |  | Standard |  |  |  | SC65E – IEC 61987 | - | C00019 | 001-01 (2018-03-28 07:27:15 by BATCH 00000762) standard | 0112-2---61987#ABH457 | https://cdd.iec.ch/cdd/iec61987/iec61987.nsf/PropertiesAllVersions/0112-2---61987%23ABH457
0112/2///61987#ABF392 | 001 | 01 | 0112/2///61987#ABF392#001 | material of connection head seal |  |  |  |  | material of a connection head seal is made | [5 empty] | STRING_TYPE |  |  |  |  | NON_DEPENDENT_P_DET | [5 empty] | 0112/2///61987#ABF380 - Structural design of a connection head | 0112/2///61987#ABA000 |  |  |  | Standard |  | IEC 61987 | IEC | SC65E | - | C00019 | 001-01 (2018-03-28 07:27:06 by BATCH 00000762) standard | 0112-2---61987#ABF392 | https://cdd.iec.ch/cdd/iec61987/iec61987.nsf/PropertiesAllVersions/0112-2---61987%23ABF392
0112/2///61987#ABJ657 | 001 | 01 | 0112/2///61987#ABJ657#001 | DISCRETE_OUT_VALUE |  |  |  |  | parameter indicating the value of a discrete block output | [5 empty] | BOOLEAN_TYPE |  |  |  |  | NON_DEPENDENT_P_DET | [5 empty] | 0112/2///61987#ABI825 - DISCRETE_OUT | 0112/2///61987#ABA000 |  |  |  | Standard |  |  |  | SC65E – IEC 61987 | - | C00018 | 001-01 (2019-03-08 15:35:34 by BATCH 00000766) standard | 0112-2---61987#ABJ657 | https://cdd.iec.ch/cdd/iec61987/iec61987.nsf/PropertiesAllVersions/0112-2---61987%23ABJ657
0112/2///61987#ABB592 | 005 | 01 | 0112/2///61987#ABB592#005 | type of control function |  |  |  |  | classification of a control function according to its role in the device or measuring assembly | [5 empty] | ENUM_CODE_TYPE(0112/2///61987#ABL301) |  |  |  |  | DEPENDENT_P_DET |  |  | 0112/2///61987#ABL301 | 0112/2///61987#ABL948 - batching0112/2///61987#ABI407 - others |  | 0112/2///61987#ABC467 - Other controls | 0112/2///61987#ABA000 |  |  |  | Standard |  |  |  | SC65E – IEC 61987 | 0112/2///61987#ABI406 - empty_property | C00091 |  | 0112-2---61987#ABB592 | https://cdd.iec.ch/cdd/iec61987/iec61987.nsf/PropertiesAllVersions/0112-2---61987%23ABB592
0112/2///61987#ABA413 | 001 | 02 | 0112/2///61987#ABA413#001 | purpose of signal |  |  |  |  | function for which the signal is intended | [5 empty] | STRING_TYPE |  |  |  |  | NON_DEPENDENT_P_DET | [5 empty] | 0112/2///61987#ABC594 - Signal function | 0112/2///61987#ABA000 |  |  |  | Standard |  |  |  | SC65E – IEC 61987 | - | C00004 |  | 0112-2---61987#ABA413 | https://cdd.iec.ch/cdd/iec61987/iec61987.nsf/PropertiesAllVersions/0112-2---61987%23ABA413
0112/2///61987#ABG797 | 001 | 01 | 0112/2///61987#ABG797#001 | reference to Reference conditions of the device [8] |  |  |  |  | reference to block ABG237 | [5 empty] | CLASS_REFERENCE_TYPE(0112/2///61987#ABG237) 0112/2///61987#ABG237 - Reference conditions of the device [8] |  |  |  |  | NON_DEPENDENT_P_DET | [5 empty] | 0112/2///61987#ABG232 - Performance [29] | 0112/2///61987#ABA000 |  |  |  | Standard |  | IEC 61987 | IEC | SC65E | - | C00017 | 001-01 (2018-03-28 07:27:11 by BATCH 00000762) standard | 0112-2---61987#ABG797 | https://cdd.iec.ch/cdd/iec61987/iec61987.nsf/PropertiesAllVersions/0112-2---61987%23ABG797
0112/2///61987#ABI313 | 002 | 01 | 0112/2///61987#ABI313#002 | network tag |  |  |  |  | plain text name of a Wireless CPF 9 network | CPF 9 is the IEC 61784 acronym for HART. |  |  |  |  | STRING_TYPE |  |  |  |  | NON_DEPENDENT_P_DET | [5 empty] | 0112/2///61987#ABH922 - HART wireless network commands | 0112/2///61987#ABA000 |  |  |  | Standard |  | IEC 61987 | IEC | IEC/SC 65E | - | C00112 |  | 0112-2---61987#ABI313 | https://cdd.iec.ch/cdd/iec61987/iec61987.nsf/PropertiesAllVersions/0112-2---61987%23ABI313
0112/2///61987#ABU546 | 001 | 03 | 0112/2///61987#ABU546#001 | reference to Manufacturer-specific input [3] |  |  |  |  | reference to block ABD898 |  | Id specified in IEC61987-22: ABE154 |  |  |  | CLASS_REFERENCE_TYPE(0112/2///61987#ABD898) 0112/2///61987#ABD898 - Manufacturer-specific input [3] |  |  |  |  | DEPENDENT_P_DET | [5 empty] | 0112/2///61987#ABE326 - Type of control input | 0112/2///61987#ABA000 |  |  |  | Standard |  |  |  |  | 0112/2///61987#ABU530 - control input type | C00004 |  | 0112-2---61987#ABU546 | https://cdd.iec.ch/cdd/iec61987/iec61987.nsf/PropertiesAllVersions/0112-2---61987%23ABU546
0112/2///61987#ABU469 | 001 | 03 | 0112/2///61987#ABU469#001 | reference to Flow velocity measurement |  |  |  |  | reference to block ABD488 | [5 empty] | CLASS_REFERENCE_TYPE(0112/2///61987#ABD488) 0112/2///61987#ABD488 - Flow velocity measurement |  |  |  |  | DEPENDENT_P_DET | [5 empty] | 0112/2///61987#ABC661 - Type of measured variable [2] | 0112/2///61987#ABA000 |  |  |  | Standard |  |  |  | SC65E – IEC 61987 | 0112/2///61987#ABU167 - measured variable type [2] | C00004 |  | 0112-2---61987#ABU469 | https://cdd.iec.ch/cdd/iec61987/iec61987.nsf/PropertiesAllVersions/0112-2---61987%23ABU469
0112/2///61987#ABF869 | 001 | 01 | 0112/2///61987#ABF869#001 | reference to Device LOP for free-space radar level transmitter |  |  |  |  | reference to block ABE742 | [5 empty] | CLASS_REFERENCE_TYPE(0112/2///61987#ABE742) 0112/2///61987#ABE742 - Device LOP for free-space radar level transmitter |  |  |  |  | NON_DEPENDENT_P_DET | [5 empty] | 0112/2///61987#ABA824 - Free-space radar level transmitter | 0112/2///61987#ABA000 |  |  |  | Standard |  | IEC 61987 | IEC | SC65E | - | C00018 | 001-01 (2018-03-28 07:27:10 by BATCH 00000762) standard | 0112-2---61987#ABF869 | https://cdd.iec.ch/cdd/iec61987/iec61987.nsf/PropertiesAllVersions/0112-2---61987%23ABF869
0112/2///61987#ABA610 | 004 | 02 | 0112/2///61987#ABA610#004 | nominal signal voltage level |  |  |  |  | nominal signal voltage level for a binary logic state "1" |  |  | V |  |  | REAL_MEASURE_TYPE |  |  |  |  | NON_DEPENDENT_P_DET | [5 empty] | 0112/2///61987#ABC142 - Binary input0112/2///61987#ABE570 - Solenoid valve binary input0112/2///61987#ABC141 - Binary transistor/triac output0112/2///61987#ABP074 - Signal levels | 0112/2///61987#ABA000 | 0112/2///62720#UAA296 - volt |  | 0112/2///61987#ABT506 - Voltage | Standard |  | IEC 61987 | IEC | IEC/SC 65E | - | C00128 |  | 0112-2---61987#ABA610 | https://cdd.iec.ch/cdd/iec61987/iec61987.nsf/PropertiesAllVersions/0112-2---61987%23ABA610
0112/2///61987#ABB844 | 002 | 01 | 0112/2///61987#ABB844#002 | reference base for long-term stability (5 y) |  |  |  |  | basis for stating the long-term stability (5 y) | [5 empty] | ENUM_CODE_TYPE(0112/2///61987#ABJ764) |  |  |  |  | DEPENDENT_P_DET |  |  | 0112/2///61987#ABJ764 | 0112/2///61987#ABL009 - relative to calibrated span0112/2///61987#ABL010 - relative to full scale0112/2///61987#ABL011 - relative to measured value0112/2///61987#ABL012 - relative to measuring upper range-limit0112/2///61987#ABL013 - relative to span0112/2///61987#ABI407 - others |  | 0112/2///61987#ABC324 - Long-term behaviour0112/2///61987#ABF308 - Long-term behaviour [2] | 0112/2///61987#ABA000 |  |  |  | Standard |  |  |  | SC65E – IEC 61987 | 0112/2///61987#ABI406 - empty_property | C00091 |  | 0112-2---61987#ABB844 | https://cdd.iec.ch/cdd/iec61987/iec61987.nsf/PropertiesAllVersions/0112-2---61987%23ABB844
0112/2///61987#ABC969 | 005 | 02 | 0112/2///61987#ABC969#005 | reference to Material of additional wetted part |  |  |  |  | reference to block ABC339 | [5 empty] | CLASS_REFERENCE_TYPE(0112/2///61987#ABC339) 0112/2///61987#ABC339 - Material of additional wetted part |  |  |  |  | DEPENDENT_P_DET | [5 empty] | 0112/2///61987#ABC246 - Flowtube assembly0112/2///61987#ABC412 - Flow measuring chamber0112/2///61987#ABC643 - Structural design of an electromagnetic insertion flow transmitter0112/2///61987#ABE614 - Structural design of a restriction orifice/diffuser0112/2///61987#ABF025 - Structural design of a float level transmitter and switch0112/2///61987#ABF117 - Structural design of a guided-wave radar level transmitter0112/2///61987#ABF136 - Structural design of a capacitance level transmitter/switch0112/2///61987#ABF154 - Structural design of a conductance level transmitter/switch0112/2///61987#ABF182 - Structural design of an ultrasonic level transmitter0112/2///61987#ABF183 - Structural design of a vibrating level switch0112/2///61987#ABF191 - Structural design of a rotary paddle switch0112/2///61987#ABF217 - Structural design of a magnetic level gauge0112/2///61987#ABF276 - Structural design of a sight level gauge0112/2///61987#ABF282 - Structural design of a sight level indicator0112/2///61987#ABF283 - Structural design of an optical level switch0112/2///61987#ABF285 - Structural design of a thermal level switch0112/2///61987#ABF319 - Structural design of a thermowell0112/2///61987#ABF341 - Structural design of a hydrostatic pressure level transmitter0112/2///61987#ABF342 - Structural design of a displacer lever transmitter/switch0112/2///61987#ABF343 - Structural design of a nuclear level transmitter/switch0112/2///61987#ABF431 - Structural design of a plumb bob level transmitter0112/2///61987#ABF432 - Structural design of a servo level transmitter0112/2///61987#ABF433 - Structural design of an ultrasonic level switch0112/2///61987#ABF513 - Structural design of temperature gauge0112/2///61987#ABF517 - Structural design of a microwave level switch0112/2///61987#ABF518 - Structural design of a laser level transmitter0112/2///61987#ABF632 - Structural design of a refractive index density transmitter0112/2///61987#ABF635 - Structural design of a vibrating fork/rod density transmitter0112/2///61987#ABH365 - Insertion type microwave density transmitter0112/2///61987#ABF018 - Structural design of a free-space radar level transmitter0112/2///61987#ABD813 - Body of valve [3]0112/2///61987#ABD814 - Body of valve [1]0112/2///61987#ABE605 - Body of solenoid valve | 0112/2///61987#ABA000 |  |  |  | Standard |  | IEC 61987 | IEC | IEC SC65E | 0112/2///61987#ABB457 - number of additional wetted parts materials | C00112 |  | 0112-2---61987#ABC969 | https://cdd.iec.ch/cdd/iec61987/iec61987.nsf/PropertiesAllVersions/0112-2---61987%23ABC969
0112/2///61987#ABA967 | 001 | 03 | 0112/2///61987#ABA967#001 | maximum turndown ratio |  |  |  |  | ratio of the maximum span to the minimum span to which an instrument can be adjusted within the specified accuracy rating |  |  | 1 |  |  | REAL_MEASURE_TYPE |  |  |  |  | NON_DEPENDENT_P_DET | [5 empty] | 0112/2///61987#ABC414 - Measuring range for actual volume flow0112/2///61987#ABC415 - Measuring range for density0112/2///61987#ABC416 - Measuring range for dynamic viscosity0112/2///61987#ABC417 - Measuring range for mass flow0112/2///61987#ABC418 - Measuring range for normalized volume flow0112/2///61987#ABC419 - Measuring range for other variable0112/2///61987#ABC420 - Measuring range for pressure0112/2///61987#ABC421 - Measuring range for temperature0112/2///61987#ABD468 - Measuring range for flow velocity0112/2///61987#ABE567 - Measuring range for travel0112/2///61987#ABE785 - Measuring range for concentration0112/2///61987#ABE789 - Measuring range for volume fraction0112/2///61987#ABE813 - Measuring range for level0112/2///61987#ABE817 - Measuring range for volume0112/2///61987#ABE901 - Measuring range for ullage0112/2///61987#ABF002 - Measuring range for mass0112/2///61987#ABF004 - Measuring range for degree of filling0112/2///61987#ABF057 - Measuring range for voltage0112/2///61987#ABF058 - Measuring range for resistance0112/2///61987#ABF561 - Maximum measuring range for density0112/2///61987#ABF562 - Calibrated measuring range for density0112/2///61987#ABF569 - Measuring range for mass fraction | 0112/2///61987#ABA000 | 0112/2///62720#UAA915 - quantity of dimension one |  |  | Standard |  |  |  | SC65E – IEC 61987 | - | C00019 |  | 0112-2---61987#ABA967 | https://cdd.iec.ch/cdd/iec61987/iec61987.nsf/PropertiesAllVersions/0112-2---61987%23ABA967
0112/2///61987#ABU166 | 001 | 03 | 0112/2///61987#ABU166#001 | output type [2] |  |  |  |  | polymorphism property allowing selection of an output type for a device |  | polymorphic control property; Id specified in IEC61987-12/-13: ABB205 |  |  |  | ENUM_STRING_TYPE(0112/2///61987#ABU094(Analog current output [2],Analog voltage output [1],Frequency output [1],Pulse output,Binary output IEC 60947-5-6 (NAMUR),0112/2///61987#Binary current output,0112/2///61987#Binary isolated output,0112/2///61987#Binary electronic output,0112/2///61987#Manufacturer-specific output [1])) |  | 0112/2///61987#ABU094 |  |  | CONDITION_DET |  |  | 0112/2///61987#ABU094 | 0112/2///61987#ABU035 - IEC61987-11 Name of Analog current output [2]0112/2///61987#ABU036 - IEC61987-11 Name of Analog voltage output [1]0112/2///61987#ABU037 - IEC61987-11 Name of Frequency output [1]0112/2///61987#ABU038 - IEC61987-11 Name of Pulse output0112/2///61987#ABU070 - IEC61987-11 Name of Binary output IEC 60947-5-6 (NAMUR)0112/2///61987#ABU071 - IEC61987-11 Name of Binary current output0112/2///61987#ABU072 - IEC61987-11 Name of Binary isolated output0112/2///61987#ABU073 - IEC61987-11 Name of Binary electronic output0112/2///61987#ABU074 - IEC61987-11 Name of Manufacturer-specific output [1] |  | 0112/2///61987#ABC665 - Type of output [2] | 0112/2///61987#ABA000 |  |  |  | Standard |  | IEC 61987 | IEC | IEC/SC 65E | - | C00112 |  | 0112-2---61987#ABU166 | https://cdd.iec.ch/cdd/iec61987/iec61987.nsf/PropertiesAllVersions/0112-2---61987%23ABU166
0112/2///61987#ABB839 | 001 | 03 | 0112/2///61987#ABB839#001 | average influence of process temperature on other variable |  |  |  |  | change in output of a dynamic viscosity measuring device caused by a change in process temperature with respect to reference conditions, expressed as the average error across the specified process temperature range |  |  | 1 |  |  | REAL_MEASURE_TYPE |  |  |  |  | NON_DEPENDENT_P_DET | [5 empty] | 0112/2///61987#ABC283 - Influence of external quantities expressed for other variable | 0112/2///61987#ABA000 | 0112/2///62720#UAA915 - quantity of dimension one |  |  | Standard |  |  |  | SC65E – IEC 61987 | - | C00019 |  | 0112-2---61987#ABB839 | https://cdd.iec.ch/cdd/iec61987/iec61987.nsf/PropertiesAllVersions/0112-2---61987%23ABB839
0112/2///61987#ABG786 | 001 | 01 | 0112/2///61987#ABG786#001 | reference to Performance [23] |  |  |  |  | reference to block ABG226 | [5 empty] | CLASS_REFERENCE_TYPE(0112/2///61987#ABG226) 0112/2///61987#ABG226 - Performance [23] |  |  |  |  | NON_DEPENDENT_P_DET | [5 empty] | 0112/2///61987#ABE761 - Device LOP for radiation thermometer | 0112/2///61987#ABA000 |  |  |  | Standard |  | IEC 61987 | IEC | SC65E | - | C00019 | 001-01 (2018-03-28 07:27:11 by BATCH 00000762) standard | 0112-2---61987#ABG786 | https://cdd.iec.ch/cdd/iec61987/iec61987.nsf/PropertiesAllVersions/0112-2---61987%23ABG786
0112/2///61987#ABE961 | 001 | 01 | 0112/2///61987#ABE961#001 | average influence of process pressure on ullage |  |  |  |  | change in output of an ullage measuring device caused by a change in process pressure with respect to reference conditions, expressed as the average error across the specified process pressure range |  |  | m/bar |  |  | REAL_MEASURE_TYPE |  |  |  |  | NON_DEPENDENT_P_DET | [5 empty] | 0112/2///61987#ABE956 - Influence of external quantities expressed for ullage | 0112/2///61987#ABA000 | 0112/2///62720#UAA731 - metre per bar |  | 0112/2///61987#ABT550 - Length per pressure | Standard |  | IEC 61987 | IEC | SC65E | - | C00018 | 001-01 (2018-03-28 07:27:03 by BATCH 00000762) standard | 0112-2---61987#ABE961 | https://cdd.iec.ch/cdd/iec61987/iec61987.nsf/PropertiesAllVersions/0112-2---61987%23ABE961
0112/2///61987#ABB276 | 001 | 02 | 0112/2///61987#ABB276#001 | calculation procedure or standard |  |  |  |  | standard or procedure on which the design calculation for an orifice or flow nozzle is based | [5 empty] | STRING_TYPE |  |  |  |  | NON_DEPENDENT_P_DET | [5 empty] | 0112/2///61987#ABC244 - Flow nozzle0112/2///61987#ABC465 - Orifice plate and holder | 0112/2///61987#ABA000 |  |  |  | Standard |  |  |  | SC65E – IEC 61987 | - | C00004 |  | 0112-2---61987#ABB276 | https://cdd.iec.ch/cdd/iec61987/iec61987.nsf/PropertiesAllVersions/0112-2---61987%23ABB276
0112/2///61987#ABH761 | 001 | 01 | 0112/2///61987#ABH761#001 | reference to Output values of flow velocity |  |  |  |  | reference to block ABH649 | [5 empty] | CLASS_REFERENCE_TYPE(0112/2///61987#ABH649) 0112/2///61987#ABH649 - Output values of flow velocity |  |  |  |  | NON_DEPENDENT_P_DET | [5 empty] | 0112/2///61987#ABH631 - Calibration point of flow velocity | 0112/2///61987#ABA000 |  |  |  | Standard |  | IEC 61987 |  | SC65E – IEC 61987 | - | C00018 | 001-01 (2019-03-08 15:35:30 by BATCH 00000766) standard | 0112-2---61987#ABH761 | https://cdd.iec.ch/cdd/iec61987/iec61987.nsf/PropertiesAllVersions/0112-2---61987%23ABH761
0112/2///61987#ABJ044 | 001 | 01 | 0112/2///61987#ABJ044#001 | SUBCODE |  |  |  |  | parameter indicating a code specifying the cause of the alarm | [5 empty] | INT_TYPE |  |  |  |  | NON_DEPENDENT_P_DET | [5 empty] | 0112/2///61987#ABI797 - BLOCK_ALARM | 0112/2///61987#ABA000 |  |  |  | Standard |  |  |  | SC65E – IEC 61987 | - | C00018 | 001-01 (2019-03-08 15:35:33 by BATCH 00000766) standard | 0112-2---61987#ABJ044 | https://cdd.iec.ch/cdd/iec61987/iec61987.nsf/PropertiesAllVersions/0112-2---61987%23ABJ044
0112/2///61987#ABD243 | 001 | 02 | 0112/2///61987#ABD243#001 | reference to Structural design [helix flow transmitter/gauge] |  |  |  |  | reference to block ABC617 | [5 empty] | CLASS_REFERENCE_TYPE(0112/2///61987#ABC617) 0112/2///61987#ABC617 - Structural design [helix flow transmitter/gauge] |  |  |  |  | NON_DEPENDENT_P_DET | [5 empty] | 0112/2///61987#ABC436 - Mechanical and electrical construction [helix flow transmitter/gauge] | 0112/2///61987#ABA000 |  |  |  | Standard |  |  |  | SC65E – IEC 61987 | - | C00004 |  | 0112-2---61987#ABD243 | https://cdd.iec.ch/cdd/iec61987/iec61987.nsf/PropertiesAllVersions/0112-2---61987%23ABD243
0112/2///61987#ABH401 | 002 | 01 | 0112/2///61987#ABH401#002 | style of transmitter/switch |  |  |  |  | classification of a transmitter, totalizer, switch or indicator according to its arrangement with respect to the device body | [5 empty] | ENUM_CODE_TYPE(0112/2///61987#ABL472) |  |  |  |  | DEPENDENT_P_DET |  |  | 0112/2///61987#ABL472 | 0112/2///61987#ABM543 - integrated into device0112/2///61987#ABM192 - separate0112/2///61987#ABL233 - remote0112/2///61987#ABI407 - others |  | 0112/2///61987#ABF375 - Transmitter/switch housing | 0112/2///61987#ABA000 |  |  |  | Standard |  |  |  | SC65E – IEC 61987 | 0112/2///61987#ABI406 - empty_property | C00091 |  | 0112-2---61987#ABH401 | https://cdd.iec.ch/cdd/iec61987/iec61987.nsf/PropertiesAllVersions/0112-2---61987%23ABH401
0112/2///61987#ABV017 | 001 | 01 | 0112/2///61987#ABV017#001 | reference to Manufacturer-specific output [10] |  |  |  |  | reference to block ABG203 | [5 empty] | CLASS_REFERENCE_TYPE(0112/2///61987#ABG203) 0112/2///61987#ABG203 - Manufacturer-specific output [10] |  |  |  |  | DEPENDENT_P_DET | [5 empty] | 0112/2///61987#ABG144 - Type of output [14] | 0112/2///61987#ABA000 |  |  |  | Standard |  | IEC 61987 | IEC | SC65E | 0112/2///61987#ABV004 - output type [14] | C00018 | 001-01 (2018-03-28 07:27:23 by BATCH 00000762) standard | 0112-2---61987#ABV017 | https://cdd.iec.ch/cdd/iec61987/iec61987.nsf/PropertiesAllVersions/0112-2---61987%23ABV017
0112/2///61987#ABU513 | 001 | 02 | 0112/2///61987#ABU513#001 | reference to Operating LOP for actuator |  |  |  |  | reference to block ABE309 | [5 empty] | CLASS_REFERENCE_TYPE(0112/2///61987#ABE309) 0112/2///61987#ABE309 - Operating LOP for actuator |  |  |  |  | NON_DEPENDENT_P_DET | [5 empty] | 0112/2///61987#ABD353 - Actuator | 0112/2///61987#ABA000 |  |  |  | Standard |  |  |  |  | - | C00004 |  | 0112-2---61987#ABU513 | https://cdd.iec.ch/cdd/iec61987/iec61987.nsf/PropertiesAllVersions/0112-2---61987%23ABU513
0112/2///61987#ABB832 | 001 | 03 | 0112/2///61987#ABB832#001 | maximum influence of ambient temperature on dynamic viscosity |  |  |  |  | change in output of a dynamic viscosity measuring device caused by a change in ambient temperature with respect to reference conditions, expressed as the maximum error across the specified ambient temperature range |  |  | mPa·s/K |  |  | REAL_MEASURE_TYPE |  |  |  |  | NON_DEPENDENT_P_DET | [5 empty] | 0112/2///61987#ABC278 - Influence of external quantities expressed for dynamic viscosity | 0112/2///61987#ABA000 | 0112/2///62720#UAA798 - millipascal second per kelvin |  | 0112/2///61987#ABT591 - Dynamic viscosity per temperature | Standard |  |  |  | SC65E – IEC 61987 | - | C00018 |  | 0112-2---61987#ABB832 | https://cdd.iec.ch/cdd/iec61987/iec61987.nsf/PropertiesAllVersions/0112-2---61987%23ABB832
0112/2///61987#ABB189 | 001 | 04 | 0112/2///61987#ABB189#001 | lower limiting value of downstream gauge pressure |  |  |  |  | lowest gauge pressure downstream of the flowmeter for which no cavitation damage is to be expected |  |  | bar |  |  | REAL_MEASURE_TYPE |  |  |  |  | NON_DEPENDENT_P_DET | [5 empty] | 0112/2///61987#ABC317 - Limiting flow conditions | 0112/2///61987#ABA000 | 0112/2///62720#UAA323 - bar |  | 0112/2///61987#ABT524 - Pressure | Standard |  |  |  | SC65E – IEC 61987 | - | C00004 |  | 0112-2---61987#ABB189 | https://cdd.iec.ch/cdd/iec61987/iec61987.nsf/PropertiesAllVersions/0112-2---61987%23ABB189
0112/2///61987#ABC857 | 002 | 01 | 0112/2///61987#ABC857#002 | reference to End connection pressure relief of secondary housing |  |  |  |  | reference to block ABC227 | [5 empty] | CLASS_REFERENCE_TYPE(0112/2///61987#ABC227) 0112/2///61987#ABC227 - Process connection of pressure relief of secondary housing |  |  |  |  | NON_DEPENDENT_P_DET | [5 empty] | 0112/2///61987#ABC588 - Secondary containment | 0112/2///61987#ABA000 |  |  |  | Standard |  |  |  | SC65E – IEC 61987 | - | C00004 |  | 0112-2---61987#ABC857 | https://cdd.iec.ch/cdd/iec61987/iec61987.nsf/PropertiesAllVersions/0112-2---61987%23ABC857
0112/2///61987#ABU431 | 003 | 01 | 0112/2///61987#ABU431#003 | reference to Process connection |  |  |  |  | reference to block ABU458 | [5 empty] | CLASS_REFERENCE_TYPE(0112/2///61987#ABU458) 0112/2///61987#ABU458 - Process connection |  |  |  |  | NON_DEPENDENT_P_DET | [5 empty] | 0112/2///61987#ABF226 - Structural design of a radiation thermometer0112/2///61987#ABF319 - Structural design of a thermowell0112/2///61987#ABF405 - Structural design of an insert/element0112/2///61987#ABF513 - Structural design of temperature gauge0112/2///61987#ABF632 - Structural design of a refractive index density transmitter0112/2///61987#ABF634 - Structural design of a radiometric density transmitter0112/2///61987#ABF635 - Structural design of a vibrating fork/rod density transmitter0112/2///61987#ABH365 - Insertion type microwave density transmitter | 0112/2///61987#ABA000 |  |  |  | Standard |  | IEC 61987 | IEC | SC65E | - | C00019 |  | 0112-2---61987#ABU431 | https://cdd.iec.ch/cdd/iec61987/iec61987.nsf/PropertiesAllVersions/0112-2---61987%23ABU431
0112/2///61987#ABB778 | 001 | 04 | 0112/2///61987#ABB778#001 | set upper range end-value of Reynolds Number |  |  |  |  | value defining the end of a subrange for Reynolds number |  |  | 1 |  |  | REAL_MEASURE_TYPE |  |  |  |  | NON_DEPENDENT_P_DET | [5 empty] | 0112/2///61987#ABC077 - Accuracy for a subrange of span | 0112/2///61987#ABA000 | 0112/2///62720#UAA915 - quantity of dimension one |  |  | Standard |  | IEC 61987 | IEC | IEC/SC 65E | - | C00128 |  | 0112-2---61987#ABB778 | https://cdd.iec.ch/cdd/iec61987/iec61987.nsf/PropertiesAllVersions/0112-2---61987%23ABB778
0112/2///61987#ABE290 | 001 | 02 | 0112/2///61987#ABE290#001 | reference to Structural design of a positioner |  |  |  |  | reference to block ABE034 | [5 empty] | CLASS_REFERENCE_TYPE(0112/2///61987#ABE034) 0112/2///61987#ABE034 - Structural design of a positioner |  |  |  |  | NON_DEPENDENT_P_DET | [5 empty] | 0112/2///61987#ABE023 - Structural design [positioner] | 0112/2///61987#ABA000 |  |  |  | Standard |  |  |  |  | - | C00004 |  | 0112-2---61987#ABE290 | https://cdd.iec.ch/cdd/iec61987/iec61987.nsf/PropertiesAllVersions/0112-2---61987%23ABE290
0112/2///61987#ABU693 | 001 | 01 | 0112/2///61987#ABU693#001 | reference to Assigned temperature range |  |  |  |  | reference to block ABC116 | [5 empty] | CLASS_REFERENCE_TYPE(0112/2///61987#ABC116) 0112/2///61987#ABC116 - Assigned temperature range |  |  |  |  | DEPENDENT_P_DET | [5 empty] | 0112/2///61987#ABG096 - Assigned variable [16] | 0112/2///61987#ABA000 |  |  |  | Standard |  | IEC 61987 | IEC | SC65E | 0112/2///61987#ABU656 - assigned variable type [16] | C00017 | 001-01 (2018-03-28 07:27:21 by BATCH 00000762) standard | 0112-2---61987#ABU693 | https://cdd.iec.ch/cdd/iec61987/iec61987.nsf/PropertiesAllVersions/0112-2---61987%23ABU693
0112/2///61987#ABP129 | 001 | 01 | 0112/2///61987#ABP129#001 | maximum limit of current |  |  |  |  | maximum current which may flow without breaking a given criterium |  |  | mA |  |  | REAL_MEASURE_TYPE |  |  |  |  | NON_DEPENDENT_P_DET | [5 empty] | 0112/2///61987#ABC261 - Galvanic isolation | 0112/2///61987#ABA000 | 0112/2///62720#UAA775 - milliampere |  | 0112/2///61987#ABT567 - Electrical current | Standard |  | IEC 61987 | IEC | IEC/SC 65E | - | C00128 | 001-01 (2023-01-23 14:53:52 by BATCH 00000807) standard | 0112-2---61987#ABP129 | https://cdd.iec.ch/cdd/iec61987/iec61987.nsf/PropertiesAllVersions/0112-2---61987%23ABP129
0112/2///61987#ABE972 | 001 | 01 | 0112/2///61987#ABE972#001 | maximum influence of ambient temperature on mass |  |  |  |  | change in output of a mass measuring device caused by a change in ambient temperature with respect to reference conditions, expressed as the maximum error across the specified ambient temperature range |  |  | kg/K |  |  | REAL_MEASURE_TYPE |  |  |  |  | NON_DEPENDENT_P_DET | [5 empty] | 0112/2///61987#ABE970 - Influence of external quantities expressed for mass | 0112/2///61987#ABA000 | 0112/2///62720#UAA595 - kilogram per kelvin |  | 0112/2///61987#ABT541 - Mass per temperature | Standard |  | IEC 61987 | IEC | SC65E | - | C00018 | 001-01 (2018-03-28 07:27:03 by BATCH 00000762) standard | 0112-2---61987#ABE972 | https://cdd.iec.ch/cdd/iec61987/iec61987.nsf/PropertiesAllVersions/0112-2---61987%23ABE972
0112/2///61987#ABU853 | 001 | 01 | 0112/2///61987#ABU853#001 | reference to Foam phase [level] |  |  |  |  | reference to block ABH190 | [5 empty] | CLASS_REFERENCE_TYPE(0112/2///61987#ABH190) 0112/2///61987#ABH190 - Foam phase [level] |  |  |  |  | DEPENDENT_P_DET | [5 empty] | 0112/2///61987#ABG457 - Phase [level] | 0112/2///61987#ABA000 |  |  |  | Standard |  | IEC 61987 | IEC | SC65E | 0112/2///61987#ABU848 - phase type | C00018 | 001-01 (2018-03-28 07:27:21 by BATCH 00000762) standard | 0112-2---61987#ABU853 | https://cdd.iec.ch/cdd/iec61987/iec61987.nsf/PropertiesAllVersions/0112-2---61987%23ABU853
0112/2///61987#ABI046 | 001 | 01 | 0112/2///61987#ABI046#001 | PV transfer function |  |  |  |  | function used to transfer the primary variable of a CPF 9 device to its associated current output | CPF 9 is the IEC 61784 acronym for HART. |  |  |  |  | INT_TYPE |  |  |  |  | NON_DEPENDENT_P_DET | [5 empty] | 0112/2///61987#ABH917 - HART common practice parameters | 0112/2///61987#ABA000 |  |  |  | Standard |  |  |  | SC65E – IEC 61987 | - | C00019 | 001-01 (2018-03-28 07:27:16 by BATCH 00000762) standard | 0112-2---61987#ABI046 | https://cdd.iec.ch/cdd/iec61987/iec61987.nsf/PropertiesAllVersions/0112-2---61987%23ABI046
0112/2///61987#ABF047 | 001 | 01 | 0112/2///61987#ABF047#001 | type of float arm |  |  |  |  | classification of a float arm according to its constructional design | [5 empty] | STRING_TYPE |  |  |  |  | NON_DEPENDENT_P_DET | [5 empty] | 0112/2///61987#ABF046 - Vertical float switch0112/2///61987#ABF050 - Horizontal float switch | 0112/2///61987#ABA000 |  |  |  | Standard |  | IEC 61987 | IEC | SC65E | - | C00018 | 001-01 (2018-03-28 07:27:03 by BATCH 00000762) standard | 0112-2---61987#ABF047 | https://cdd.iec.ch/cdd/iec61987/iec61987.nsf/PropertiesAllVersions/0112-2---61987%23ABF047
0112/2///61987#ABF488 | 002 | 01 | 0112/2///61987#ABF488#002 | type of detector |  |  |  |  | classification of a detector according to its material or principle of function | [5 empty] | ENUM_CODE_TYPE(0112/2///61987#ABL611) |  |  |  |  | DEPENDENT_P_DET |  |  | 0112/2///61987#ABL611 | 0112/2///61987#ABN073 - scintillator0112/2///61987#ABN074 - NaI0112/2///61987#ABN075 - Geiger counter0112/2///61987#ABI407 - others |  | 0112/2///61987#ABF467 - Detector | 0112/2///61987#ABA000 |  |  |  | Standard |  | IEC 61987 | IEC | SC65E | 0112/2///61987#ABI406 - empty_property | C00091 |  | 0112-2---61987#ABF488 | https://cdd.iec.ch/cdd/iec61987/iec61987.nsf/PropertiesAllVersions/0112-2---61987%23ABF488
0112/2///61987#ABA283 | 005 | 01 | 0112/2///61987#ABA283#005 | type of fieldbus certificate |  |  |  |  | classification of a fieldbus certificate according to the issuing authority | [5 empty] | ENUM_CODE_TYPE(0112/2///61987#ABL585) |  |  |  |  | DEPENDENT_P_DET |  |  | 0112/2///61987#ABL585 | 0112/2///61987#ABM918 - PROFIBUS conformance certificate0112/2///61987#ABM919 - FOUNDATION Fieldbus conformance certificate0112/2///61987#ABM920 - MODBUS conformance certificate0112/2///61987#ABM921 - ODVA conformance certificate0112/2///61987#ABI407 - others |  | 0112/2///61987#ABC241 - Fieldbus certificate | 0112/2///61987#ABA000 |  |  |  | Standard |  |  |  | SC65E – IEC 61987 | 0112/2///61987#ABI406 - empty_property | C00091 |  | 0112-2---61987#ABA283 | https://cdd.iec.ch/cdd/iec61987/iec61987.nsf/PropertiesAllVersions/0112-2---61987%23ABA283
0112/2///61987#ABD019 | 001 | 02 | 0112/2///61987#ABD019#001 | reference to Material of sensing element |  |  |  |  | reference to block ABC389 | [5 empty] | CLASS_REFERENCE_TYPE(0112/2///61987#ABC389) 0112/2///61987#ABC389 - Material of sensing element |  |  |  |  | NON_DEPENDENT_P_DET | [5 empty] | 0112/2///61987#ABC633 - Structural design of a rotating element flow transmitter or gauge | 0112/2///61987#ABA000 |  |  |  | Standard |  |  |  | SC65E – IEC 61987 | - | C00004 |  | 0112-2---61987#ABD019 | https://cdd.iec.ch/cdd/iec61987/iec61987.nsf/PropertiesAllVersions/0112-2---61987%23ABD019
0112/2///61987#ABH437 | 002 | 01 | 0112/2///61987#ABH437#002 | style of stem/bulb extension |  |  |  |  | classification of a stem or an extension of a filled system temperature measuring device according to its constructional design | [5 empty] | STRING_TYPE |  |  |  |  | NON_DEPENDENT_P_DET | [5 empty] | 0112/2///61987#ABH436 - Stem/bulb extension | 0112/2///61987#ABA000 |  |  |  | Standard |  | IEC 61987 | IEC | IEC/SC 65E | - | C00112 |  | 0112-2---61987#ABH437 | https://cdd.iec.ch/cdd/iec61987/iec61987.nsf/PropertiesAllVersions/0112-2---61987%23ABH437
0112/2///61987#ABE928 | 001 | 01 | 0112/2///61987#ABE928#001 | maximum assignable quantity of pulses per value of level |  |  |  |  | highest number of pulses assignable to quantity of pulses per pulse value of level |  |  | m |  |  | REAL_MEASURE_TYPE |  |  |  |  | NON_DEPENDENT_P_DET | [5 empty] | 0112/2///61987#ABE913 - Assigned level pulse value | 0112/2///61987#ABA000 | 0112/2///62720#UAA726 - metre |  | 0112/2///61987#ABT548 - Length short | Standard |  | IEC 61987 | IEC | SC65E | - | C00018 | 001-01 (2018-03-28 07:27:03 by BATCH 00000762) standard | 0112-2---61987#ABE928 | https://cdd.iec.ch/cdd/iec61987/iec61987.nsf/PropertiesAllVersions/0112-2---61987%23ABE928
0112/2///61987#ABF444 | 001 | 01 | 0112/2///61987#ABF444#001 | length of cable/tape wiper |  |  |  |  | for a plumb bob level transmitter, length of a cable or tape wiper |  |  | mm |  |  | REAL_MEASURE_TYPE |  |  |  |  | NON_DEPENDENT_P_DET | [5 empty] | 0112/2///61987#ABF431 - Structural design of a plumb bob level transmitter | 0112/2///61987#ABA000 | 0112/2///62720#UAA862 - millimetre |  | 0112/2///61987#ABT548 - Length short | Standard |  | IEC 61987 | IEC | SC65E | - | C00018 | 001-01 (2018-03-28 07:27:06 by BATCH 00000762) standard | 0112-2---61987#ABF444 | https://cdd.iec.ch/cdd/iec61987/iec61987.nsf/PropertiesAllVersions/0112-2---61987%23ABF444
0112/2///61987#ABB445 | 005 | 01 | 0112/2///61987#ABB445#005 | reference standard for type designation |  |  |  |  | standard on which a battery type designation is based | [5 empty] | ENUM_CODE_TYPE(0112/2///61987#ABL451) |  |  |  |  | DEPENDENT_P_DET |  |  | 0112/2///61987#ABL451 | 0112/2///61987#ABM491 - IEC 600860112/2///61987#ABM492 - manufacturer specific0112/2///61987#ABI407 - others |  | 0112/2///61987#ABC138 - Battery | 0112/2///61987#ABA000 |  |  |  | Standard |  |  |  | SC65E – IEC 61987 | 0112/2///61987#ABI406 - empty_property | C00091 |  | 0112-2---61987#ABB445 | https://cdd.iec.ch/cdd/iec61987/iec61987.nsf/PropertiesAllVersions/0112-2---61987%23ABB445
0112/2///61987#ABD246 | 001 | 02 | 0112/2///61987#ABD246#001 | reference to Structural design [differential pressure transmitter] |  |  |  |  | reference to block ABC620 | [5 empty] | CLASS_REFERENCE_TYPE(0112/2///61987#ABC620) 0112/2///61987#ABC620 - Structural design [differential pressure transmitter] |  |  |  |  | NON_DEPENDENT_P_DET | [5 empty] | 0112/2///61987#ABC439 - Mechanical and electrical construction [differential pressure transmitter] | 0112/2///61987#ABA000 |  |  |  | Standard |  |  |  | SC65E – IEC 61987 | - | C00004 |  | 0112-2---61987#ABD246 | https://cdd.iec.ch/cdd/iec61987/iec61987.nsf/PropertiesAllVersions/0112-2---61987%23ABD246
0112/2///61987#ABN594 | 002 | 02 | 0112/2///61987#ABN594#002 | indication of forward flow direction |  |  |  | Flow direction | configuration parameter of the value sign of the flow signal for forward flow | The forward flow direction is normally marked on the device. As common agreement the output sign is positive for forward flow. | also used by Process Automation - Device Information Model (PA-DIM) |  |  |  | ENUM_CODE_TYPE(0112/2///61987#ABN772) |  | 0112/2///61987#ABN772 |  |  | DEPENDENT_P_DET |  |  | 0112/2///61987#ABN772 | 0112/2///61987#ABM885 - positive0112/2///61987#ABM886 - negative0112/2///61987#ABI407 - others |  | 0112/2///61987#ABC079 - Actual volume flow measurement0112/2///61987#ABC337 - Mass flow measurement0112/2///61987#ABC456 - Normalized volume flow measurement0112/2///61987#ABD488 - Flow velocity measurement0112/2///61987#ABC475 - Other variable | 0112/2///61987#ABA000 |  |  |  | Standard |  | IEC 61987 | IEC | IEC SC65E | 0112/2///61987#ABI406 - empty_property | C00112 |  | 0112-2---61987#ABN594 | https://cdd.iec.ch/cdd/iec61987/iec61987.nsf/PropertiesAllVersions/0112-2---61987%23ABN594
0112/2///61987#ABU909 | 001 | 01 | 0112/2///61987#ABU909#001 | reference to Analog current output [8] |  |  |  |  | reference to block ABG172 | [5 empty] | CLASS_REFERENCE_TYPE(0112/2///61987#ABG172) 0112/2///61987#ABG172 - Analog current output [8] |  |  |  |  | DEPENDENT_P_DET | [5 empty] | 0112/2///61987#ABG142 - Type of output [12]0112/2///61987#ABG143 - Type of output [13]0112/2///61987#ABG147 - Type of output [17]0112/2///61987#ABG156 - Type of output [26] | 0112/2///61987#ABA000 |  |  |  | Standard |  | IEC 61987 | IEC | SC65E | 0112/2///61987#ABU903 - output type [12] | C00018 | 001-01 (2018-03-28 07:27:22 by BATCH 00000762) standard | 0112-2---61987#ABU909 | https://cdd.iec.ch/cdd/iec61987/iec61987.nsf/PropertiesAllVersions/0112-2---61987%23ABU909
0112/2///61987#ABF495 | 001 | 01 | 0112/2///61987#ABF495#001 | type of insert/element mounting |  |  |  |  | classification of a measuring insert mounting according to its mechanical design | [5 empty] | STRING_TYPE |  |  |  |  | NON_DEPENDENT_P_DET | [5 empty] | 0112/2///61987#ABF405 - Structural design of an insert/element | 0112/2///61987#ABA000 |  |  |  | Standard |  | IEC 61987 | IEC | SC65E | - | C00018 | 001-01 (2018-03-28 07:27:07 by BATCH 00000762) standard | 0112-2---61987#ABF495 | https://cdd.iec.ch/cdd/iec61987/iec61987.nsf/PropertiesAllVersions/0112-2---61987%23ABF495
0112/2///61987#ABU936 | 001 | 01 | 0112/2///61987#ABU936#001 | reference to Absolute performance for mass |  |  |  |  | reference to block ABE846 | [5 empty] | CLASS_REFERENCE_TYPE(0112/2///61987#ABE846) 0112/2///61987#ABE846 - Absolute performance for mass |  |  |  |  | DEPENDENT_P_DET | [5 empty] | 0112/2///61987#ABG273 - Type of performance variable [7]0112/2///61987#ABG275 - Type of performance variable [9]0112/2///61987#ABG276 - Type of performance variable [10]0112/2///61987#ABG277 - Type of performance variable [11]0112/2///61987#ABG278 - Type of performance variable [12]0112/2///61987#ABG279 - Type of performance variable [13] | 0112/2///61987#ABA000 |  |  |  | Standard |  | IEC 61987 | IEC | SC65E | 0112/2///61987#ABU918 - performance variable type [11] | C00018 | 001-01 (2018-03-28 07:27:22 by BATCH 00000762) standard | 0112-2---61987#ABU936 | https://cdd.iec.ch/cdd/iec61987/iec61987.nsf/PropertiesAllVersions/0112-2---61987%23ABU936
0112/2///61987#ABH490 | 001 | 01 | 0112/2///61987#ABH490#001 | reference to Illumination |  |  |  |  | reference to block ABH474 | [5 empty] | CLASS_REFERENCE_TYPE(0112/2///61987#ABH474) 0112/2///61987#ABH474 - Illumination |  |  |  |  | NON_DEPENDENT_P_DET | [5 empty] | 0112/2///61987#ABF276 - Structural design of a sight level gauge0112/2///61987#ABF282 - Structural design of a sight level indicator | 0112/2///61987#ABA000 |  |  |  | Standard |  | IEC 61987 | IEC | SC65E – IEC 61987 | - | C00018 | 001-01 (2018-03-28 07:27:16 by BATCH 00000762) standard | 0112-2---61987#ABH490 | https://cdd.iec.ch/cdd/iec61987/iec61987.nsf/PropertiesAllVersions/0112-2---61987%23ABH490
0112/2///61987#ABF354 | 002 | 01 | 0112/2///61987#ABF354#002 | style of cable |  |  |  |  | classification of the cable according its protection against adverse environmental conditions | [5 empty] | ENUM_CODE_TYPE(0112/2///61987#ABL681) |  |  |  |  | DEPENDENT_P_DET |  |  | 0112/2///61987#ABL681 | 0112/2///61987#ABN330 - UV resistant0112/2///61987#ABN331 - acid resistant0112/2///61987#ABN332 - solvent resistant0112/2///61987#ABI407 - others |  | 0112/2///61987#ABF353 - Cable or tube | 0112/2///61987#ABA000 |  |  |  | Standard |  | IEC 61987 | IEC | SC65E | 0112/2///61987#ABI406 - empty_property | C00091 |  | 0112-2---61987#ABF354 | https://cdd.iec.ch/cdd/iec61987/iec61987.nsf/PropertiesAllVersions/0112-2---61987%23ABF354
0112/2///61987#ABD585 | 001 | 04 | 0112/2///61987#ABD585#001 | flow coefficient Cv at full cross section |  |  |  |  | flow coefficient Cv in the event of a full cross-section at loss of trim |  |  | gal (US liq.)/min |  |  | REAL_MEASURE_TYPE |  |  |  |  | NON_DEPENDENT_P_DET | [5 empty] | 0112/2///61987#ABD964 - Parameters of valve body assembly [4]0112/2///61987#ABD965 - Parameters of valve body assembly [1]0112/2///61987#ABD966 - Parameters of valve body assembly [2]0112/2///61987#ABD967 - Parameters of valve body assembly [3] | 0112/2///61987#ABA000 | 0112/2///62720#UAA508 - gallon (US) per minute |  | 0112/2///61987#ABT504 - Volume flow rate | Standard |  |  |  |  | - | C00004 |  | 0112-2---61987#ABD585 | https://cdd.iec.ch/cdd/iec61987/iec61987.nsf/PropertiesAllVersions/0112-2---61987%23ABD585
0112/2///61987#ABP191 | 001 | 01 | 0112/2///61987#ABP191#001 | meaning of upper signal on alarm |  |  |  |  | meaning of a signal on alarm when the signal on alarm function is configured to the upper signal | [5 empty] | ENUM_CODE_TYPE(0112/2///61987#ABP319) |  |  |  |  | DEPENDENT_P_DET |  |  | 0112/2///61987#ABP319 | 0112/2///61987#ABP377 - failure of device0112/2///61987#ABP378 - line fault0112/2///61987#ABP379 - line break0112/2///61987#ABP380 - line short0112/2///61987#ABI407 - others |  | 0112/2///61987#ABC176 - Current signal on alarm0112/2///61987#ABC254 - Frequency signal on alarm0112/2///61987#ABC595 - Signal on alarm0112/2///61987#ABC683 - Voltage signal on alarm | 0112/2///61987#ABA000 |  |  |  | Standard |  | IEC 61987 | IEC | IEC/SC 65E | 0112/2///61987#ABI406 - empty_property | C00128 | 001-01 (2023-01-23 14:53:53 by BATCH 00000807) standard | 0112-2---61987#ABP191 | https://cdd.iec.ch/cdd/iec61987/iec61987.nsf/PropertiesAllVersions/0112-2---61987%23ABP191
0112/2///61987#ABU132 | 001 | 03 | 0112/2///61987#ABU132#001 | reference to Solid/particle phase [flow] |  |  |  |  | reference to block ABC598 |  | Id specified in IEC61987-12/-13: ABD224 |  |  |  | CLASS_REFERENCE_TYPE(0112/2///61987#ABC598) 0112/2///61987#ABC598 - Solid/particle phase [flow] |  |  |  |  | DEPENDENT_P_DET | [5 empty] | 0112/2///61987#ABC510 - Phase [flow] | 0112/2///61987#ABA000 |  |  |  | Standard |  |  |  | SC65E – IEC 61987 | 0112/2///61987#ABU127 - phase type | C00004 |  | 0112-2---61987#ABU132 | https://cdd.iec.ch/cdd/iec61987/iec61987.nsf/PropertiesAllVersions/0112-2---61987%23ABU132
0112/2///61987#ABD026 | 001 | 02 | 0112/2///61987#ABD026#001 | reference to Material of stem |  |  |  |  | reference to block ABC396 | [5 empty] | CLASS_REFERENCE_TYPE(0112/2///61987#ABC396) 0112/2///61987#ABC396 - Material of stem |  |  |  |  | NON_DEPENDENT_P_DET | [5 empty] | 0112/2///61987#ABC677 - Valve | 0112/2///61987#ABA000 |  |  |  | Standard |  |  |  | SC65E – IEC 61987 | - | C00004 |  | 0112-2---61987#ABD026 | https://cdd.iec.ch/cdd/iec61987/iec61987.nsf/PropertiesAllVersions/0112-2---61987%23ABD026
0112/2///61987#ABH364 | 001 | 01 | 0112/2///61987#ABH364#001 | size of mesh |  |  |  |  | maximum distance between two elements forming a mesh |  |  | mm |  |  | REAL_MEASURE_TYPE |  |  |  |  | NON_DEPENDENT_P_DET | [5 empty] | 0112/2///61987#ABH363 - Filter | 0112/2///61987#ABA000 | 0112/2///62720#UAA862 - millimetre |  | 0112/2///61987#ABT548 - Length short | Standard |  |  |  | SC65E – IEC 61987 | - | C0018 | 001-01 (2018-03-28 07:27:15 by BATCH 00000762) standard | 0112-2---61987#ABH364 | https://cdd.iec.ch/cdd/iec61987/iec61987.nsf/PropertiesAllVersions/0112-2---61987%23ABH364
0112/2///61987#ABU683 | 001 | 01 | 0112/2///61987#ABU683#001 | reference to Absolute performance for volume fraction |  |  |  |  | reference to block ABE793 | [5 empty] | CLASS_REFERENCE_TYPE(0112/2///61987#ABE793) 0112/2///61987#ABE793 - Absolute performance for volume fraction |  |  |  |  | DEPENDENT_P_DET | [5 empty] | 0112/2///61987#ABG285 - Type of performance variable [19] | 0112/2///61987#ABA000 |  |  |  | Standard |  | IEC 61987 | IEC | SC65E | 0112/2///61987#ABU655 - performance variable type [19] | C00017 | 001-01 (2018-03-28 07:27:21 by BATCH 00000762) standard | 0112-2---61987#ABU683 | https://cdd.iec.ch/cdd/iec61987/iec61987.nsf/PropertiesAllVersions/0112-2---61987%23ABU683
0112/2///61987#ABH087 | 001 | 01 | 0112/2///61987#ABH087#001 | identification of equipment |  |  |  |  | alphanumeric character sequence uniquely identifying an equipment | [5 empty] | STRING_TYPE |  |  |  |  | NON_DEPENDENT_P_DET | [5 empty] | 0112/2///61987#ABG478 - Process equipment [level] | 0112/2///61987#ABA000 |  |  |  | Standard |  | IEC 61987 | IEC | SC65E | - | C00018 | 001-01 (2018-03-28 07:27:13 by BATCH 00000762) standard | 0112-2---61987#ABH087 | https://cdd.iec.ch/cdd/iec61987/iec61987.nsf/PropertiesAllVersions/0112-2---61987%23ABH087
0112/2///61987#ABD149 | 004 | 01 | 0112/2///61987#ABD149#004 | reference to Pneumatic/hydraulic supply [1] |  |  |  |  | reference to block ABC519 | [5 empty] | CLASS_REFERENCE_TYPE(0112/2///61987#ABC519) 0112/2///61987#ABC519 - Pneumatic/hydraulic supply [1] |  |  |  |  | NON_DEPENDENT_P_DET | [5 empty] | 0112/2///61987#ABC135 - Available power supply0112/2///61987#ABD807 - Available power supply [2] | 0112/2///61987#ABA000 |  |  |  | Standard |  |  |  | SC65E – IEC 61987 | - | C00004 |  | 0112-2---61987#ABD149 | https://cdd.iec.ch/cdd/iec61987/iec61987.nsf/PropertiesAllVersions/0112-2---61987%23ABD149
0112/2///61987#ABN678 | 001 | 02 | 0112/2///61987#ABN678#001 | overall vibration displacement rms |  |  |  |  | root mean square of oscillation range, expressed as local displacement | The oscillation range is the difference between the minimum and maximum value within the time range under consideration. |  | µm |  |  | REAL_MEASURE_TYPE |  |  |  |  | NON_DEPENDENT_P_DET | [5 empty] | 0112/2///61987#ABN694 - Specific machine vibration measurement variables | 0112/2///61987#ABA000 | 0112/2///62720#UAA090 - micrometre |  | 0112/2///61987#ABT548 - Length short | Standard |  | IEC 61987 | IEC | IEC SC65E | - | C00112 |  | 0112-2---61987#ABN678 | https://cdd.iec.ch/cdd/iec61987/iec61987.nsf/PropertiesAllVersions/0112-2---61987%23ABN678
0112/2///61987#ABU141 | 001 | 02 | 0112/2///61987#ABU141#001 | reference to Device LOP for flow transmitter |  |  |  |  | reference to block ABA005 | [5 empty] | CLASS_REFERENCE_TYPE(0112/2///61987#ABA005) 0112/2///61987#ABA005 - Device LOP for flow transmitter |  |  |  |  | NON_DEPENDENT_P_DET | [5 empty] | 0112/2///61987#ABV010 - Flow transmitter (generic) | 0112/2///61987#ABA000 |  |  |  | Standard |  |  |  | SC65E – IEC 61987 | - | C00004 |  | 0112-2---61987#ABU141 | https://cdd.iec.ch/cdd/iec61987/iec61987.nsf/PropertiesAllVersions/0112-2---61987%23ABU141
0112/2///61987#ABH484 | 002 | 01 | 0112/2///61987#ABH484#002 | location of support plates |  |  |  |  | position where the support plate is mounted | [5 empty] | ENUM_CODE_TYPE(0112/2///61987#ABL298) |  |  |  |  | DEPENDENT_P_DET |  |  | 0112/2///61987#ABL298 | 0112/2///61987#ABL942 - back0112/2///61987#ABL943 - left side0112/2///61987#ABL944 - right side0112/2///61987#ABI407 - others |  | 0112/2///61987#ABF023 - Structural design of a bypass/measuring chamber | 0112/2///61987#ABA000 |  |  |  | Standard |  | IEC 61987 | IEC | SC65E – IEC 61987 | 0112/2///61987#ABI406 - empty_property | C00091 |  | 0112-2---61987#ABH484 | https://cdd.iec.ch/cdd/iec61987/iec61987.nsf/PropertiesAllVersions/0112-2---61987%23ABH484
0112/2///61987#ABH060 | 002 | 01 | 0112/2///61987#ABH060#002 | position of phase |  |  |  |  | location of a fluid layer within a number of layers | [5 empty] | ENUM_CODE_TYPE(0112/2///61987#ABL501) |  |  |  |  | DEPENDENT_P_DET |  |  | 0112/2///61987#ABL501 | 0112/2///61987#ABM631 - lower0112/2///61987#ABM632 - upper0112/2///61987#ABM633 - intermediate0112/2///61987#ABM634 - first phase0112/2///61987#ABM635 - second phase0112/2///61987#ABM636 - third phase0112/2///61987#ABM637 - fourth phase0112/2///61987#ABI407 - others |  | 0112/2///61987#ABG459 - Aqueous phase [level]0112/2///61987#ABG461 - Non-aqueous liquid phase [level]0112/2///61987#ABG463 - Gas/vapor phase [level]0112/2///61987#ABG465 - Solid/particle phase [level]0112/2///61987#ABH067 - Intermediate phase [level]0112/2///61987#ABH071 - Fluid phase design conditions0112/2///61987#ABH190 - Foam phase [level] | 0112/2///61987#ABA000 |  |  |  | Standard |  | IEC 61987 | IEC | SC65E | 0112/2///61987#ABI406 - empty_property | C00091 |  | 0112-2---61987#ABH060 | https://cdd.iec.ch/cdd/iec61987/iec61987.nsf/PropertiesAllVersions/0112-2---61987%23ABH060
0112/2///61987#ABN739 | 001 | 01 | 0112/2///61987#ABN739#001 | reference to Simulation |  |  |  |  | reference to block ABN610 | [5 empty] | CLASS_REFERENCE_TYPE(0112/2///61987#ABN610) 0112/2///61987#ABN610 - Simulation |  |  |  |  | NON_DEPENDENT_P_DET | [5 empty] | 0112/2///61987#ABN606 - LOPD for general device parameters | 0112/2///61987#ABA000 |  |  |  | Standard |  |  |  | SC65E – IEC 61987 | - | C00092 | 001-01 (2020-02-24 12:37:21 by BATCH 00000778) standard | 0112-2---61987#ABN739 | https://cdd.iec.ch/cdd/iec61987/iec61987.nsf/PropertiesAllVersions/0112-2---61987%23ABN739
0112/2///61987#ABB516 | 001 | 04 | 0112/2///61987#ABB516#001 | minimum pulse length |  |  |  |  | for a binary signal, the permissible minimum duration of the signal with the logic value "1" |  |  | ms |  |  | REAL_MEASURE_TYPE |  |  |  |  | NON_DEPENDENT_P_DET | [5 empty] | 0112/2///61987#ABC142 - Binary input0112/2///61987#ABP021 - Binary input [I/O module] | 0112/2///61987#ABA000 | 0112/2///62720#UAA899 - millisecond |  | 0112/2///61987#ABT510 - Time/time duration short | Standard |  |  |  | SC65E – IEC 61987 | - | C00004 |  | 0112-2---61987#ABB516 | https://cdd.iec.ch/cdd/iec61987/iec61987.nsf/PropertiesAllVersions/0112-2---61987%23ABB516
0112/2///61987#ABF628 | 001 | 01 | 0112/2///61987#ABF628#001 | average influence of process pressure on mass fraction |  |  |  |  | change in output of a mass fraction measuring device caused by a change in process pressure with respect to reference conditions, expressed as the average error within the specified process pressure range |  |  | %/bar |  |  | REAL_MEASURE_TYPE |  |  |  |  | NON_DEPENDENT_P_DET | [5 empty] | 0112/2///61987#ABF623 - Influence of external quantities expressed for mass fraction | 0112/2///61987#ABA000 | 0112/2///62720#UAA010 - percent per bar |  | 0112/2///61987#ABT529 - Percentage per pressure | Standard |  | IEC 61987 | IEC | SC65E | - | C00018 | 001-01 (2018-03-28 07:27:08 by BATCH 00000762) standard | 0112-2---61987#ABF628 | https://cdd.iec.ch/cdd/iec61987/iec61987.nsf/PropertiesAllVersions/0112-2---61987%23ABF628
0112/2///61987#ABF088 | 001 | 01 | 0112/2///61987#ABF088#001 | number of accuracies for a subrange of resistance |  |  |  |  | @number of accuracies for a subrange of resistance |  | Cardinality property |  |  |  | INT_TYPE |  |  |  |  | CONDITION_DET | [5 empty] | 0112/2///61987#ABF076 - Absolute performance for resistance | 0112/2///61987#ABA000 |  |  |  | Standard |  | IEC 61987 | IEC | SC65E | - | C00019 | 001-01 (2018-03-28 07:27:04 by BATCH 00000762) standard | 0112-2---61987#ABF088 | https://cdd.iec.ch/cdd/iec61987/iec61987.nsf/PropertiesAllVersions/0112-2---61987%23ABF088
0112/2///61987#ABH399 | 001 | 01 | 0112/2///61987#ABH399#001 | maximum discharge to probe |  |  |  |  | highest current a probe must withstand without permanent impairment of operating characteristics |  |  | mA |  |  | REAL_MEASURE_TYPE |  |  |  |  | NON_DEPENDENT_P_DET | [5 empty] | 0112/2///61987#ABF136 - Structural design of a capacitance level transmitter/switch | 0112/2///61987#ABA000 | 0112/2///62720#UAA775 - milliampere |  | 0112/2///61987#ABT567 - Electrical current | Standard |  |  |  | SC65E – IEC 61987 | - | C00018 | 001-01 (2018-03-28 07:27:15 by BATCH 00000762) standard | 0112-2---61987#ABH399 | https://cdd.iec.ch/cdd/iec61987/iec61987.nsf/PropertiesAllVersions/0112-2---61987%23ABH399
0112/2///61987#ABH815 | 001 | 01 | 0112/2///61987#ABH815#001 | designation of hazardous good |  |  |  |  | plain text characterizing a hazardous good | [5 empty] | STRING_TYPE |  |  |  |  | NON_DEPENDENT_P_DET | [5 empty] | 0112/2///61987#ABH813 - Hazardous goods | 0112/2///61987#ABA000 |  |  |  | Standard |  |  |  | SC65E – IEC 61987 | - | C0018 | 001-01 (2019-03-08 15:35:30 by BATCH 00000766) standard | 0112-2---61987#ABH815 | https://cdd.iec.ch/cdd/iec61987/iec61987.nsf/PropertiesAllVersions/0112-2---61987%23ABH815
0112/2///61987#ABF231 | 001 | 02 | 0112/2///61987#ABF231#001 | interchangeability |  |  |  |  | maximum deviation between the readings of two instruments of the same type operating under identical conditions divided by two |  |  | °C |  |  | REAL_MEASURE_TYPE |  |  | IEC 62492-2 MOD |  | NON_DEPENDENT_P_DET | [5 empty] | 0112/2///61987#ABF003 - Performance of non-contact temperature transmitter/radiation temperature transmitter | 0112/2///61987#ABA000 | 0112/2///62720#UAA033 - degree Celsius |  | 0112/2///61987#ABT514 - Temperature | Standard |  | IEC 61987 | IEC | SC65E | - | C00019 |  | 0112-2---61987#ABF231 | https://cdd.iec.ch/cdd/iec61987/iec61987.nsf/PropertiesAllVersions/0112-2---61987%23ABF231
0112/2///61987#ABF484 | 001 | 01 | 0112/2///61987#ABF484#001 | type of source holder |  |  |  |  | classification of a source holder according to its mechanical construction | [5 empty] | STRING_TYPE |  |  |  |  | NON_DEPENDENT_P_DET | [5 empty] | 0112/2///61987#ABF465 - Container of nuclear source | 0112/2///61987#ABA000 |  |  |  | Standard |  | IEC 61987 | IEC | SC65E | - | C00018 | 001-01 (2018-03-28 07:27:07 by BATCH 00000762) standard | 0112-2---61987#ABF484 | https://cdd.iec.ch/cdd/iec61987/iec61987.nsf/PropertiesAllVersions/0112-2---61987%23ABF484
0112/2///61987#ABI419 | 001 | 01 | 0112/2///61987#ABI419#001 | number of special packing informations |  |  |  |  | cardinality property for special treatment information | [5 empty] | INT_TYPE |  |  |  |  | CONDITION_DET | [5 empty] | 0112/2///61987#ABI413 - Packaging and transportation | 0112/2///61987#ABA000 |  |  |  | Standard |  |  |  | SC65E – IEC 61987 | - | C00018 | 001-01 (2019-03-08 15:35:31 by BATCH 00000766) standard | 0112-2---61987#ABI419 | https://cdd.iec.ch/cdd/iec61987/iec61987.nsf/PropertiesAllVersions/0112-2---61987%23ABI419
0112/2///61987#ABA299 | 007 | 01 | 0112/2///61987#ABA299#007 | additional component type |  |  |  |  | classification of an additional component according to its function or designation | [5 empty] | STRING_TYPE |  |  |  |  | NON_DEPENDENT_P_DET | [5 empty] | 0112/2///61987#ABC080 - Additional component | 0112/2///61987#ABA000 |  |  |  | Standard |  |  |  | SC65E – IEC 61987 | - | C00004 |  | 0112-2---61987#ABA299 | https://cdd.iec.ch/cdd/iec61987/iec61987.nsf/PropertiesAllVersions/0112-2---61987%23ABA299
0112/2///61987#ABB443 | 005 | 01 | 0112/2///61987#ABB443#005 | type of battery |  |  |  |  | classification of a battery according to its electrochemical composition | [5 empty] | ENUM_CODE_TYPE(0112/2///61987#ABL286) |  |  |  |  | DEPENDENT_P_DET |  |  | 0112/2///61987#ABL286 | 0112/2///61987#ABL884 - alkaline0112/2///61987#ABL885 - lithium0112/2///61987#ABL886 - silver oxide0112/2///61987#ABI407 - others |  | 0112/2///61987#ABC138 - Battery | 0112/2///61987#ABA000 |  |  |  | Standard |  |  |  | SC65E – IEC 61987 | 0112/2///61987#ABI406 - empty_property | C00091 |  | 0112-2---61987#ABB443 | https://cdd.iec.ch/cdd/iec61987/iec61987.nsf/PropertiesAllVersions/0112-2---61987%23ABB443
0112/2///61987#ABB167 | 004 | 01 | 0112/2///61987#ABB167#004 | lambda DU |  |  |  |  | rate of all the undetected dangerous failures within the channel of the subsystem |  |  | 1/h |  |  | REAL_MEASURE_TYPE |  |  | IEC 61508-6 |  | NON_DEPENDENT_P_DET | [5 empty] | 0112/2///61987#ABD877 - Functional safety and reliability [2]0112/2///61987#ABC257 - Functional safety and reliability | 0112/2///61987#ABA000 | 0112/2///62720#UAA526 - reciprocal hour |  | 0112/2///61987#ABT560 - Frequency low | Standard |  |  |  | SC65E – IEC 61987 | - | C00004 |  | 0112-2---61987#ABB167 | https://cdd.iec.ch/cdd/iec61987/iec61987.nsf/PropertiesAllVersions/0112-2---61987%23ABB167
0112/2///61987#ABH447 | 002 | 01 | 0112/2///61987#ABH447#002 | number of relations of minimum process pressure - operating temperature |  |  |  |  | @number of relations of minimum process pressure - operating temperature |  | cardinality property |  |  |  | INT_TYPE |  |  |  |  | CONDITION_DET | [5 empty] | 0112/2///61987#ABC452 - Normal process conditions [2]0112/2///61987#ABC453 - Normal process conditions [3]0112/2///61987#ABH462 - Normal process conditions [11]0112/2///61987#ABG347 - Normal process conditions [9] | 0112/2///61987#ABA000 |  |  |  | Standard |  |  |  | SC65E – IEC 61987 | - | C00019 |  | 0112-2---61987#ABH447 | https://cdd.iec.ch/cdd/iec61987/iec61987.nsf/PropertiesAllVersions/0112-2---61987%23ABH447
0112/2///61987#ABF255 | 002 | 01 | 0112/2///61987#ABF255#002 | type of objective |  |  |  |  | classification of the objective of a radiation thermometer according to its optical design | [5 empty] | ENUM_CODE_TYPE(0112/2///61987#ABL487) |  |  |  |  | DEPENDENT_P_DET |  |  | 0112/2///61987#ABL487 | 0112/2///61987#ABM586 - lens0112/2///61987#ABM587 - mirror0112/2///61987#ABL070 - window0112/2///61987#ABI407 - others |  | 0112/2///61987#ABF254 - Objective | 0112/2///61987#ABA000 |  |  |  | Standard |  | IEC 61987 | IEC | SC65E | 0112/2///61987#ABI406 - empty_property | C00091 |  | 0112-2---61987#ABF255 | https://cdd.iec.ch/cdd/iec61987/iec61987.nsf/PropertiesAllVersions/0112-2---61987%23ABF255
0112/2///61987#ABU695 | 001 | 01 | 0112/2///61987#ABU695#001 | reference to Reference device conditions [7] |  |  |  |  | reference to block ABU697 | [5 empty] | CLASS_REFERENCE_TYPE(0112/2///61987#ABU697) 0112/2///61987#ABU697 - Reference device conditions [7] |  |  |  |  | NON_DEPENDENT_P_DET | [5 empty] | 0112/2///61987#ABG238 - Reference conditions of the device [9]0112/2///61987#ABG270 - Reference conditions for the performance variable [9] | 0112/2///61987#ABA000 |  |  |  | Standard |  | IEC 61987 | IEC | SC65E | - | C00017 | 001-01 (2018-03-28 07:27:21 by BATCH 00000762) standard | 0112-2---61987#ABU695 | https://cdd.iec.ch/cdd/iec61987/iec61987.nsf/PropertiesAllVersions/0112-2---61987%23ABU695
0112/2///61987#ABA246 | 006 | 01 | 0112/2///61987#ABA246#006 | type of environmental protection approval |  |  |  |  | classification of an environmental approval according to the issuing regulatory authority | [5 empty] | ENUM_CODE_TYPE(0112/2///61987#ABL654) |  |  |  |  | DEPENDENT_P_DET |  |  | 0112/2///61987#ABL654 | 0112/2///61987#ABN225 - TA-Luft0112/2///61987#ABI407 - others |  | 0112/2///61987#ABC230 - Environmental protection approval | 0112/2///61987#ABA000 |  |  |  | Standard |  |  |  | SC65E – IEC 61987 | 0112/2///61987#ABI406 - empty_property | C00091 |  | 0112-2---61987#ABA246 | https://cdd.iec.ch/cdd/iec61987/iec61987.nsf/PropertiesAllVersions/0112-2---61987%23ABA246
0112/2///61987#ABN616 | 001 | 02 | 0112/2///61987#ABN616#001 | pressure |  |  |  | Pressure | at a point of a surface, scalar quantity equal to the limit of the quotient of the magnitude of the component vector normal to the surface of the force acting at this point, by the area of a surface containing the point, when all the dimensions of that surface tend to zero |  | also used by Process Automation - Device Information Model (PA-DIM) | bar |  |  | REAL_MEASURE_TYPE |  |  | IEV 113-03-65 |  | NON_DEPENDENT_P_DET | [5 empty] | 0112/2///61987#ABN682 - Continuous measurement variables | 0112/2///61987#ABA000 | 0112/2///62720#UAA323 - bar |  | 0112/2///61987#ABT524 - Pressure | Standard |  | IEC 61987 | IEC | IEC SC65E | - | C00112 |  | 0112-2---61987#ABN616 | https://cdd.iec.ch/cdd/iec61987/iec61987.nsf/PropertiesAllVersions/0112-2---61987%23ABN616
0112/2///61987#ABF557 | 001 | 02 | 0112/2///61987#ABF557#001 | reference temperature |  |  |  |  | temperature to which other statements refer |  |  | °C |  |  | REAL_MEASURE_TYPE |  |  |  |  | NON_DEPENDENT_P_DET | [5 empty] | 0112/2///61987#ABV234 - Design ratings for thermowell0112/2///61987#ABV238 - Design ratings for thermowell | 0112/2///61987#ABA000 | 0112/2///62720#UAA033 - degree Celsius |  | 0112/2///61987#ABT514 - Temperature | Standard |  | IEC 61987 | IEC | SC65E | - | C00019 |  | 0112-2---61987#ABF557 | https://cdd.iec.ch/cdd/iec61987/iec61987.nsf/PropertiesAllVersions/0112-2---61987%23ABF557
0112/2///61987#ABG793 | 001 | 01 | 0112/2///61987#ABG793#001 | reference to Performance [30] |  |  |  |  | reference to block ABG233 | [5 empty] | CLASS_REFERENCE_TYPE(0112/2///61987#ABG233) 0112/2///61987#ABG233 - Performance [30] |  |  |  |  | NON_DEPENDENT_P_DET | [5 empty] | 0112/2///61987#ABF866 - Device LOP for separate density transmitter | 0112/2///61987#ABA000 |  |  |  | Standard |  | IEC 61987 | IEC | SC65E | - | C00017 | 001-01 (2018-03-28 07:27:11 by BATCH 00000762) standard | 0112-2---61987#ABG793 | https://cdd.iec.ch/cdd/iec61987/iec61987.nsf/PropertiesAllVersions/0112-2---61987%23ABG793
0112/2///61987#ABB076 | 002 | 01 | 0112/2///61987#ABB076#002 | type of counter |  |  |  |  | classification of a mechanical counter according to its counting mechanism | [5 empty] | ENUM_CODE_TYPE(0112/2///61987#ABL603) |  |  |  |  | DEPENDENT_P_DET |  |  | 0112/2///61987#ABL603 | 0112/2///61987#ABM336 - roller0112/2///61987#ABN030 - roller and pointer0112/2///61987#ABN031 - single pointer0112/2///61987#ABN032 - double pointer0112/2///61987#ABN033 - electronic counter0112/2///61987#ABI407 - others |  | 0112/2///61987#ABC040 - Totalizer indicator [2] | 0112/2///61987#ABA000 |  |  |  | Standard |  |  |  | SC65E – IEC 61987 | 0112/2///61987#ABI406 - empty_property | C00091 |  | 0112-2---61987#ABB076 | https://cdd.iec.ch/cdd/iec61987/iec61987.nsf/PropertiesAllVersions/0112-2---61987%23ABB076
0112/2///61987#ABA351 | 001 | 04 | 0112/2///61987#ABA351#001 | lower range-value of normalized flow | lower range-value |  |  |  | normalized flow value assigned to the lower range end-value of the input or output signal |  |  | m³/h |  |  | REAL_MEASURE_TYPE |  |  |  |  | NON_DEPENDENT_P_DET | [5 empty] | 0112/2///61987#ABC111 - Assigned normalized volume flow range | 0112/2///61987#ABA000 | 0112/2///62720#UAA763 - metre cubed per hour |  | 0112/2///61987#ABT504 - Volume flow rate | Standard |  |  |  | SC65E – IEC 61987 | - | C00004 |  | 0112-2---61987#ABA351 | https://cdd.iec.ch/cdd/iec61987/iec61987.nsf/PropertiesAllVersions/0112-2---61987%23ABA351
0112/2///61987#ABE974 | 001 | 01 | 0112/2///61987#ABE974#001 | maximum influence of process temperature on mass |  |  |  |  | change in output of a mass measuring device caused by a change in process temperature with respect to reference conditions, expressed as the maximum error across the specified process temperature range |  |  | kg/K |  |  | REAL_MEASURE_TYPE |  |  |  |  | NON_DEPENDENT_P_DET | [5 empty] | 0112/2///61987#ABE970 - Influence of external quantities expressed for mass | 0112/2///61987#ABA000 | 0112/2///62720#UAA595 - kilogram per kelvin |  | 0112/2///61987#ABT541 - Mass per temperature | Standard |  | IEC 61987 | IEC | SC65E | - | C00018 | 001-01 (2018-03-28 07:27:03 by BATCH 00000762) standard | 0112-2---61987#ABE974 | https://cdd.iec.ch/cdd/iec61987/iec61987.nsf/PropertiesAllVersions/0112-2---61987%23ABE974
0112/2///61987#ABN729 | 001 | 01 | 0112/2///61987#ABN729#001 | state of sample-hold |  |  |  |  | parameter indicating the state of sample-hold | [5 empty] | ENUM_CODE_TYPE(0112/2///61987#ABN782) |  |  |  |  | DEPENDENT_P_DET |  |  | 0112/2///61987#ABN782 | 0112/2///61987#ABM115 - continuous0112/2///61987#ABN904 - sample-hold0112/2///61987#ABI407 - others |  | 0112/2///61987#ABN610 - Simulation | 0112/2///61987#ABA000 |  |  |  | Standard |  |  |  | SC65E – IEC 61987 | 0112/2///61987#ABI406 - empty_property | C00092 | 001-01 (2020-02-24 12:37:21 by BATCH 00000778) standard | 0112-2---61987#ABN729 | https://cdd.iec.ch/cdd/iec61987/iec61987.nsf/PropertiesAllVersions/0112-2---61987%23ABN729
0112/2///61987#ABA582 | 004 | 01 | 0112/2///61987#ABA582#004 | colour |  |  |  |  | colour of a component | [5 empty] | STRING_TYPE |  |  |  |  | NON_DEPENDENT_P_DET | [5 empty] | 0112/2///61987#ABC044 - Transmitter body [1]0112/2///61987#ABC045 - Transmitter body [2]0112/2///61987#ABC046 - Transmitter body [3]0112/2///61987#ABC047 - Transmitter body [4]0112/2///61987#ABD811 - Body of actuator0112/2///61987#ABF335 - Connected cable0112/2///61987#ABF380 - Structural design of a connection head0112/2///61987#ABG459 - Aqueous phase [level]0112/2///61987#ABG461 - Non-aqueous liquid phase [level]0112/2///61987#ABH067 - Intermediate phase [level]0112/2///61987#ABC048 - Transmitter housing [1]0112/2///61987#ABC049 - Transmitter housing [2]0112/2///61987#ABE040 - Transmitter housing [3]0112/2///61987#ABE607 - Solenoid valve housing0112/2///61987#ABF375 - Transmitter/switch housing0112/2///61987#ABD812 - Body of valve [2]0112/2///61987#ABD813 - Body of valve [3]0112/2///61987#ABD814 - Body of valve [1]0112/2///61987#ABE605 - Body of solenoid valve0112/2///61987#ABP025 - Device housing | 0112/2///61987#ABA000 |  |  |  | Standard |  |  |  | SC65E – IEC 61987 | - | C00004 |  | 0112-2---61987#ABA582 | https://cdd.iec.ch/cdd/iec61987/iec61987.nsf/PropertiesAllVersions/0112-2---61987%23ABA582
0112/2///61987#ABC022 | 002 | 01 | 0112/2///61987#ABC022#002 | type of pressure gauge |  |  |  |  | classification of a pressure gauge according to the mechanical details of its case and diaphragm | [5 empty] | ENUM_CODE_TYPE(0112/2///61987#ABL316) |  |  |  |  | DEPENDENT_P_DET |  |  | 0112/2///61987#ABL316 | 0112/2///61987#ABM000 - bourdon tube pressure gauge0112/2///61987#ABM001 - open front with relief0112/2///61987#ABI407 - others |  | 0112/2///61987#ABC625 - Structural design of a differential pressure gauge0112/2///61987#ABC629 - Structural design of a pressure or differential pressure gauge | 0112/2///61987#ABA000 |  |  |  | Standard |  |  |  | SC65E – IEC 61987 | 0112/2///61987#ABI406 - empty_property | C00091 |  | 0112-2---61987#ABC022 | https://cdd.iec.ch/cdd/iec61987/iec61987.nsf/PropertiesAllVersions/0112-2---61987%23ABC022
0112/2///61987#ABE404 | 003 | 01 | 0112/2///61987#ABE404#003 | reference to Closure member |  |  |  |  | reference to block ABE403 | [5 empty] | CLASS_REFERENCE_TYPE(0112/2///61987#ABE403) 0112/2///61987#ABE403 - Closure member |  |  |  |  | NON_DEPENDENT_P_DET | [5 empty] | 0112/2///61987#ABD812 - Body of valve [2]0112/2///61987#ABD813 - Body of valve [3]0112/2///61987#ABD814 - Body of valve [1]0112/2///61987#ABE605 - Body of solenoid valve | 0112/2///61987#ABA000 |  |  |  | Standard |  | IEC 61987 | IEC | SC65E | - | C00015 |  | 0112-2---61987#ABE404 | https://cdd.iec.ch/cdd/iec61987/iec61987.nsf/PropertiesAllVersions/0112-2---61987%23ABE404
0112/2///61987#ABF107 | 001 | 01 | 0112/2///61987#ABF107#001 | maximum influence of process pressure on voltage |  |  |  |  | change in output of a voltage measuring device caused by a change in process pressure with respect to reference conditions, expressed as the maximum error across the specified process pressure range |  |  | V/bar |  |  | REAL_MEASURE_TYPE |  |  |  |  | NON_DEPENDENT_P_DET | [5 empty] | 0112/2///61987#ABF095 - Influence of external quantities expressed for voltage | 0112/2///61987#ABA000 | 0112/2///62720#UAA299 - volt per bar |  |  | Standard |  |  |  | SC65E – IEC 61987 | - | C00018 | 001-01 (2018-03-28 07:27:04 by BATCH 00000762) standard | 0112-2---61987#ABF107 | https://cdd.iec.ch/cdd/iec61987/iec61987.nsf/PropertiesAllVersions/0112-2---61987%23ABF107
0112/2///61987#ABH053 | 001 | 01 | 0112/2///61987#ABH053#001 | reference to Reference process conditions [4] |  |  |  |  | reference to block ABH052 | [5 empty] | CLASS_REFERENCE_TYPE(0112/2///61987#ABH052) 0112/2///61987#ABH052 - Reference process conditions [4] |  |  |  |  | NON_DEPENDENT_P_DET | [5 empty] | 0112/2///61987#ABG237 - Reference conditions of the device [8]0112/2///61987#ABG269 - Reference conditions for the performance variable [8] | 0112/2///61987#ABA000 |  |  |  | Standard |  | IEC 61987 | IEC | SC65E | - | C00017 | 001-01 (2018-03-28 07:27:13 by BATCH 00000762) standard | 0112-2---61987#ABH053 | https://cdd.iec.ch/cdd/iec61987/iec61987.nsf/PropertiesAllVersions/0112-2---61987%23ABH053
0112/2///61987#ABH055 | 001 | 01 | 0112/2///61987#ABH055#001 | reference to Process case variables [density] |  |  |  |  | reference to block ABH054 | [5 empty] | CLASS_REFERENCE_TYPE(0112/2///61987#ABH054) 0112/2///61987#ABH054 - Process case variables [density] |  |  |  |  | NON_DEPENDENT_P_DET | [5 empty] | 0112/2///61987#ABG452 - Process case [density] | 0112/2///61987#ABA000 |  |  |  | Standard |  | IEC 61987 | IEC | SC65E | - | C00017 | 001-01 (2018-03-28 07:27:13 by BATCH 00000762) standard | 0112-2---61987#ABH055 | https://cdd.iec.ch/cdd/iec61987/iec61987.nsf/PropertiesAllVersions/0112-2---61987%23ABH055
0112/2///61987#ABC700 | 001 | 05 | 0112/2///61987#ABC700#001 | reference to Accuracy for a subrange of density |  |  |  |  | reference to block ABC070 | [5 empty] | CLASS_REFERENCE_TYPE(0112/2///61987#ABC070) 0112/2///61987#ABC070 - Accuracy for a subrange of density |  |  |  |  | DEPENDENT_P_DET | [5 empty] | 0112/2///61987#ABC058 - Absolute performance for density0112/2///61987#ABG318 - Absolute performance for density [2] | 0112/2///61987#ABA000 |  |  |  | Standard |  | IEC 61987 | IEC | IEC SC65E | 0112/2///61987#ABB743 - number of accuracies for a subrange of density | C00112 |  | 0112-2---61987#ABC700 | https://cdd.iec.ch/cdd/iec61987/iec61987.nsf/PropertiesAllVersions/0112-2---61987%23ABC700
0112/2///61987#ABA517 | 001 | 02 | 0112/2///61987#ABA517#001 | communication interface of computer |  |  |  |  | communication port used by a computer for parametrization | [5 empty] | STRING_TYPE |  |  |  |  | NON_DEPENDENT_P_DET | [5 empty] | 0112/2///61987#ABC166 - Computer | 0112/2///61987#ABA000 |  |  |  | Standard |  |  |  | SC65E – IEC 61987 | - | C00004 |  | 0112-2---61987#ABA517 | https://cdd.iec.ch/cdd/iec61987/iec61987.nsf/PropertiesAllVersions/0112-2---61987%23ABA517
0112/2///61987#ABN591 | 002 | 01 | 0112/2///61987#ABN591#002 | URI of manufacturer |  |  |  | URI manufacturer | fully qualified domain name of the manufacturer of a product using a universal resource identifier (URI) | The URI comprises the URL and the URN. | also used by Process Automation - Device Information Model (PA-DIM) |  |  |  | URI_TYPE |  |  |  |  | NON_DEPENDENT_P_DET | [5 empty] | 0112/2///61987#ABC269 - Identification | 0112/2///61987#ABA000 |  |  |  | Standard |  | IEC 61987 | IEC | IEC SC65E | - | C00112 |  | 0112-2---61987#ABN591 | https://cdd.iec.ch/cdd/iec61987/iec61987.nsf/PropertiesAllVersions/0112-2---61987%23ABN591
0112/2///61987#ABC791 | 004 | 02 | 0112/2///61987#ABC791#004 | reference to Communication interface configuration function |  |  |  |  | reference to block ABC161 | [5 empty] | CLASS_REFERENCE_TYPE(0112/2///61987#ABC161) 0112/2///61987#ABC161 - Communication interface configuration function |  |  |  |  | DEPENDENT_P_DET | [5 empty] | 0112/2///61987#ABC596 - Software configuration functions | 0112/2///61987#ABA000 |  |  |  | Standard |  | IEC 61987 | IEC | IEC SC65E | 0112/2///61987#ABA499 - number of communication interface configuration functions | C00112 |  | 0112-2---61987#ABC791 | https://cdd.iec.ch/cdd/iec61987/iec61987.nsf/PropertiesAllVersions/0112-2---61987%23ABC791
0112/2///61987#ABU290 | 001 | 03 | 0112/2///61987#ABU290#001 | reference to Manufacturer-specific input [2] |  |  |  |  | reference to block ABC332 |  | Id specified in IEC61987-12/-13: ABC962 |  |  |  | CLASS_REFERENCE_TYPE(0112/2///61987#ABC332) 0112/2///61987#ABC332 - Manufacturer-specific input [2] |  |  |  |  | DEPENDENT_P_DET | [5 empty] | 0112/2///61987#ABC055 - Type of auxiliary input [4] | 0112/2///61987#ABA000 |  |  |  | Standard |  |  |  | SC65E – IEC 61987 | 0112/2///61987#ABU274 - auxiliary input type [4] | C00004 |  | 0112-2---61987#ABU290 | https://cdd.iec.ch/cdd/iec61987/iec61987.nsf/PropertiesAllVersions/0112-2---61987%23ABU290
0112/2///61987#ABU696 | 001 | 01 | 0112/2///61987#ABU696#001 | reference to Reference device conditions [3] |  |  |  |  | reference to block ABU698 | [5 empty] | CLASS_REFERENCE_TYPE(0112/2///61987#ABU698) 0112/2///61987#ABU698 - Reference device conditions [3] |  |  |  |  | NON_DEPENDENT_P_DET | [5 empty] | 0112/2///61987#ABG237 - Reference conditions of the device [8]0112/2///61987#ABG269 - Reference conditions for the performance variable [8] | 0112/2///61987#ABA000 |  |  |  | Standard |  | IEC 61987 | IEC | SC65E | - | C00017 | 001-01 (2018-03-28 07:27:21 by BATCH 00000762) standard | 0112-2---61987#ABU696 | https://cdd.iec.ch/cdd/iec61987/iec61987.nsf/PropertiesAllVersions/0112-2---61987%23ABU696
0112/2///61987#ABD255 | 001 | 02 | 0112/2///61987#ABD255#001 | reference to Structural design of a pressure or differential pressure gauge |  |  |  |  | reference to block ABC629 | [5 empty] | CLASS_REFERENCE_TYPE(0112/2///61987#ABC629) 0112/2///61987#ABC629 - Structural design of a pressure or differential pressure gauge |  |  |  |  | NON_DEPENDENT_P_DET | [5 empty] | 0112/2///61987#ABC621 - Structural design [absolute/gauge pressure gauge]0112/2///61987#ABC622 - Structural design [differential pressure gauge] | 0112/2///61987#ABA000 |  |  |  | Standard |  |  |  | SC65E – IEC 61987 | - | C00004 |  | 0112-2---61987#ABD255 | https://cdd.iec.ch/cdd/iec61987/iec61987.nsf/PropertiesAllVersions/0112-2---61987%23ABD255
0112/2///61987#ABF060 | 001 | 01 | 0112/2///61987#ABF060#001 | lower range-limit of resistance |  |  |  |  | lowest value of the resistance that the device can be adjusted to measure within the specified accuracy limits |  |  | Ω |  |  | REAL_MEASURE_TYPE |  |  |  |  | NON_DEPENDENT_P_DET | [5 empty] | 0112/2///61987#ABF058 - Measuring range for resistance0112/2///61987#ABP068 - Resistor input [I/O module] | 0112/2///61987#ABA000 | 0112/2///62720#UAA017 - ohm |  | 0112/2///61987#ABT564 - Electrical resistance | Standard |  | IEC 61987 | IEC | SC65E | - | C00019 | 001-01 (2018-03-28 07:27:04 by BATCH 00000762) standard | 0112-2---61987#ABF060 | https://cdd.iec.ch/cdd/iec61987/iec61987.nsf/PropertiesAllVersions/0112-2---61987%23ABF060
0112/2///61987#ABH370 | 002 | 01 | 0112/2///61987#ABH370#002 | type of lead |  |  |  |  | classification of a lead according to its constructional design | [5 empty] | ENUM_CODE_TYPE(0112/2///61987#ABL629) |  |  |  |  | DEPENDENT_P_DET |  |  | 0112/2///61987#ABL629 | 0112/2///61987#ABN131 - single wire0112/2///61987#ABN132 - multi-wire0112/2///61987#ABN133 - fine strands0112/2///61987#ABN134 - extra fine strands0112/2///61987#ABI407 - others |  | 0112/2///61987#ABF294 - Flying lead | 0112/2///61987#ABA000 |  |  |  | Standard |  |  |  | SC65E – IEC 61987 | 0112/2///61987#ABI406 - empty_property | C00091 |  | 0112-2---61987#ABH370 | https://cdd.iec.ch/cdd/iec61987/iec61987.nsf/PropertiesAllVersions/0112-2---61987%23ABH370
0112/2///61987#ABC819 | 004 | 02 | 0112/2///61987#ABC819#004 | reference to Device diagnostic |  |  |  |  | reference to block ABC189 | [5 empty] | CLASS_REFERENCE_TYPE(0112/2///61987#ABC189) 0112/2///61987#ABC189 - Device diagnostic |  |  |  |  | DEPENDENT_P_DET | [5 empty] | 0112/2///61987#ABC194 - Diagnosis0112/2///61987#ABE716 - Diagnosis [2] | 0112/2///61987#ABA000 |  |  |  | Standard |  | IEC 61987 | IEC | IEC SC65E | 0112/2///61987#ABB596 - number of device diagnostics | C00112 |  | 0112-2---61987#ABC819 | https://cdd.iec.ch/cdd/iec61987/iec61987.nsf/PropertiesAllVersions/0112-2---61987%23ABC819
0112/2///61987#ABB820 | 001 | 04 | 0112/2///61987#ABB820#001 | maximum influence of ambient temperature on volume flow |  |  |  |  | change in output of a volume flow measuring device caused by a change in ambient temperature with respect to reference conditions, expressed as the maximum error across the specified ambient temperature range |  |  | "(m³/h)/K" |  |  | REAL_MEASURE_TYPE |  |  |  |  | NON_DEPENDENT_P_DET | [5 empty] | 0112/2///61987#ABC281 - Influence of external quantities expressed for volume flow | 0112/2///61987#ABA000 | 0112/2///62720#UAA764 - metre cubed per hour kelvin |  | 0112/2///61987#ABT502 - Volume flow rate per temperature | Standard |  |  |  | SC65E – IEC 61987 | - | C00018 |  | 0112-2---61987#ABB820 | https://cdd.iec.ch/cdd/iec61987/iec61987.nsf/PropertiesAllVersions/0112-2---61987%23ABB820
0112/2///61987#ABN647 | 001 | 02 | 0112/2///61987#ABN647#001 | overall vibration acceleration p-p |  |  |  |  | oscillation range, expressed as acceleration | The oscillation range is the difference between the minimum and maximum value within the time range under consideration. |  | m/s² |  |  | REAL_MEASURE_TYPE |  |  |  |  | NON_DEPENDENT_P_DET | [5 empty] | 0112/2///61987#ABN694 - Specific machine vibration measurement variables | 0112/2///61987#ABA000 | 0112/2///62720#UAA736 - metre per second squared |  | 0112/2///61987#ABT587 - Acceleration | Standard |  | IEC 61987 | IEC | IEC SC65E | - | C00112 |  | 0112-2---61987#ABN647 | https://cdd.iec.ch/cdd/iec61987/iec61987.nsf/PropertiesAllVersions/0112-2---61987%23ABN647
0112/2///61987#ABU673 | 001 | 01 | 0112/2///61987#ABU673#001 | reference to Analog current input [6] |  |  |  |  | reference to block ABG085 | [5 empty] | CLASS_REFERENCE_TYPE(0112/2///61987#ABG085) 0112/2///61987#ABG085 - Analog current input [6] |  |  |  |  | DEPENDENT_P_DET | [5 empty] | 0112/2///61987#ABG070 - Type of auxiliary input [21] | 0112/2///61987#ABA000 |  |  |  | Standard |  | IEC 61987 | IEC | SC65E | 0112/2///61987#ABU654 - auxiliary input type [21] | C00017 | 001-01 (2018-03-28 07:27:21 by BATCH 00000762) standard | 0112-2---61987#ABU673 | https://cdd.iec.ch/cdd/iec61987/iec61987.nsf/PropertiesAllVersions/0112-2---61987%23ABU673
0112/2///61987#ABH591 | 001 | 01 | 0112/2///61987#ABH591#001 | value of degree of filling digital output |  |  |  |  | digital reading of a value representing a degree of filling variable |  |  | % |  |  | REAL_MEASURE_TYPE |  |  |  |  | NON_DEPENDENT_P_DET | [5 empty] | 0112/2///61987#ABH661 - Output values of degree of filling | 0112/2///61987#ABA000 | 0112/2///62720#UAA000 - percent |  | 0112/2///61987#ABT533 - Percentage | Standard |  | IEC 61987 |  | SC65E – IEC 61987 | - | C00018 | 001-01 (2019-03-08 15:35:29 by BATCH 00000766) standard | 0112-2---61987#ABH591 | https://cdd.iec.ch/cdd/iec61987/iec61987.nsf/PropertiesAllVersions/0112-2---61987%23ABH591
0112/2///61987#ABH681 | 001 | 01 | 0112/2///61987#ABH681#001 | value of resistance digital output |  |  |  |  | digital reading of a value representing a resistance variable |  |  | Ω |  |  | REAL_MEASURE_TYPE |  |  |  |  | NON_DEPENDENT_P_DET | [5 empty] | 0112/2///61987#ABH663 - Output values of resistance | 0112/2///61987#ABA000 | 0112/2///62720#UAA017 - ohm |  | 0112/2///61987#ABT564 - Electrical resistance | Standard |  | IEC 61987 |  | SC65E – IEC 61987 | - | C00018 | 001-01 (2019-03-08 15:35:29 by BATCH 00000766) standard | 0112-2---61987#ABH681 | https://cdd.iec.ch/cdd/iec61987/iec61987.nsf/PropertiesAllVersions/0112-2---61987%23ABH681
0112/2///61987#ABH368 | 005 | 01 | 0112/2///61987#ABH368#005 | material of electrical terminal block |  |  |  |  | material of which an electrical terminal block is made | [5 empty] | STRING_TYPE |  |  |  |  | NON_DEPENDENT_P_DET | [5 empty] | 0112/2///61987#ABC220 - Electrical terminal | 0112/2///61987#ABA000 |  |  |  | Standard |  |  |  | SC65E – IEC 61987 | - | C0018 |  | 0112-2---61987#ABH368 | https://cdd.iec.ch/cdd/iec61987/iec61987.nsf/PropertiesAllVersions/0112-2---61987%23ABH368
0112/2///61987#ABF070 | 001 | 01 | 0112/2///61987#ABF070#001 | upper range-value of resistance | upper range-value |  |  |  | resistance value assigned to the upper range end-value of the input or output signal |  |  | Ω |  |  | REAL_MEASURE_TYPE |  |  |  |  | NON_DEPENDENT_P_DET | [5 empty] | 0112/2///61987#ABF066 - Assigned resistance range | 0112/2///61987#ABA000 | 0112/2///62720#UAA017 - ohm |  | 0112/2///61987#ABT564 - Electrical resistance | Standard |  | IEC 61987 | IEC | SC65E | - | C00019 | 001-01 (2018-03-28 07:27:04 by BATCH 00000762) standard | 0112-2---61987#ABF070 | https://cdd.iec.ch/cdd/iec61987/iec61987.nsf/PropertiesAllVersions/0112-2---61987%23ABF070
0112/2///61987#ABJ399 | 001 | 01 | 0112/2///61987#ABJ399#001 | reference to LOW_ALARM |  |  |  |  | reference to block ABI761 | [5 empty] | CLASS_REFERENCE_TYPE(0112/2///61987#ABI761) 0112/2///61987#ABI761 - LOW_ALARM |  |  |  |  | NON_DEPENDENT_P_DET | [5 empty] | 0112/2///61987#ABH876 - Analog input function block0112/2///61987#ABH885 - Control function block | 0112/2///61987#ABA000 |  |  |  | Standard |  |  |  | SC65E – IEC 61987 | - | C00018 | 001-01 (2019-03-08 15:35:33 by BATCH 00000766) standard | 0112-2---61987#ABJ399 | https://cdd.iec.ch/cdd/iec61987/iec61987.nsf/PropertiesAllVersions/0112-2---61987%23ABJ399
0112/2///61987#ABP210 | 001 | 01 | 0112/2///61987#ABP210#001 | reference to Absolute performance for current [I/O module] |  |  |  |  | reference to block ABP006 | [5 empty] | CLASS_REFERENCE_TYPE(0112/2///61987#ABP006) 0112/2///61987#ABP006 - Absolute performance for current [I/O module] |  |  |  |  | NON_DEPENDENT_P_DET | [5 empty] | 0112/2///61987#ABP057 - Performance variable [input module] | 0112/2///61987#ABA000 |  |  |  | Standard |  | IEC 61987 | IEC | IEC/SC 65E | - | C00128 | 001-01 (2023-01-23 14:53:53 by BATCH 00000807) standard | 0112-2---61987#ABP210 | https://cdd.iec.ch/cdd/iec61987/iec61987.nsf/PropertiesAllVersions/0112-2---61987%23ABP210
0112/2///61987#ABO091 | 001 | 01 | 0112/2///61987#ABO091#001 | type of certificate/approval/declaration document |  |  |  |  | classification of a certificate or approval document according to its purpose or the information it contains | A certificate or approval is usually issued by a third-party, a declaration by the manufacturer or supplier of the entity concerned. |  |  |  |  | ENUM_CODE_TYPE(0112/2///61987#ABO105) |  |  |  |  | DEPENDENT_P_DET |  |  | 0112/2///61987#ABO105 | 0112/2///61987#ABO111 - CNG approval0112/2///61987#ABO112 - custody transfer approval0112/2///61987#ABO113 - environmental protection approval0112/2///61987#ABO114 - functional safety approval0112/2///61987#ABO115 - general usage approval0112/2///61987#ABO116 - hazardous area approval0112/2///61987#ABO117 - LPG approval0112/2///61987#ABO118 - marine type approval0112/2///61987#ABO119 - overspill protection approval0112/2///61987#ABO120 - potable water approval0112/2///61987#ABO121 - sanitary approval0112/2///61987#ABO122 - sour gas approval0112/2///61987#ABO123 - telecommunication compliance certificate0112/2///61987#ABO124 - material certificate0112/2///61987#ABO125 - declaration of manufacturer0112/2///61987#ABI407 - others |  | 0112/2///61987#ABH515 - Certificate or approval | 0112/2///61987#ABA000 |  |  |  | Standard |  | IEC 61987 | IEC | IEC SC65E | 0112/2///61987#ABI406 - empty_property | C00112 | 001-01 (2022-06-28 13:02:00 by BATCH 00000794) standard | 0112-2---61987#ABO091 | https://cdd.iec.ch/cdd/iec61987/iec61987.nsf/PropertiesAllVersions/0112-2---61987%23ABO091
0112/2///61987#ABA495 | 002 | 01 | 0112/2///61987#ABA495#002 | type of signal configuration function |  |  |  |  | classification of a configuration function according to its effect on the signal | [5 empty] | ENUM_CODE_TYPE(0112/2///61987#ABL610) |  |  |  |  | DEPENDENT_P_DET |  |  | 0112/2///61987#ABL610 | 0112/2///61987#ABN062 - scaling0112/2///61987#ABN063 - inversion0112/2///61987#ABN064 - damping0112/2///61987#ABN065 - linearization0112/2///61987#ABN066 - square root0112/2///61987#ABN067 - low-flow cut-off0112/2///61987#ABN068 - limit alarming0112/2///61987#ABN069 - fault alarming0112/2///61987#ABN070 - totalization0112/2///61987#ABN071 - compensation0112/2///61987#ABM688 - empty pipe detection0112/2///61987#ABI407 - others |  | 0112/2///61987#ABC592 - Signal configuration function | 0112/2///61987#ABA000 |  |  |  | Standard |  |  |  | SC65E – IEC 61987 | 0112/2///61987#ABI406 - empty_property | C00091 |  | 0112-2---61987#ABA495 | https://cdd.iec.ch/cdd/iec61987/iec61987.nsf/PropertiesAllVersions/0112-2---61987%23ABA495
0112/2///61987#ABA307 | 006 | 01 | 0112/2///61987#ABA307#006 | style of text |  |  |  |  | classification of text on a tag plate according to the method by which it is imprinted | [5 empty] | ENUM_CODE_TYPE(0112/2///61987#ABL583) |  |  |  |  | DEPENDENT_P_DET |  |  | 0112/2///61987#ABL583 | 0112/2///61987#ABM913 - printed0112/2///61987#ABM914 - laser printed0112/2///61987#ABM915 - embossed0112/2///61987#ABI407 - others |  | 0112/2///61987#ABC651 - Text line of tag plate | 0112/2///61987#ABA000 |  |  |  | Standard |  |  |  | SC65E – IEC 61987 | 0112/2///61987#ABI406 - empty_property | C00091 |  | 0112-2---61987#ABA307 | https://cdd.iec.ch/cdd/iec61987/iec61987.nsf/PropertiesAllVersions/0112-2---61987%23ABA307
0112/2///61987#ABD592 | 002 | 01 | 0112/2///61987#ABD592#002 | full cross section flow rate |  |  |  |  | highest rate of fluid flow in the event of a full cross-section at loss of trim |  |  | kg/h |  |  | REAL_MEASURE_TYPE |  |  |  |  | NON_DEPENDENT_P_DET | [5 empty] | 0112/2///61987#ABD844 - Design conditions for valve body assembly | 0112/2///61987#ABA000 | 0112/2///62720#UAA607 - kilogram per hour |  | 0112/2///61987#ABT545 - Mass flow rate | Standard |  |  |  |  | - | C00004 |  | 0112-2---61987#ABD592 | https://cdd.iec.ch/cdd/iec61987/iec61987.nsf/PropertiesAllVersions/0112-2---61987%23ABD592
0112/2///61987#ABF638 | 001 | 01 | 0112/2///61987#ABF638#001 | type of buoyancy density transmitter |  |  |  |  | classification of a buoyancy density transmitter according to its mounting method of the displacer probe | [5 empty] | STRING_TYPE |  |  |  |  | NON_DEPENDENT_P_DET | [5 empty] | 0112/2///61987#ABF631 - Structural design of a buoyancy density transmitter | 0112/2///61987#ABA000 |  |  |  | Standard |  | IEC 61987 | IEC | SC65E | - | C00017 | 001-01 (2018-03-28 07:27:08 by BATCH 00000762) standard | 0112-2---61987#ABF638 | https://cdd.iec.ch/cdd/iec61987/iec61987.nsf/PropertiesAllVersions/0112-2---61987%23ABF638
0112/2///61987#ABB186 | 005 | 01 | 0112/2///61987#ABB186#005 | lower limiting value of process gauge pressure |  |  |  |  | lowest process gauge pressure to which the wetted parts of the equipment can be subjected without permanent impairment of operating characteristics |  |  | bar |  |  | REAL_MEASURE_TYPE |  |  | IEC 61987-1, 5.7.3.4 |  | NON_DEPENDENT_P_DET | [5 empty] | 0112/2///61987#ABC318 - Limiting process conditions [1]0112/2///61987#ABC319 - Limiting process conditions [2]0112/2///61987#ABC320 - Limiting process conditions [3]0112/2///61987#ABD829 - Limiting process conditions [4]0112/2///61987#ABG350 - Limiting process conditions [8] | 0112/2///61987#ABA000 | 0112/2///62720#UAA323 - bar |  | 0112/2///61987#ABT524 - Pressure | Standard |  |  |  | SC65E – IEC 61987 | - | C00019 |  | 0112-2---61987#ABB186 | https://cdd.iec.ch/cdd/iec61987/iec61987.nsf/PropertiesAllVersions/0112-2---61987%23ABB186
0112/2///61987#ABF041 | 002 | 01 | 0112/2///61987#ABF041#002 | type of float guide |  |  |  |  | classification of a float guide according to according its mechanical construction | [5 empty] | ENUM_CODE_TYPE(0112/2///61987#ABL326) |  |  |  |  | DEPENDENT_P_DET |  |  | 0112/2///61987#ABL326 | 0112/2///61987#ABM045 - cage0112/2///61987#ABM046 - rod0112/2///61987#ABI407 - others |  | 0112/2///61987#ABF040 - Float guide | 0112/2///61987#ABA000 |  |  |  | Standard |  | IEC 61987 | IEC | SC65E | 0112/2///61987#ABI406 - empty_property | C00091 |  | 0112-2---61987#ABF041 | https://cdd.iec.ch/cdd/iec61987/iec61987.nsf/PropertiesAllVersions/0112-2---61987%23ABF041
0112/2///61987#ABA960 | 007 | 01 | 0112/2///61987#ABA960#007 | permitted class |  |  |  |  | USA or Canadian hazardous area class for which the device is designed to be used | [5 empty] | ENUM_CODE_TYPE(0112/2///61987#ABJ746) |  |  |  |  | DEPENDENT_P_DET |  |  | 0112/2///61987#ABJ746 | 0112/2///61987#ABK606 - Class I0112/2///61987#ABK607 - Class II0112/2///61987#ABK608 - Class III0112/2///61987#ABI407 - others |  | 0112/2///61987#ABC232 - Explosion protection design approval0112/2///61987#ABD868 - Explosion protection design approval [2] | 0112/2///61987#ABA000 |  |  |  | Standard |  |  |  | SC65E – IEC 61987 | 0112/2///61987#ABI406 - empty_property | C00091 |  | 0112-2---61987#ABA960 | https://cdd.iec.ch/cdd/iec61987/iec61987.nsf/PropertiesAllVersions/0112-2---61987%23ABA960
0112/2///61987#ABB549 | 002 | 01 | 0112/2///61987#ABB549#002 | style of safety mechanism |  |  |  |  | classification of the safety mechanism of a retractable insertion probe according to its mechanical design | [5 empty] | ENUM_CODE_TYPE(0112/2///61987#ABL341) |  |  |  |  | DEPENDENT_P_DET |  |  | 0112/2///61987#ABL341 | 0112/2///61987#ABM100 - collar and rod0112/2///61987#ABI407 - others |  | 0112/2///61987#ABC582 - Retractable electromagnetic insertion flow transmitter0112/2///61987#ABC583 - Retractable thermal mass flow transmitter | 0112/2///61987#ABA000 |  |  |  | Standard |  |  |  | SC65E – IEC 61987 | 0112/2///61987#ABI406 - empty_property | C00091 |  | 0112-2---61987#ABB549 | https://cdd.iec.ch/cdd/iec61987/iec61987.nsf/PropertiesAllVersions/0112-2---61987%23ABB549
0112/2///61987#ABC826 | 002 | 01 | 0112/2///61987#ABC826#002 | reference to Diaphragm |  |  |  |  | reference to block ABC196 | [5 empty] | CLASS_REFERENCE_TYPE(0112/2///61987#ABC196) 0112/2///61987#ABC196 - Diaphragm |  |  |  |  | NON_DEPENDENT_P_DET | [5 empty] | 0112/2///61987#ABC630 - Structural design of a remote seal [1]0112/2///61987#ABC631 - Structural design of a remote seal [2] | 0112/2///61987#ABA000 |  |  |  | Standard |  |  |  | SC65E – IEC 61987 | - | C00004 |  | 0112-2---61987#ABC826 | https://cdd.iec.ch/cdd/iec61987/iec61987.nsf/PropertiesAllVersions/0112-2---61987%23ABC826
0112/2///61987#ABG626 | 001 | 01 | 0112/2///61987#ABG626#001 | reference to Type of auxiliary input [17] |  |  |  |  | reference to block ABG066 | [5 empty] | CLASS_REFERENCE_TYPE(0112/2///61987#ABG066) 0112/2///61987#ABG066 - Type of auxiliary input [17] |  |  |  |  | NON_DEPENDENT_P_DET | [5 empty] | 0112/2///61987#ABG055 - Auxiliary input [17] | 0112/2///61987#ABA000 |  |  |  | Standard |  | IEC 61987 | IEC | SC65E | - | C00019 | 001-01 (2018-03-28 07:27:11 by BATCH 00000762) standard | 0112-2---61987#ABG626 | https://cdd.iec.ch/cdd/iec61987/iec61987.nsf/PropertiesAllVersions/0112-2---61987%23ABG626
0112/2///61987#ABA363 | 001 | 04 | 0112/2///61987#ABA363#001 | lower range-value of mass | lower range-value |  |  |  | mass value assigned to the lower range end-value of the input or output signal |  |  | kg |  |  | REAL_MEASURE_TYPE |  |  |  |  | NON_DEPENDENT_P_DET | [5 empty] | 0112/2///61987#ABC117 - Assigned totalized value range for mass and for volume0112/2///61987#ABE876 - Assigned mass range | 0112/2///61987#ABA000 | 0112/2///62720#UAA594 - kilogram |  | 0112/2///61987#ABT546 - Mass | Standard |  |  |  | SC65E – IEC 61987 | - | C00004 |  | 0112-2---61987#ABA363 | https://cdd.iec.ch/cdd/iec61987/iec61987.nsf/PropertiesAllVersions/0112-2---61987%23ABA363
0112/2///61987#ABA412 | 004 | 01 | 0112/2///61987#ABA412#004 | number of signal functions |  |  |  |  | @number of signal functions |  | cardinality property |  |  |  | INT_TYPE |  |  |  |  | CONDITION_DET | [5 empty] | 0112/2///61987#ABC140 - Binary current output0112/2///61987#ABC142 - Binary input0112/2///61987#ABC145 - Binary output IEC 60947-5-6 (NAMUR)0112/2///61987#ABC168 - Configuration of a manufacturer-specific binary signal0112/2///61987#ABE570 - Solenoid valve binary input0112/2///61987#ABC141 - Binary transistor/triac output0112/2///61987#ABC143 - Binary input IEC 60947-5-6 (NAMUR)0112/2///61987#ABC144 - Binary relay output0112/2///61987#ABP021 - Binary input [I/O module]0112/2///61987#ABP023 - Binary powered output | 0112/2///61987#ABA000 |  |  |  | Standard |  |  |  | SC65E – IEC 61987 | - | C00004 |  | 0112-2---61987#ABA412 | https://cdd.iec.ch/cdd/iec61987/iec61987.nsf/PropertiesAllVersions/0112-2---61987%23ABA412
0112/2///61987#ABB026 | 006 | 01 | 0112/2///61987#ABB026#006 | warm-up time |  |  |  |  | duration between the instant when the power supply is energized and the instant when the instrument can be used, as specified by the manufacturer |  |  | s |  |  | REAL_MEASURE_TYPE |  |  | IEV 311-03-18 |  | NON_DEPENDENT_P_DET | [5 empty] | 0112/2///61987#ABC602 - Start-up conditions | 0112/2///61987#ABA000 | 0112/2///62720#UAA972 - second |  | 0112/2///61987#ABT510 - Time/time duration short | Standard |  |  |  | SC65E – IEC 61987 | - | C00019 |  | 0112-2---61987#ABB026 | https://cdd.iec.ch/cdd/iec61987/iec61987.nsf/PropertiesAllVersions/0112-2---61987%23ABB026
0112/2///61987#ABH476 | 002 | 01 | 0112/2///61987#ABH476#002 | style of illumination |  |  |  |  | classification of an illumination according to the means of light generation | [5 empty] | ENUM_CODE_TYPE(0112/2///61987#ABL418) |  |  |  |  | DEPENDENT_P_DET |  |  | 0112/2///61987#ABL418 | 0112/2///61987#ABM353 - fluorescent0112/2///61987#ABM354 - incandescent0112/2///61987#ABI407 - others |  | 0112/2///61987#ABH474 - Illumination | 0112/2///61987#ABA000 |  |  |  | Standard |  | IEC 61987 | IEC | SC65E – IEC 61987 | 0112/2///61987#ABI406 - empty_property | C00091 |  | 0112-2---61987#ABH476 | https://cdd.iec.ch/cdd/iec61987/iec61987.nsf/PropertiesAllVersions/0112-2---61987%23ABH476
0112/2///61987#ABH157 | 002 | 01 | 0112/2///61987#ABH157#002 | type of equipment filling |  |  |  |  | classification of an equipment filling according to the filling direction or nozzle | [5 empty] | ENUM_CODE_TYPE(0112/2///61987#ABL424) |  |  |  |  | DEPENDENT_P_DET |  |  | 0112/2///61987#ABL424 | 0112/2///61987#ABM381 - from above0112/2///61987#ABM382 - by filling well0112/2///61987#ABM383 - from bottom nozzle0112/2///61987#ABM384 - from the side0112/2///61987#ABI407 - others |  | 0112/2///61987#ABG478 - Process equipment [level] | 0112/2///61987#ABA000 |  |  |  | Standard |  | IEC 61987 | IEC | SC65E | 0112/2///61987#ABI406 - empty_property | C00091 |  | 0112-2---61987#ABH157 | https://cdd.iec.ch/cdd/iec61987/iec61987.nsf/PropertiesAllVersions/0112-2---61987%23ABH157
0112/2///61987#ABF910 | 001 | 01 | 0112/2///61987#ABF910#001 | reference to Operating LOP for level measuring equipment |  |  |  |  | reference to block ABE727 | [5 empty] | CLASS_REFERENCE_TYPE(0112/2///61987#ABE727) 0112/2///61987#ABE727 - Operating LOP for level measuring equipment |  |  |  |  | NON_DEPENDENT_P_DET | [5 empty] | 0112/2///61987#ABA649 - Level gauge0112/2///61987#ABA692 - Level sight indicator0112/2///61987#ABA703 - Level switch0112/2///61987#ABA803 - Level transmitter | 0112/2///61987#ABA000 |  |  |  | Standard |  | IEC 61987 | IEC | SC65E | - | C00018 | 001-01 (2018-03-28 07:27:10 by BATCH 00000762) standard | 0112-2---61987#ABF910 | https://cdd.iec.ch/cdd/iec61987/iec61987.nsf/PropertiesAllVersions/0112-2---61987%23ABF910
0112/2///61987#ABA514 | 002 | 01 | 0112/2///61987#ABA514#002 | connection method of handheld |  |  |  |  | method by which a handheld is to be connected to the device | [5 empty] | ENUM_CODE_TYPE(0112/2///61987#ABL324) |  |  |  |  | DEPENDENT_P_DET |  |  | 0112/2///61987#ABL324 | 0112/2///61987#ABM037 - cable0112/2///61987#ABL172 - Zigbee0112/2///61987#ABM039 - WLAN0112/2///61987#ABM040 - WirelessHART0112/2///61987#ABL171 - Bluetooth0112/2///61987#ABM042 - infrared0112/2///61987#ABI407 - others |  | 0112/2///61987#ABC263 - Handheld | 0112/2///61987#ABA000 |  |  |  | Standard |  |  |  | SC65E – IEC 61987 | 0112/2///61987#ABI406 - empty_property | C00091 |  | 0112-2---61987#ABA514 | https://cdd.iec.ch/cdd/iec61987/iec61987.nsf/PropertiesAllVersions/0112-2---61987%23ABA514
0112/2///61987#ABD079 | 003 | 01 | 0112/2///61987#ABD079#003 | reference to Normal environmental conditions |  |  |  |  | reference to block ABC449 | [5 empty] | CLASS_REFERENCE_TYPE(0112/2///61987#ABC449) 0112/2///61987#ABC449 - Normal environmental conditions |  |  |  |  | NON_DEPENDENT_P_DET | [5 empty] | 0112/2///61987#ABC229 - Environmental design ratings0112/2///61987#ABG357 - Environmental design ratings [7]0112/2///61987#ABP029 - Environmental design ratings [infrastructure device] | 0112/2///61987#ABA000 |  |  |  | Standard |  |  |  | SC65E – IEC 61987 | - | C00004 |  | 0112-2---61987#ABD079 | https://cdd.iec.ch/cdd/iec61987/iec61987.nsf/PropertiesAllVersions/0112-2---61987%23ABD079
0112/2///61987#ABD611 | 001 | 05 | 0112/2///61987#ABD611#001 | set lower range end-value of travel for rotary motion |  |  |  |  | value defining the start of the linear range of a rotary travel |  |  | ° |  |  | REAL_MEASURE_TYPE |  |  |  |  | NON_DEPENDENT_P_DET | [5 empty] | 0112/2///61987#ABD962 - Parameters of pneumatic rotary actuator0112/2///61987#ABD963 - Parameters of positioner | 0112/2///61987#ABA000 | 0112/2///62720#UAA024 - degree |  | 0112/2///61987#ABT580 - Angle | Standard |  | IEC 61987 | IEC | IEC/SC 65E | - | C00128 |  | 0112-2---61987#ABD611 | https://cdd.iec.ch/cdd/iec61987/iec61987.nsf/PropertiesAllVersions/0112-2---61987%23ABD611
0112/2///61987#ABF784 | 001 | 01 | 0112/2///61987#ABF784#001 | reference to Material of probe/transmitter |  |  |  |  | reference to block ABF351 | [5 empty] | CLASS_REFERENCE_TYPE(0112/2///61987#ABF351) 0112/2///61987#ABF351 - Material of probe/transmitter |  |  |  |  | NON_DEPENDENT_P_DET | [5 empty] | 0112/2///61987#ABF348 - Immersible probe or transmitter | 0112/2///61987#ABA000 |  |  |  | Standard |  | IEC 61987 | IEC | SC65E | - | C00018 | 001-01 (2018-03-28 07:27:09 by BATCH 00000762) standard | 0112-2---61987#ABF784 | https://cdd.iec.ch/cdd/iec61987/iec61987.nsf/PropertiesAllVersions/0112-2---61987%23ABF784
0112/2///61987#ABB527 | 002 | 01 | 0112/2///61987#ABB527#002 | style of plate insertion |  |  |  |  | classification of an orifice plate insertion feature according to the mechanical design | [5 empty] | ENUM_CODE_TYPE(0112/2///61987#ABL482) |  |  |  |  | DEPENDENT_P_DET |  |  | 0112/2///61987#ABL482 | 0112/2///61987#ABM573 - jack screw0112/2///61987#ABI407 - others |  | 0112/2///61987#ABC464 - Orifice flange or fitting | 0112/2///61987#ABA000 |  |  |  | Standard |  |  |  | SC65E – IEC 61987 | 0112/2///61987#ABI406 - empty_property | C00091 |  | 0112-2---61987#ABB527 | https://cdd.iec.ch/cdd/iec61987/iec61987.nsf/PropertiesAllVersions/0112-2---61987%23ABB527
0112/2///61987#ABH688 | 001 | 01 | 0112/2///61987#ABH688#001 | value of level pulse output |  |  |  |  | reading of a value representing a level variable |  |  | m |  |  | REAL_MEASURE_TYPE |  |  |  |  | NON_DEPENDENT_P_DET | [5 empty] | 0112/2///61987#ABH657 - Output values of level | 0112/2///61987#ABA000 | 0112/2///62720#UAA726 - metre |  | 0112/2///61987#ABT548 - Length short | Standard |  | IEC 61987 |  | SC65E – IEC 61987 | - | C00018 | 001-01 (2019-03-08 15:35:29 by BATCH 00000766) standard | 0112-2---61987#ABH688 | https://cdd.iec.ch/cdd/iec61987/iec61987.nsf/PropertiesAllVersions/0112-2---61987%23ABH688
0112/2///61987#ABB723 | 001 | 03 | 0112/2///61987#ABB723#001 | number of accuracies for a subrange of mass flow |  |  |  |  | @number of accuracies for a subrange of mass flow |  | cardinality property |  |  |  | INT_TYPE |  |  |  |  | CONDITION_DET | [5 empty] | 0112/2///61987#ABC061 - Absolute performance for mass flow | 0112/2///61987#ABA000 |  |  |  | Standard |  |  |  | SC65E – IEC 61987 | - | C00004 |  | 0112-2---61987#ABB723 | https://cdd.iec.ch/cdd/iec61987/iec61987.nsf/PropertiesAllVersions/0112-2---61987%23ABB723
0112/2///61987#ABA438 | 002 | 02 | 0112/2///61987#ABA438#002 | set lower range end-value of current output |  |  |  |  | current value to which the lower range end-value of a current output signal has been adjusted |  |  | mA |  |  | REAL_MEASURE_TYPE |  |  |  |  | NON_DEPENDENT_P_DET | [5 empty] | 0112/2///61987#ABC091 - Analog current output parameters | 0112/2///61987#ABA000 | 0112/2///62720#UAA775 - milliampere |  | 0112/2///61987#ABT567 - Electrical current | Standard |  | IEC 61987 | IEC | IEC/SC 65E | - | C00128 |  | 0112-2---61987#ABA438 | https://cdd.iec.ch/cdd/iec61987/iec61987.nsf/PropertiesAllVersions/0112-2---61987%23ABA438
0112/2///61987#ABA100 | 001 | 04 | 0112/2///61987#ABA100#001 | maximum DC magnetic field strength |  |  |  |  | highest strength of an electrical field for which a device is or should be designed to operate within its specified accuracy limits |  |  | A/m |  |  | REAL_MEASURE_TYPE |  |  |  |  | NON_DEPENDENT_P_DET | [5 empty] | 0112/2///61987#ABC222 - Electromagnetic compatibility | 0112/2///61987#ABA000 | 0112/2///62720#UAA104 - ampere per metre |  | 0112/2///61987#ABT547 - Magnetic field strength | Standard |  |  |  | SC65E – IEC 61987 | - | C00004 |  | 0112-2---61987#ABA100 | https://cdd.iec.ch/cdd/iec61987/iec61987.nsf/PropertiesAllVersions/0112-2---61987%23ABA100
0112/2///61987#ABA607 | 003 | 01 | 0112/2///61987#ABA607#003 | assigned process variable |  |  |  |  | specification of the variable that is assigned and indicated | Examples are "level high" or "pressure low" |  |  |  |  | STRING_TYPE |  |  |  |  | NON_DEPENDENT_P_DET | [5 empty] | 0112/2///61987#ABC476 - Output [1]0112/2///61987#ABC477 - Output [2]0112/2///61987#ABC478 - Output [3]0112/2///61987#ABC479 - Output [4]0112/2///61987#ABC480 - Output [5]0112/2///61987#ABC481 - Output [6]0112/2///61987#ABC482 - Output [7]0112/2///61987#ABG127 - Output [12]0112/2///61987#ABG128 - Output [13]0112/2///61987#ABG129 - Output [14]0112/2///61987#ABG130 - Output [15]0112/2///61987#ABG131 - Output [16]0112/2///61987#ABG132 - Output [17]0112/2///61987#ABG133 - Output [18]0112/2///61987#ABG134 - Output [19]0112/2///61987#ABG135 - Output [20]0112/2///61987#ABG136 - Output [21]0112/2///61987#ABG138 - Output [23]0112/2///61987#ABG139 - Output [24]0112/2///61987#ABG140 - Output [25]0112/2///61987#ABG141 - Output [26]0112/2///61987#ABP052 - Output [I/O module] | 0112/2///61987#ABA000 |  |  |  | Standard |  |  |  | SC65E – IEC 61987 | - | C00004 |  | 0112-2---61987#ABA607 | https://cdd.iec.ch/cdd/iec61987/iec61987.nsf/PropertiesAllVersions/0112-2---61987%23ABA607
0112/2///61987#ABH158 | 002 | 01 | 0112/2///61987#ABH158#002 | method of equipment filling |  |  |  |  | classification of an equipment filling according to the fluid transportation | [5 empty] | ENUM_CODE_TYPE(0112/2///61987#ABL306) |  |  |  |  | DEPENDENT_P_DET |  |  | 0112/2///61987#ABL306 | 0112/2///61987#ABL967 - belt conveyor0112/2///61987#ABL968 - screw conveyor0112/2///61987#ABI407 - others |  | 0112/2///61987#ABG478 - Process equipment [level] | 0112/2///61987#ABA000 |  |  |  | Standard |  | IEC 61987 | IEC | SC65E | 0112/2///61987#ABI406 - empty_property | C00091 |  | 0112-2---61987#ABH158 | https://cdd.iec.ch/cdd/iec61987/iec61987.nsf/PropertiesAllVersions/0112-2---61987%23ABH158
0112/2///61987#ABH568 | 001 | 01 | 0112/2///61987#ABH568#001 | value of frequency output |  |  |  |  | frequency signal representing the value of a variable |  |  | Hz |  |  | REAL_MEASURE_TYPE |  |  |  |  | NON_DEPENDENT_P_DET | [5 empty] | 0112/2///61987#ABH565 - Output values of mass flow0112/2///61987#ABH647 - Output values of actual volume flow0112/2///61987#ABH648 - Output values of normalized volume flow0112/2///61987#ABH649 - Output values of flow velocity0112/2///61987#ABH650 - Output values of density0112/2///61987#ABH651 - Output values of concentration0112/2///61987#ABH652 - Output values of volume fraction0112/2///61987#ABH653 - Output values of mass fraction0112/2///61987#ABH654 - Output values of pressure0112/2///61987#ABH655 - Output values of temperature0112/2///61987#ABH656 - Output values of dynamic viscosity0112/2///61987#ABH657 - Output values of level0112/2///61987#ABH658 - Output values of ullage0112/2///61987#ABH659 - Output values of mass0112/2///61987#ABH660 - Output values of volume0112/2///61987#ABH661 - Output values of degree of filling0112/2///61987#ABH662 - Output values of voltage0112/2///61987#ABH663 - Output values of resistance0112/2///61987#ABH664 - Output values of other variable | 0112/2///61987#ABA000 | 0112/2///62720#UAA170 - hertz |  | 0112/2///61987#ABT561 - Frequency | Standard |  | IEC 61987 |  | SC65E – IEC 61987 | - | C00018 | 001-01 (2019-03-08 15:35:29 by BATCH 00000766) standard | 0112-2---61987#ABH568 | https://cdd.iec.ch/cdd/iec61987/iec61987.nsf/PropertiesAllVersions/0112-2---61987%23ABH568
0112/2///61987#ABB563 | 001 | 04 | 0112/2///61987#ABB563#001 | calibrated span for mass flow |  |  |  |  | difference between the upper and lower range value of mass flow to which a mass flow measurement instrument is adjusted and calibrated |  |  | kg/h |  |  | REAL_MEASURE_TYPE |  |  |  |  | NON_DEPENDENT_P_DET | [5 empty] | 0112/2///61987#ABC109 - Assigned mass flow range | 0112/2///61987#ABA000 | 0112/2///62720#UAA607 - kilogram per hour |  | 0112/2///61987#ABT545 - Mass flow rate | Standard |  |  |  | SC65E – IEC 61987 | - | C00004 |  | 0112-2---61987#ABB563 | https://cdd.iec.ch/cdd/iec61987/iec61987.nsf/PropertiesAllVersions/0112-2---61987%23ABB563
0112/2///61987#ABA534 | 001 | 02 | 0112/2///61987#ABA534#001 | function of rotary switch position |  |  |  |  | purpose for which a rotary switch position is provided | [5 empty] | STRING_TYPE |  |  |  |  | NON_DEPENDENT_P_DET | [5 empty] | 0112/2///61987#ABC584 - Rotary switch position | 0112/2///61987#ABA000 |  |  |  | Standard |  |  |  | SC65E – IEC 61987 | - | C00004 |  | 0112-2---61987#ABA534 | https://cdd.iec.ch/cdd/iec61987/iec61987.nsf/PropertiesAllVersions/0112-2---61987%23ABA534
0112/2///61987#ABE270 | 001 | 02 | 0112/2///61987#ABE270#001 | reference to Structural design [globe valve] |  |  |  |  | reference to block ABE014 | [5 empty] | CLASS_REFERENCE_TYPE(0112/2///61987#ABE014) 0112/2///61987#ABE014 - Structural design [globe valve] |  |  |  |  | NON_DEPENDENT_P_DET | [5 empty] | 0112/2///61987#ABD929 - Mechanical and electrical construction [globe valve] | 0112/2///61987#ABA000 |  |  |  | Standard |  |  |  |  | - | C00004 |  | 0112-2---61987#ABE270 | https://cdd.iec.ch/cdd/iec61987/iec61987.nsf/PropertiesAllVersions/0112-2---61987%23ABE270
0112/2///61987#ABE896 | 002 | 01 | 0112/2///61987#ABE896#002 | base deployment conditions |  |  |  |  | plain text describing deployment conditions used to calculate variables to reference conditions or to state variables under reference conditions | [5 empty] | ENUM_CODE_TYPE(0112/2///61987#ABL688) |  |  |  |  | DEPENDENT_P_DET |  |  | 0112/2///61987#ABL688 | 0112/2///61987#ABL935 - vertical0112/2///61987#ABL936 - horizontal0112/2///61987#ABN355 - vertical top down0112/2///61987#ABN356 - vertical bottom up0112/2///61987#ABN343 - inclined0112/2///61987#ABI407 - others |  | 0112/2///61987#ABE812 - Level measurement0112/2///61987#ABE816 - Volume measurement0112/2///61987#ABE820 - Mass measurement0112/2///61987#ABE823 - Degree of filling measurement0112/2///61987#ABE871 - Point level measurement0112/2///61987#ABE888 - Ullage measurement | 0112/2///61987#ABA000 |  |  |  | Standard |  | IEC 61987 | IEC | SC65E | 0112/2///61987#ABI406 - empty_property | C00091 |  | 0112-2---61987#ABE896 | https://cdd.iec.ch/cdd/iec61987/iec61987.nsf/PropertiesAllVersions/0112-2---61987%23ABE896
0112/2///61987#ABE707 | 001 | 01 | 0112/2///61987#ABE707#001 | reference to Performance [28] |  |  |  |  | reference to block ABE706 | [5 empty] | CLASS_REFERENCE_TYPE(0112/2///61987#ABE706) 0112/2///61987#ABE706 - Performance [28] |  |  |  |  | NON_DEPENDENT_P_DET | [5 empty] | 0112/2///61987#ABE632 - Device LOP for filter regulator | 0112/2///61987#ABA000 |  |  |  | Standard |  |  |  |  | - | C00004 | 001-01 (2018-03-28 07:27:01 by BATCH 00000762) standard | 0112-2---61987#ABE707 | https://cdd.iec.ch/cdd/iec61987/iec61987.nsf/PropertiesAllVersions/0112-2---61987%23ABE707
0112/2///61987#ABI543 | 001 | 01 | 0112/2///61987#ABI543#001 | designation of event |  |  |  |  | alphanumeric character sequence identifying an event | [5 empty] | STRING_TYPE |  |  |  |  | NON_DEPENDENT_P_DET | [5 empty] | 0112/2///61987#ABI484 - Event triggered inspection0112/2///61987#ABI485 - Event triggered maintenance/service | 0112/2///61987#ABA000 |  |  |  | Standard |  |  |  | SC65E – IEC 61987 | - | C00018 | 001-01 (2019-03-08 15:35:32 by BATCH 00000766) standard | 0112-2---61987#ABI543 | https://cdd.iec.ch/cdd/iec61987/iec61987.nsf/PropertiesAllVersions/0112-2---61987%23ABI543
0112/2///61987#ABH822 | 001 | 01 | 0112/2///61987#ABH822#001 | safety data sheet |  |  |  |  | document providing information about the essential physical, safety-related, toxicological and ecological characteristics and recommendations for a safe handling concerning storage, transportation and use of an item containing chemical substances and mixtures | Safety data sheets may be requested by national or regional laws |  |  |  |  | STRING_TYPE |  |  | EC Directive 1907/2006 |  | NON_DEPENDENT_P_DET | [5 empty] | 0112/2///61987#ABH813 - Hazardous goods | 0112/2///61987#ABA000 |  |  |  | Standard |  |  |  | SC65E – IEC 61987 | - | C0018 | 001-01 (2019-03-08 15:35:31 by BATCH 00000766) standard | 0112-2---61987#ABH822 | https://cdd.iec.ch/cdd/iec61987/iec61987.nsf/PropertiesAllVersions/0112-2---61987%23ABH822
0112/2///61987#ABE666 | 001 | 01 | 0112/2///61987#ABE666#001 | reference to Function and system design [2] |  |  |  |  | reference to block ABU549 | [5 empty] | CLASS_REFERENCE_TYPE(0112/2///61987#ABU549) 0112/2///61987#ABU549 - Function and system design [2] |  |  |  |  | NON_DEPENDENT_P_DET | [5 empty] | 0112/2///61987#ABE631 - Device LOP for solenoid valve | 0112/2///61987#ABA000 |  |  |  | Standard |  | IEC 61987 | IEC | SC65E | - | C00016 | 001-01 (2018-03-28 07:27:01 by BATCH 00000762) standard | 0112-2---61987#ABE666 | https://cdd.iec.ch/cdd/iec61987/iec61987.nsf/PropertiesAllVersions/0112-2---61987%23ABE666
0112/2///61987#ABA405 | 002 | 01 | 0112/2///61987#ABA405#002 | lower voltage limit of proportional range |  |  |  |  | minimum value that a voltage signal can assume and still exhibit linear behaviour |  |  | V |  |  | REAL_MEASURE_TYPE |  |  |  |  | NON_DEPENDENT_P_DET | [5 empty] | 0112/2///61987#ABC094 - Analog voltage input parameters0112/2///61987#ABC099 - Analog voltage output parameters0112/2///61987#ABP019 - Analog voltage input parameters [I/O module] | 0112/2///61987#ABA000 | 0112/2///62720#UAA296 - volt |  | 0112/2///61987#ABT506 - Voltage | Standard |  | IEC 61987 | IEC | IEC/SC 65E | - | C00112 |  | 0112-2---61987#ABA405 | https://cdd.iec.ch/cdd/iec61987/iec61987.nsf/PropertiesAllVersions/0112-2---61987%23ABA405
0112/2///61987#ABE433 | 001 | 04 | 0112/2///61987#ABE433#001 | torque by actuating fluid at 0% travel |  |  |  |  | torque of an actuator at zero travel caused by the actuation fluid at given supply pressure |  |  | kN·m |  |  | REAL_MEASURE_TYPE |  |  |  |  | NON_DEPENDENT_P_DET | [5 empty] | 0112/2///61987#ABE439 - Torque by actuation fluid pressure | 0112/2///61987#ABA000 | 0112/2///62720#UAA574 - kilonewton metre |  | 0112/2///61987#ABT538 - Moment of force | Standard |  |  |  |  | - | C00018 |  | 0112-2---61987#ABE433 | https://cdd.iec.ch/cdd/iec61987/iec61987.nsf/PropertiesAllVersions/0112-2---61987%23ABE433
0112/2///61987#ABU203 | 001 | 02 | 0112/2///61987#ABU203#001 | reference to Device LOP for thermal mass flow transmitter |  |  |  |  | reference to block ABA016 | [5 empty] | CLASS_REFERENCE_TYPE(0112/2///61987#ABA016) 0112/2///61987#ABA016 - Device LOP for thermal mass flow transmitter |  |  |  |  | NON_DEPENDENT_P_DET | [5 empty] | 0112/2///61987#ABA764 - Thermal mass flow transmitter | 0112/2///61987#ABA000 |  |  |  | Standard |  |  |  | SC65E – IEC 61987 | - | C00004 |  | 0112-2---61987#ABU203 | https://cdd.iec.ch/cdd/iec61987/iec61987.nsf/PropertiesAllVersions/0112-2---61987%23ABU203
0112/2///61987#ABU926 | 001 | 01 | 0112/2///61987#ABU926#001 | reference to Manufacturer-specific output [11] |  |  |  |  | reference to block ABG204 | [5 empty] | CLASS_REFERENCE_TYPE(0112/2///61987#ABG204) 0112/2///61987#ABG204 - Manufacturer-specific output [11] |  |  |  |  | DEPENDENT_P_DET | [5 empty] | 0112/2///61987#ABG145 - Type of output [15]0112/2///61987#ABG154 - Type of output [24] | 0112/2///61987#ABA000 |  |  |  | Standard |  | IEC 61987 | IEC | SC65E | 0112/2///61987#ABU915 - output type [24] | C00018 | 001-01 (2018-03-28 07:27:22 by BATCH 00000762) standard | 0112-2---61987#ABU926 | https://cdd.iec.ch/cdd/iec61987/iec61987.nsf/PropertiesAllVersions/0112-2---61987%23ABU926
0112/2///61987#ABV018 | 001 | 01 | 0112/2///61987#ABV018#001 | reference to Type of performance variable [23] |  |  |  |  | reference to block ABG289 | [5 empty] | CLASS_REFERENCE_TYPE(0112/2///61987#ABG289) 0112/2///61987#ABG289 - Type of performance variable [23] |  |  |  |  | NON_DEPENDENT_P_DET | [5 empty] | 0112/2///61987#ABG263 - Performance variable [23] | 0112/2///61987#ABA000 |  |  |  | Standard |  | IEC 61987 | IEC | SC65E | - | C00018 | 001-01 (2018-03-28 07:27:23 by BATCH 00000762) standard | 0112-2---61987#ABV018 | https://cdd.iec.ch/cdd/iec61987/iec61987.nsf/PropertiesAllVersions/0112-2---61987%23ABV018
0112/2///61987#ABJ403 | 001 | 01 | 0112/2///61987#ABJ403#001 | reference to REMOTE_SETPOINT |  |  |  |  | reference to block ABI765 | [5 empty] | CLASS_REFERENCE_TYPE(0112/2///61987#ABI765) 0112/2///61987#ABI765 - REMOTE_SETPOINT |  |  |  |  | NON_DEPENDENT_P_DET | [5 empty] | 0112/2///61987#ABH885 - Control function block0112/2///61987#ABH888 - Analog output function block | 0112/2///61987#ABA000 |  |  |  | Standard |  |  |  | SC65E – IEC 61987 | - | C00018 | 001-01 (2019-03-08 15:35:33 by BATCH 00000766) standard | 0112-2---61987#ABJ403 | https://cdd.iec.ch/cdd/iec61987/iec61987.nsf/PropertiesAllVersions/0112-2---61987%23ABJ403
0112/2///61987#ABU526 | 001 | 02 | 0112/2///61987#ABU526#001 | reference to Device LOP for pneumatic rotary actuator |  |  |  |  | reference to block ABE320 | [5 empty] | CLASS_REFERENCE_TYPE(0112/2///61987#ABE320) 0112/2///61987#ABE320 - Device LOP for pneumatic rotary actuator |  |  |  |  | NON_DEPENDENT_P_DET | [5 empty] | 0112/2///61987#ABD365 - Pneumatic rotary actuator | 0112/2///61987#ABA000 |  |  |  | Standard |  |  |  |  | - | C00004 |  | 0112-2---61987#ABU526 | https://cdd.iec.ch/cdd/iec61987/iec61987.nsf/PropertiesAllVersions/0112-2---61987%23ABU526
0112/2///61987#ABD753 | 003 | 01 | 0112/2///61987#ABD753#003 | type of fluid phase |  |  |  |  | classification of a fluid phase according to its state | [5 empty] | ENUM_CODE_TYPE(0112/2///61987#ABJ784) |  |  |  |  | DEPENDENT_P_DET |  |  | 0112/2///61987#ABJ784 | 0112/2///61987#ABL177 - liquid0112/2///61987#ABL178 - gas0112/2///61987#ABL179 - vapour0112/2///61987#ABL180 - solid0112/2///61987#ABL181 - emulsion0112/2///61987#ABL182 - suspension0112/2///61987#ABL183 - foam0112/2///61987#ABL184 - smoke0112/2///61987#ABL185 - gel0112/2///61987#ABL186 - slurry0112/2///61987#ABI407 - others |  | 0112/2///61987#ABD988 - Process conditions at the inlet0112/2///61987#ABD989 - Process conditions at the outlet0112/2///61987#ABH071 - Fluid phase design conditions | 0112/2///61987#ABA000 |  |  |  | Standard |  |  |  |  | 0112/2///61987#ABI406 - empty_property | C00091 |  | 0112-2---61987#ABD753 | https://cdd.iec.ch/cdd/iec61987/iec61987.nsf/PropertiesAllVersions/0112-2---61987%23ABD753
0112/2///61987#ABJ289 | 001 | 01 | 0112/2///61987#ABJ289#001 | DISABLED |  |  |  |  | parameter setting the alarms to be disabled in a block | [5 empty] | BINARY_TYPE | B16 |  |  |  | NON_DEPENDENT_P_DET | [5 empty] | 0112/2///61987#ABI715 - ALARM_SUMMARY | 0112/2///61987#ABA000 |  |  |  | Standard |  |  |  | SC65E – IEC 61987 | - | C00019 | 001-01 (2019-03-08 15:35:33 by BATCH 00000766) standard | 0112-2---61987#ABJ289 | https://cdd.iec.ch/cdd/iec61987/iec61987.nsf/PropertiesAllVersions/0112-2---61987%23ABJ289
0112/2///61987#ABP196 | 001 | 01 | 0112/2///61987#ABP196#001 | set operating mode of pulse input |  |  |  |  | value to which the operating mode of a counter is set | [5 empty] | ENUM_CODE_TYPE(0112/2///61987#ABP311) |  |  |  |  | DEPENDENT_P_DET |  |  | 0112/2///61987#ABP311 | 0112/2///61987#ABP340 - linear counter0112/2///61987#ABP341 - ring counter0112/2///61987#ABP342 - linear counter with gate0112/2///61987#ABP343 - ring counter with gate0112/2///61987#ABP344 - up and down counter0112/2///61987#ABP345 - counter with up/down0112/2///61987#ABP346 - quadrature (A+B) counter0112/2///61987#ABI407 - others |  | 0112/2///61987#ABC555 - Pulse/frequency input/output parameters | 0112/2///61987#ABA000 |  |  |  | Standard |  | IEC 61987 | IEC | IEC/SC 65E | 0112/2///61987#ABI406 - empty_property | C00128 | 001-01 (2023-01-23 14:53:53 by BATCH 00000807) standard | 0112-2---61987#ABP196 | https://cdd.iec.ch/cdd/iec61987/iec61987.nsf/PropertiesAllVersions/0112-2---61987%23ABP196
0112/2///61987#ABD717 | 001 | 04 | 0112/2///61987#ABD717#001 | stroke size |  |  |  |  | amount of travel used in partial stroke test expressed in terms of maximum travel |  |  | % |  |  | REAL_MEASURE_TYPE |  |  |  |  | NON_DEPENDENT_P_DET | [5 empty] | 0112/2///61987#ABD969 - Partial stroke test | 0112/2///61987#ABA000 | 0112/2///62720#UAA000 - percent |  | 0112/2///61987#ABT533 - Percentage | Standard |  |  |  |  | - | C00004 |  | 0112-2---61987#ABD717 | https://cdd.iec.ch/cdd/iec61987/iec61987.nsf/PropertiesAllVersions/0112-2---61987%23ABD717
0112/2///61987#ABN707 | 001 | 02 | 0112/2///61987#ABN707#001 | air temperature |  |  |  |  | temperature of environmental air |  |  | °C |  |  | REAL_MEASURE_TYPE |  |  |  |  | NON_DEPENDENT_P_DET | [5 empty] | 0112/2///61987#ABN690 - Specific environmental measurement variables | 0112/2///61987#ABA000 | 0112/2///62720#UAA033 - degree Celsius |  | 0112/2///61987#ABT514 - Temperature | Standard |  | IEC 61987 | IEC | IEC SC65E | - | C00112 |  | 0112-2---61987#ABN707 | https://cdd.iec.ch/cdd/iec61987/iec61987.nsf/PropertiesAllVersions/0112-2---61987%23ABN707
0112/2///61987#ABA172 | 002 | 01 | 0112/2///61987#ABA172#002 | provision of cable gland |  |  |  |  | indication of who is to provide a cable gland | [5 empty] | ENUM_CODE_TYPE(0112/2///61987#ABL398) |  |  |  |  | DEPENDENT_P_DET |  |  | 0112/2///61987#ABL398 | 0112/2///61987#ABM296 - factory supplied0112/2///61987#ABM297 - user supplied0112/2///61987#ABI407 - others |  | 0112/2///61987#ABC149 - Cable/conduit entry | 0112/2///61987#ABA000 |  |  |  | Standard |  |  |  | SC65E – IEC 61987 | 0112/2///61987#ABI406 - empty_property | C00091 |  | 0112-2---61987#ABA172 | https://cdd.iec.ch/cdd/iec61987/iec61987.nsf/PropertiesAllVersions/0112-2---61987%23ABA172
0112/2///61987#ABB006 | 005 | 01 | 0112/2///61987#ABB006#005 | software configuration |  |  |  |  | special configuration of the device in accordance with customer requirements | [5 empty] | ENUM_CODE_TYPE(0112/2///61987#ABL349) |  |  |  |  | DEPENDENT_P_DET |  |  | 0112/2///61987#ABL349 | 0112/2///61987#ABM122 - custom configuration0112/2///61987#ABM123 - manufacturer configuration0112/2///61987#ABM124 - multivariable configuration0112/2///61987#ABM125 - write protection0112/2///61987#ABI407 - others |  | 0112/2///61987#ABC255 - Function and system design [1]0112/2///61987#ABU549 - Function and system design [2]0112/2///61987#ABP032 - Function and system design [Infrastructure device] | 0112/2///61987#ABA000 |  |  |  | Standard |  |  |  | SC65E – IEC 61987 | 0112/2///61987#ABI406 - empty_property | C00091 |  | 0112-2---61987#ABB006 | https://cdd.iec.ch/cdd/iec61987/iec61987.nsf/PropertiesAllVersions/0112-2---61987%23ABB006
0112/2///61987#ABP297 | 001 | 01 | 0112/2///61987#ABP297#001 | number of reference documents |  |  |  |  | cardinality property for a reference document | [5 empty] | INT_TYPE |  |  |  |  | CONDITION_DET | [5 empty] | 0112/2///61987#ABH515 - Certificate or approval | 0112/2///61987#ABA000 |  |  |  | Standard |  | IEC 61987 | IEC | IEC SC65E | - | C00112 | 001-01 (2022-06-28 13:02:00 by BATCH 00000794) standard | 0112-2---61987#ABP297 | https://cdd.iec.ch/cdd/iec61987/iec61987.nsf/PropertiesAllVersions/0112-2---61987%23ABP297
0112/2///61987#ABI501 | 001 | 01 | 0112/2///61987#ABI501#001 | number of inspection requirements |  |  |  |  | cardinality property for inspection requirement | [5 empty] | INT_TYPE |  |  |  |  | CONDITION_DET | [5 empty] | 0112/2///61987#ABI482 - Regular inspection0112/2///61987#ABI484 - Event triggered inspection | 0112/2///61987#ABA000 |  |  |  | Standard |  |  |  | SC65E – IEC 61987 | - | C00018 | 001-01 (2019-03-08 15:35:32 by BATCH 00000766) standard | 0112-2---61987#ABI501 | https://cdd.iec.ch/cdd/iec61987/iec61987.nsf/PropertiesAllVersions/0112-2---61987%23ABI501
0112/2///61987#ABA969 | 007 | 01 | 0112/2///61987#ABA969#007 | type of voltage |  |  |  |  | classification of a power supply according to the time behaviour of the voltage | [5 empty] | ENUM_CODE_TYPE(0112/2///61987#ABL272) |  |  |  |  | DEPENDENT_P_DET |  |  | 0112/2///61987#ABL272 | 0112/2///61987#ABL837 - AC0112/2///61987#ABL838 - DC0112/2///61987#ABI407 - others |  | 0112/2///61987#ABC215 - Electrical line power supply0112/2///61987#ABC219 - Electrical power output circuit0112/2///61987#ABC581 - Restricted electrical parameters0112/2///61987#ABD858 - Electrical line power supply [2]0112/2///61987#ABH474 - Illumination0112/2///61987#ABC040 - Totalizer indicator [2]0112/2///61987#ABC218 - Electrical power input circuit0112/2///61987#ABC261 - Galvanic isolation0112/2///61987#ABP019 - Analog voltage input parameters [I/O module]0112/2///61987#ABP046 - Insulation resistance0112/2///61987#ABP060 - Protective conductor current0112/2///61987#ABP076 - Touch current | 0112/2///61987#ABA000 |  |  |  | Standard |  |  |  | SC65E – IEC 61987 | 0112/2///61987#ABI406 - empty_property | C00091 |  | 0112-2---61987#ABA969 | https://cdd.iec.ch/cdd/iec61987/iec61987.nsf/PropertiesAllVersions/0112-2---61987%23ABA969
0112/2///61987#ABD005 | 004 | 01 | 0112/2///61987#ABD005#004 | reference to Material of mounting assembly |  |  |  |  | reference to block ABC375 | [5 empty] | CLASS_REFERENCE_TYPE(0112/2///61987#ABC375) 0112/2///61987#ABC375 - Material of mounting assembly |  |  |  |  | NON_DEPENDENT_P_DET | [5 empty] | 0112/2///61987#ABC048 - Transmitter housing [1]0112/2///61987#ABC049 - Transmitter housing [2]0112/2///61987#ABE040 - Transmitter housing [3]0112/2///61987#ABE607 - Solenoid valve housing0112/2///61987#ABF375 - Transmitter/switch housing | 0112/2///61987#ABA000 |  |  |  | Standard |  |  |  | SC65E – IEC 61987 | - | C00004 |  | 0112-2---61987#ABD005 | https://cdd.iec.ch/cdd/iec61987/iec61987.nsf/PropertiesAllVersions/0112-2---61987%23ABD005
0112/2///61987#ABD481 | 001 | 05 | 0112/2///61987#ABD481#001 | reference to Dial indicator [1] |  |  |  |  | reference to block ABCABD480 | [5 empty] | CLASS_REFERENCE_TYPE(0112/2///61987#ABD480) 0112/2///61987#ABD480 - Dial indicator [2] |  |  |  |  | DEPENDENT_P_DET | [5 empty] | 0112/2///61987#ABC621 - Structural design [absolute/gauge pressure gauge]0112/2///61987#ABC622 - Structural design [differential pressure gauge] | 0112/2///61987#ABA000 |  |  |  | Standard |  | IEC 61987 | IEC | IEC SC65E | 0112/2///61987#ABB503 - number of dial indicators | C00112 |  | 0112-2---61987#ABD481 | https://cdd.iec.ch/cdd/iec61987/iec61987.nsf/PropertiesAllVersions/0112-2---61987%23ABD481
0112/2///61987#ABE994 | 001 | 01 | 0112/2///61987#ABE994#001 | switching angle for point level |  |  |  |  | angle between the horizontal line and the position point where process material triggers a point level signal for rising level |  |  | ° |  |  | REAL_MEASURE_TYPE |  |  |  |  | NON_DEPENDENT_P_DET | [5 empty] | 0112/2///61987#ABE991 - Measuring range for point level | 0112/2///61987#ABA000 | 0112/2///62720#UAA024 - degree |  | 0112/2///61987#ABT580 - Angle | Standard |  | IEC 61987 | IEC | SC65E | - | C00018 | 001-01 (2018-03-28 07:27:03 by BATCH 00000762) standard | 0112-2---61987#ABE994 | https://cdd.iec.ch/cdd/iec61987/iec61987.nsf/PropertiesAllVersions/0112-2---61987%23ABE994
0112/2///61987#ABF607 | 001 | 02 | 0112/2///61987#ABF607#001 | set upper range end-value of interval of mass fraction |  |  |  |  | value defining the end of a subrange for mass fraction |  |  | % |  |  | REAL_MEASURE_TYPE |  |  |  |  | NON_DEPENDENT_P_DET | [5 empty] | 0112/2///61987#ABF605 - Accuracy for a subrange of mass fraction | 0112/2///61987#ABA000 | 0112/2///62720#UAA000 - percent |  | 0112/2///61987#ABT533 - Percentage | Standard |  | IEC 61987 | IEC | IEC/SC 65E | - | C00128 |  | 0112-2---61987#ABF607 | https://cdd.iec.ch/cdd/iec61987/iec61987.nsf/PropertiesAllVersions/0112-2---61987%23ABF607
0112/2///61987#ABG967 | 001 | 01 | 0112/2///61987#ABG967#001 | reference to Structural design [hydrostatic pressure level transmitter] |  |  |  |  | reference to block ABG407 | [5 empty] | CLASS_REFERENCE_TYPE(0112/2///61987#ABG407) 0112/2///61987#ABG407 - Structural design [hydrostatic pressure level transmitter] |  |  |  |  | NON_DEPENDENT_P_DET | [5 empty] | 0112/2///61987#ABG362 - Mechanical and electrical construction [hydrostatic pressure level transmitter] | 0112/2///61987#ABA000 |  |  |  | Standard |  | IEC 61987 | IEC | SC65E | - | C00018 | 001-01 (2018-03-28 07:27:12 by BATCH 00000762) standard | 0112-2---61987#ABG967 | https://cdd.iec.ch/cdd/iec61987/iec61987.nsf/PropertiesAllVersions/0112-2---61987%23ABG967
0112/2///61987#ABD222 | 004 | 01 | 0112/2///61987#ABD222#004 | reference to Software configuration functions |  |  |  |  | reference to block ABC596 | [5 empty] | CLASS_REFERENCE_TYPE(0112/2///61987#ABC596) 0112/2///61987#ABC596 - Software configuration functions |  |  |  |  | NON_DEPENDENT_P_DET | [5 empty] | 0112/2///61987#ABC137 - Basic Configuration | 0112/2///61987#ABA000 |  |  |  | Standard |  |  |  | SC65E – IEC 61987 | - | C00004 |  | 0112-2---61987#ABD222 | https://cdd.iec.ch/cdd/iec61987/iec61987.nsf/PropertiesAllVersions/0112-2---61987%23ABD222
0112/2///61987#ABD166 | 001 | 02 | 0112/2///61987#ABD166#001 | reference to Process case variables [pressure] |  |  |  |  | reference to block ABC536 | [5 empty] | CLASS_REFERENCE_TYPE(0112/2///61987#ABC536) 0112/2///61987#ABC536 - Process case variables [pressure] |  |  |  |  | NON_DEPENDENT_P_DET | [5 empty] | 0112/2///61987#ABC268 - High/single pressure side process case variables0112/2///61987#ABC327 - Low pressure side process case variables | 0112/2///61987#ABA000 |  |  |  | Standard |  |  |  | SC65E – IEC 61987 | - | C00004 |  | 0112-2---61987#ABD166 | https://cdd.iec.ch/cdd/iec61987/iec61987.nsf/PropertiesAllVersions/0112-2---61987%23ABD166
0112/2///61987#ABA270 | 008 | 01 | 0112/2///61987#ABA270#008 | pattern approval |  |  |  |  | designation of a certificate testifying that the particular pattern of a device conforms to applicable standards and is approved for use in the Russian territory | [5 empty] | STRING_TYPE |  |  |  |  | NON_DEPENDENT_P_DET | [5 empty] | 0112/2///61987#ABC556 - Quality certificate | 0112/2///61987#ABA000 |  |  |  | Standard |  | IEC 61987 | IEC | IEC/SC 65E | - | C00112 |  | 0112-2---61987#ABA270 | https://cdd.iec.ch/cdd/iec61987/iec61987.nsf/PropertiesAllVersions/0112-2---61987%23ABA270
0112/2///61987#ABH295 | 001 | 01 | 0112/2///61987#ABH295#001 | reference to Stilling well |  |  |  |  | reference to block ABH141 | [5 empty] | CLASS_REFERENCE_TYPE(0112/2///61987#ABH141) 0112/2///61987#ABH141 - Stilling well |  |  |  |  | NON_DEPENDENT_P_DET | [5 empty] | 0112/2///61987#ABG478 - Process equipment [level] | 0112/2///61987#ABA000 |  |  |  | Standard |  | IEC 61987 | IEC | SC65E | - | C00018 | 001-01 (2018-03-28 07:27:14 by BATCH 00000762) standard | 0112-2---61987#ABH295 | https://cdd.iec.ch/cdd/iec61987/iec61987.nsf/PropertiesAllVersions/0112-2---61987%23ABH295
0112/2///61987#ABH978 | 001 | 01 | 0112/2///61987#ABH978#001 | MEASUREMENT_UNIT_INDEX |  |  |  |  | parameter setting the engineering unit descriptor for an associated block value | The units that can be selected are contained in the unit index code in the device description |  |  |  |  | INT_TYPE |  |  |  |  | NON_DEPENDENT_P_DET | [5 empty] | 0112/2///61987#ABH877 - OUT_SCALE0112/2///61987#ABH889 - IN_SCALE0112/2///61987#ABJ623 - TRACK_IN_SCALE0112/2///61987#ABJ624 - PULSE_INPUT | 0112/2///61987#ABA000 |  |  |  | Standard |  |  |  | SC65E – IEC 61987 | - | C00018 | 001-01 (2019-03-08 15:35:31 by BATCH 00000766) standard | 0112-2---61987#ABH978 | https://cdd.iec.ch/cdd/iec61987/iec61987.nsf/PropertiesAllVersions/0112-2---61987%23ABH978
0112/2///61987#ABF514 | 002 | 01 | 0112/2///61987#ABF514#002 | type of temperature gauge |  |  |  |  | classification of a temperature gauge according to the method used to acquire temperature | [5 empty] | ENUM_CODE_TYPE(0112/2///61987#ABL308) |  |  |  |  | DEPENDENT_P_DET |  |  | 0112/2///61987#ABL308 | 0112/2///61987#ABL981 - bimetal gauge0112/2///61987#ABL982 - capillary gauge0112/2///61987#ABI407 - others |  | 0112/2///61987#ABF513 - Structural design of temperature gauge | 0112/2///61987#ABA000 |  |  |  | Standard |  | IEC 61987 | IEC | SC65E | 0112/2///61987#ABI406 - empty_property | C00091 |  | 0112-2---61987#ABF514 | https://cdd.iec.ch/cdd/iec61987/iec61987.nsf/PropertiesAllVersions/0112-2---61987%23ABF514
0112/2///61987#ABV184 | 001 | 02 | 0112/2///61987#ABV184#001 | reference to Binary input IEC 60947-5-6 (NAMUR) |  |  |  |  | reference to block ABC143 | [5 empty] | CLASS_REFERENCE_TYPE(0112/2///61987#ABC143) 0112/2///61987#ABC143 - Binary input IEC 60947-5-6 (NAMUR) |  |  |  |  | DEPENDENT_P_DET | [5 empty] | 0112/2///61987#ABG065 - Type of auxiliary input [16] | 0112/2///61987#ABA000 |  |  |  | Standard |  | IEC 61987 | IEC | SC65E | 0112/2///61987#ABV168 - auxiliary input type [16] | C00019 |  | 0112-2---61987#ABV184 | https://cdd.iec.ch/cdd/iec61987/iec61987.nsf/PropertiesAllVersions/0112-2---61987%23ABV184
0112/2///61987#ABH599 | 002 | 01 | 0112/2///61987#ABH599#002 | set mode of value replacement |  |  |  |  | mode of the forcing of an output to a value independent of an input value set at the factory | [5 empty] | ENUM_CODE_TYPE(0112/2///61987#ABL706) |  |  |  |  | DEPENDENT_P_DET |  |  | 0112/2///61987#ABL706 | 0112/2///61987#ABN405 - zero0112/2///61987#ABN406 - last valid value0112/2///61987#ABN407 - set value0112/2///61987#ABI407 - others |  | 0112/2///61987#ABH596 - Replacement of values | 0112/2///61987#ABA000 |  |  |  | Standard |  | IEC 61987 |  | SC65E – IEC 61987 | 0112/2///61987#ABI406 - empty_property | C00091 |  | 0112-2---61987#ABH599 | https://cdd.iec.ch/cdd/iec61987/iec61987.nsf/PropertiesAllVersions/0112-2---61987%23ABH599
0112/2///61987#ABB671 | 002 | 01 | 0112/2///61987#ABB671#002 | reference base for influence of ambient temperature |  |  |  |  | basis for stating an influence of ambient temperature | [5 empty] | ENUM_CODE_TYPE(0112/2///61987#ABJ764) |  |  |  |  | DEPENDENT_P_DET |  |  | 0112/2///61987#ABJ764 | 0112/2///61987#ABL009 - relative to calibrated span0112/2///61987#ABL010 - relative to full scale0112/2///61987#ABL011 - relative to measured value0112/2///61987#ABL012 - relative to measuring upper range-limit0112/2///61987#ABL013 - relative to span0112/2///61987#ABI407 - others |  | 0112/2///61987#ABC274 - Influence of ambient temperature at selected test point | 0112/2///61987#ABA000 |  |  |  | Standard |  |  |  | SC65E – IEC 61987 | 0112/2///61987#ABI406 - empty_property | C00091 |  | 0112-2---61987#ABB671 | https://cdd.iec.ch/cdd/iec61987/iec61987.nsf/PropertiesAllVersions/0112-2---61987%23ABB671
0112/2///61987#ABD414 | 003 | 01 | 0112/2///61987#ABD414#003 | maximum gas supply |  |  |  |  | highest flow of gas provided by a gas supply |  |  | kg/h |  |  | REAL_MEASURE_TYPE |  |  |  |  | NON_DEPENDENT_P_DET | [5 empty] | 0112/2///61987#ABD411 - Purge gas supply | 0112/2///61987#ABA000 | 0112/2///62720#UAA607 - kilogram per hour |  | 0112/2///61987#ABT545 - Mass flow rate | Standard |  |  |  | SC65E – IEC 61987 | - | C00004 |  | 0112-2---61987#ABD414 | https://cdd.iec.ch/cdd/iec61987/iec61987.nsf/PropertiesAllVersions/0112-2---61987%23ABD414
0112/2///61987#ABA296 | 001 | 02 | 0112/2///61987#ABA296#001 | reference to Attachment |  |  |  |  | reference to block ABA396 | [5 empty] | CLASS_REFERENCE_TYPE(0112/2///61987#ABA396) 0112/2///61987#ABA396 - Attachment |  |  |  |  | DEPENDENT_P_DET | [5 empty] | 0112/2///61987#ABA372 - Business partner | 0112/2///61987#ABA000 |  |  |  | Standard |  | IEC 61987 | IEC | IEC SC65E | 0112/2///61987#ABA027 - number of attachments | C00112 |  | 0112-2---61987#ABA296 | https://cdd.iec.ch/cdd/iec61987/iec61987.nsf/PropertiesAllVersions/0112-2---61987%23ABA296
0112/2///61987#ABE709 | 001 | 01 | 0112/2///61987#ABE709#001 | reference to Environmental design ratings [6] |  |  |  |  | reference to block ABE708 | [5 empty] | CLASS_REFERENCE_TYPE(0112/2///61987#ABE708) 0112/2///61987#ABE708 - Environmental design ratings [6] |  |  |  |  | NON_DEPENDENT_P_DET | [5 empty] | 0112/2///61987#ABE590 - Rated operating conditions [14] | 0112/2///61987#ABA000 |  |  |  | Standard |  | IEC 61987 | IEC | SC65E | - | C00016 | 001-01 (2018-03-28 07:27:01 by BATCH 00000762) standard | 0112-2---61987#ABE709 | https://cdd.iec.ch/cdd/iec61987/iec61987.nsf/PropertiesAllVersions/0112-2---61987%23ABE709
0112/2///61987#ABE889 | 001 | 01 | 0112/2///61987#ABE889#001 | base process material |  |  |  |  | process fluid used to calculate variables to reference conditions or to state variables under reference conditions | [5 empty] | STRING_TYPE |  |  |  |  | NON_DEPENDENT_P_DET | [5 empty] | 0112/2///61987#ABE812 - Level measurement0112/2///61987#ABE816 - Volume measurement0112/2///61987#ABE820 - Mass measurement0112/2///61987#ABE823 - Degree of filling measurement0112/2///61987#ABE871 - Point level measurement0112/2///61987#ABE888 - Ullage measurement | 0112/2///61987#ABA000 |  |  |  | Standard |  | IEC 61987 | IEC | SC65E | - | C00018 | 001-01 (2018-03-28 07:27:02 by BATCH 00000762) standard | 0112-2---61987#ABE889 | https://cdd.iec.ch/cdd/iec61987/iec61987.nsf/PropertiesAllVersions/0112-2---61987%23ABE889
0112/2///61987#ABU848 | 001 | 01 | 0112/2///61987#ABU848#001 | phase type |  |  |  |  | polymorphic property determining the fluid phase to be described |  | Polymorphic control property |  |  |  | ENUM_STRING_TYPE(0112/2///61987#ABU809(aqueous phase, non-aqueous phase, intermediate phase, foam phase, vapor phase, solid phase)) |  |  |  |  | CONDITION_DET |  |  | 0112/2///61987#ABU809 | 0112/2///61987#ABU721 - IEC61987-11 Name of aqueous phase0112/2///61987#ABU722 - IEC61987-11 Name of non-aqueous phase0112/2///61987#ABH351 - IEC61987-11 Name of intermediate phase0112/2///61987#ABH352 - IEC61987-11 Name of foam phase0112/2///61987#ABU723 - IEC61987-11 Name of vapor phase0112/2///61987#ABU724 - IEC61987-11 Name of solid phase |  | 0112/2///61987#ABG457 - Phase [level] | 0112/2///61987#ABA000 |  |  |  | Standard |  | IEC 61987 | IEC | SC65E | - | C00018 | 001-01 (2018-03-28 07:27:21 by BATCH 00000762) standard | 0112-2---61987#ABU848 | https://cdd.iec.ch/cdd/iec61987/iec61987.nsf/PropertiesAllVersions/0112-2---61987%23ABU848
0112/2///61987#ABB597 | 005 | 01 | 0112/2///61987#ABB597#005 | type of device diagnostic |  |  |  |  | classification of a device diagnostic according to the source of failure | [5 empty] | ENUM_CODE_TYPE(0112/2///61987#ABL621) |  |  |  |  | DEPENDENT_P_DET |  |  | 0112/2///61987#ABL621 | 0112/2///61987#ABN100 - short-circuit0112/2///61987#ABN101 - cable break0112/2///61987#ABN102 - supply loss0112/2///61987#ABN103 - signal loss0112/2///61987#ABN104 - sensor fault0112/2///61987#ABM624 - build-up0112/2///61987#ABN106 - sensor corrosion0112/2///61987#ABN107 - communication error0112/2///61987#ABN108 - microprocessor fault0112/2///61987#ABI407 - others |  | 0112/2///61987#ABC189 - Device diagnostic | 0112/2///61987#ABA000 |  |  |  | Standard |  |  |  | SC65E – IEC 61987 | 0112/2///61987#ABI406 - empty_property | C00091 |  | 0112-2---61987#ABB597 | https://cdd.iec.ch/cdd/iec61987/iec61987.nsf/PropertiesAllVersions/0112-2---61987%23ABB597
0112/2///61987#ABE859 | 001 | 01 | 0112/2///61987#ABE859#001 | inaccuracy of degree of filling |  |  |  |  | for a degree of filling measurement, the maximum positive and negative deviation from the specified characteristic curve observed in testing a device under specified conditions and by a specified procedure |  |  | % |  |  | REAL_MEASURE_TYPE |  |  | IEC 61298-1, Ed. 2.0, 3.5 |  | NON_DEPENDENT_P_DET | [5 empty] | 0112/2///61987#ABE856 - Absolute performance for degree of filling0112/2///61987#ABE863 - Accuracy for a subrange of degree of filling | 0112/2///61987#ABA000 | 0112/2///62720#UAA000 - percent |  | 0112/2///61987#ABT533 - Percentage | Standard |  | IEC 61987 | IEC | SC65E | - | C00018 | 001-01 (2018-03-28 07:27:02 by BATCH 00000762) standard | 0112-2---61987#ABE859 | https://cdd.iec.ch/cdd/iec61987/iec61987.nsf/PropertiesAllVersions/0112-2---61987%23ABE859
0112/2///61987#ABB243 | 005 | 01 | 0112/2///61987#ABB243#005 | type of device driver |  |  |  |  | classification of a device driver according to the integration requirement | [5 empty] | ENUM_CODE_TYPE(0112/2///61987#ABL356) |  |  |  |  | DEPENDENT_P_DET |  |  | 0112/2///61987#ABL356 | 0112/2///61987#ABM143 - DD0112/2///61987#ABM144 - EDD0112/2///61987#ABM145 - GSD0112/2///61987#ABM146 - CFF0112/2///61987#ABM147 - DTM0112/2///61987#ABM148 - EDS0112/2///61987#ABI407 - others |  | 0112/2///61987#ABC191 - Device integration | 0112/2///61987#ABA000 |  |  |  | Standard |  |  |  | SC65E – IEC 61987 | 0112/2///61987#ABI406 - empty_property | C00091 |  | 0112-2---61987#ABB243 | https://cdd.iec.ch/cdd/iec61987/iec61987.nsf/PropertiesAllVersions/0112-2---61987%23ABB243
0112/2///61987#ABH482 | 001 | 01 | 0112/2///61987#ABH482#001 | quantity of sections |  |  |  |  | number of sections with identical properties | [5 empty] | INT_TYPE |  |  |  |  | NON_DEPENDENT_P_DET | [5 empty] | 0112/2///61987#ABF276 - Structural design of a sight level gauge0112/2///61987#ABF282 - Structural design of a sight level indicator | 0112/2///61987#ABA000 |  |  |  | Standard |  | IEC 61987 | IEC | SC65E – IEC 61987 | - | C00018 | 001-01 (2018-03-28 07:27:16 by BATCH 00000762) standard | 0112-2---61987#ABH482 | https://cdd.iec.ch/cdd/iec61987/iec61987.nsf/PropertiesAllVersions/0112-2---61987%23ABH482
0112/2///61987#ABH006 | 001 | 01 | 0112/2///61987#ABH006#001 | reference to Structural design [vibrating fork/rod density transmitter] |  |  |  |  | reference to block ABG446 | [5 empty] | CLASS_REFERENCE_TYPE(0112/2///61987#ABG446) 0112/2///61987#ABG446 - Structural design [vibrating fork/rod density transmitter] |  |  |  |  | NON_DEPENDENT_P_DET | [5 empty] | 0112/2///61987#ABG401 - Mechanical and electrical construction [vibrating fork/rod density transmitter] | 0112/2///61987#ABA000 |  |  |  | Standard |  | IEC 61987 | IEC | SC65E | - | C00017 | 001-01 (2018-03-28 07:27:12 by BATCH 00000762) standard | 0112-2---61987#ABH006 | https://cdd.iec.ch/cdd/iec61987/iec61987.nsf/PropertiesAllVersions/0112-2---61987%23ABH006
0112/2///61987#ABI403 | 001 | 02 | 0112/2///61987#ABI403#001 | reference to Device-specific HART parameter |  |  |  |  | reference to block ABH923 | [5 empty] | CLASS_REFERENCE_TYPE(0112/2///61987#ABH923) 0112/2///61987#ABH923 - Device-specific HART parameter |  |  |  |  | DEPENDENT_P_DET | [5 empty] | 0112/2///61987#ABH911 - HART configuration parameter | 0112/2///61987#ABA000 |  |  |  | Standard |  | IEC 61987 | IEC | IEC SC65E | 0112/2///61987#ABI070 - number of device-specific HART parameters | C00112 |  | 0112-2---61987#ABI403 | https://cdd.iec.ch/cdd/iec61987/iec61987.nsf/PropertiesAllVersions/0112-2---61987%23ABI403
0112/2///61987#ABE255 | 002 | 01 | 0112/2///61987#ABE255#002 | reference to Rated Operating Conditions [10] |  |  |  |  | reference to block ABD999 | [5 empty] | CLASS_REFERENCE_TYPE(0112/2///61987#ABD999) 0112/2///61987#ABD999 - Rated operating conditions [10] |  |  |  |  | NON_DEPENDENT_P_DET | [5 empty] | 0112/2///61987#ABE321 - Device LOP for positioner0112/2///61987#ABE630 - Device LOP for limit switch0112/2///61987#ABE634 - Device LOP for I/P converter0112/2///61987#ABV520 - Device LOP for position transmitter | 0112/2///61987#ABA000 |  |  |  | Standard |  |  |  |  | - | C00004 |  | 0112-2---61987#ABE255 | https://cdd.iec.ch/cdd/iec61987/iec61987.nsf/PropertiesAllVersions/0112-2---61987%23ABE255
0112/2///61987#ABH261 | 001 | 01 | 0112/2///61987#ABH261#001 | description of other obstruction in the sight path |  |  |  |  | plain text describing an object or fluid that hinders the view to a target for which no explicit property exists | [5 empty] | STRING_TYPE |  |  |  |  | NON_DEPENDENT_P_DET | [5 empty] | 0112/2///61987#ABH258 - Radiation thermometer parameters | 0112/2///61987#ABA000 |  |  |  | Standard |  | IEC 61987 | IEC | SC65E | - | C00019 | 001-01 (2018-03-28 07:27:14 by BATCH 00000762) standard | 0112-2---61987#ABH261 | https://cdd.iec.ch/cdd/iec61987/iec61987.nsf/PropertiesAllVersions/0112-2---61987%23ABH261
0112/2///61987#ABE257 | 001 | 02 | 0112/2///61987#ABE257#001 | reference to Reference conditions for the performance variable [3] |  |  |  |  | reference to block ABE001 | [5 empty] | CLASS_REFERENCE_TYPE(0112/2///61987#ABE001) 0112/2///61987#ABE001 - Reference conditions for the performance variable [3] |  |  |  |  | NON_DEPENDENT_P_DET | [5 empty] | 0112/2///61987#ABD974 - Performance variable [7] | 0112/2///61987#ABA000 |  |  |  | Standard |  |  |  |  | - | C00004 |  | 0112-2---61987#ABE257 | https://cdd.iec.ch/cdd/iec61987/iec61987.nsf/PropertiesAllVersions/0112-2---61987%23ABE257
0112/2///61987#ABF119 | 001 | 01 | 0112/2///61987#ABF119#001 | minimum upper blocking distance of a guided microwave radar probe |  |  |  |  | smallest extent of a zone that exists at the top of an antenna, within which measurement is not possible |  |  | mm |  |  | REAL_MEASURE_TYPE |  |  |  |  | NON_DEPENDENT_P_DET | [5 empty] | 0112/2///61987#ABF118 - Microwave probe | 0112/2///61987#ABA000 | 0112/2///62720#UAA862 - millimetre |  | 0112/2///61987#ABT548 - Length short | Standard |  | IEC 61987 | IEC | SC65E | - | C00018 | 001-01 (2018-03-28 07:27:04 by BATCH 00000762) standard | 0112-2---61987#ABF119 | https://cdd.iec.ch/cdd/iec61987/iec61987.nsf/PropertiesAllVersions/0112-2---61987%23ABF119
0112/2///61987#ABB779 | 002 | 01 | 0112/2///61987#ABB779#002 | reference base for non-repeatability |  |  |  |  | basis for stating a non-repeatability | [5 empty] | ENUM_CODE_TYPE(0112/2///61987#ABJ764) |  |  |  |  | DEPENDENT_P_DET |  |  | 0112/2///61987#ABJ764 | 0112/2///61987#ABL009 - relative to calibrated span0112/2///61987#ABL010 - relative to full scale0112/2///61987#ABL011 - relative to measured value0112/2///61987#ABL012 - relative to measuring upper range-limit0112/2///61987#ABL013 - relative to span0112/2///61987#ABI407 - others |  | 0112/2///61987#ABC067 - Accuracy expressed as a percentage [1]0112/2///61987#ABC068 - Accuracy expressed as a percentage [2]0112/2///61987#ABE365 - Accuracy expressed as a percentage [3]0112/2///61987#ABE702 - Accuracy expressed as a percentage [4]0112/2///61987#ABG353 - Accuracy expressed as a percentage [5]0112/2///61987#ABJ595 - Accuracy expressed as a percentage [6]0112/2///61987#ABG352 - Accuracy expressed as a percentage [7]0112/2///61987#ABP013 - Accuracy expressed as a percentage [I/O module] | 0112/2///61987#ABA000 |  |  |  | Standard |  |  |  | SC65E – IEC 61987 | 0112/2///61987#ABI406 - empty_property | C00091 |  | 0112-2---61987#ABB779 | https://cdd.iec.ch/cdd/iec61987/iec61987.nsf/PropertiesAllVersions/0112-2---61987%23ABB779
0112/2///61987#ABB942 | 001 | 04 | 0112/2///61987#ABB942#001 | square root output accuracy |  |  |  |  | accuracy, expressed as percentage of the output value, of the output after the mathematical function of square root |  |  | % |  |  | REAL_MEASURE_TYPE |  |  |  |  | NON_DEPENDENT_P_DET | [5 empty] | 0112/2///61987#ABC067 - Accuracy expressed as a percentage [1] | 0112/2///61987#ABA000 | 0112/2///62720#UAA000 - percent |  | 0112/2///61987#ABT533 - Percentage | Standard |  |  |  | SC65E – IEC 61987 | - | C00004 |  | 0112-2---61987#ABB942 | https://cdd.iec.ch/cdd/iec61987/iec61987.nsf/PropertiesAllVersions/0112-2---61987%23ABB942
0112/2///61987#ABC762 | 001 | 05 | 0112/2///61987#ABC762#001 | reference to Auxiliary input [7] |  |  |  |  | reference to block ABC132 | [5 empty] | CLASS_REFERENCE_TYPE(0112/2///61987#ABC132) 0112/2///61987#ABC132 - Auxiliary input [7] |  |  |  |  | DEPENDENT_P_DET | [5 empty] | 0112/2///61987#ABC296 - Input [7] | 0112/2///61987#ABA000 |  |  |  | Standard |  | IEC 61987 | IEC | IEC SC65E | 0112/2///61987#ABA340 - number of auxiliary inputs | C00112 |  | 0112-2---61987#ABC762 | https://cdd.iec.ch/cdd/iec61987/iec61987.nsf/PropertiesAllVersions/0112-2---61987%23ABC762
0112/2///61987#ABB478 | 001 | 04 | 0112/2///61987#ABB478#001 | maximum rated temperature of flow tube probe seal |  |  |  |  | highest temperature at which a gasket or seal can be used and still retain its sealing properties |  |  | °C |  |  | REAL_MEASURE_TYPE |  |  |  |  | NON_DEPENDENT_P_DET | [5 empty] | 0112/2///61987#ABC288 - Inline thermal mass flow transmitter | 0112/2///61987#ABA000 | 0112/2///62720#UAA033 - degree Celsius |  | 0112/2///61987#ABT514 - Temperature | Standard |  |  |  | SC65E – IEC 61987 | - | C00004 |  | 0112-2---61987#ABB478 | https://cdd.iec.ch/cdd/iec61987/iec61987.nsf/PropertiesAllVersions/0112-2---61987%23ABB478
0112/2///61987#ABD072 | 001 | 02 | 0112/2///61987#ABD072#001 | reference to Mechanical and electrical construction [remote seal] |  |  |  |  | reference to block ABC442 | [5 empty] | CLASS_REFERENCE_TYPE(0112/2///61987#ABC442) 0112/2///61987#ABC442 - Mechanical and electrical construction [remote seal] |  |  |  |  | NON_DEPENDENT_P_DET | [5 empty] | 0112/2///61987#ABA035 - Device LOP for remote seal | 0112/2///61987#ABA000 |  |  |  | Standard |  |  |  | SC65E – IEC 61987 | - | C00004 |  | 0112-2---61987#ABD072 | https://cdd.iec.ch/cdd/iec61987/iec61987.nsf/PropertiesAllVersions/0112-2---61987%23ABD072
0112/2///61987#ABG500 | 001 | 01 | 0112/2///61987#ABG500#001 | reference to Input [33] |  |  |  |  | reference to block ABF940 | [5 empty] | CLASS_REFERENCE_TYPE(0112/2///61987#ABF940) 0112/2///61987#ABF940 - Input [33] |  |  |  |  | NON_DEPENDENT_P_DET | [5 empty] | 0112/2///61987#ABE737 - Device LOP for capacitance level transmitter/switch0112/2///61987#ABE738 - Device LOP for conductance level transmitter/switch | 0112/2///61987#ABA000 |  |  |  | Standard |  | IEC 61987 | IEC | SC65E | - | C00018 | 001-01 (2018-03-28 07:27:10 by BATCH 00000762) standard | 0112-2---61987#ABG500 | https://cdd.iec.ch/cdd/iec61987/iec61987.nsf/PropertiesAllVersions/0112-2---61987%23ABG500
0112/2///61987#ABA952 | 004 | 01 | 0112/2///61987#ABA952#004 | designation of electronic insert |  |  |  |  | alphanumeric character sequence identifying a head transmitter | [5 empty] | STRING_TYPE |  |  |  |  | NON_DEPENDENT_P_DET | [5 empty] | 0112/2///61987#ABC040 - Totalizer indicator [2]0112/2///61987#ABC048 - Transmitter housing [1]0112/2///61987#ABC049 - Transmitter housing [2]0112/2///61987#ABE040 - Transmitter housing [3]0112/2///61987#ABE607 - Solenoid valve housing0112/2///61987#ABF375 - Transmitter/switch housing | 0112/2///61987#ABA000 |  |  |  | Standard |  |  |  | SC65E – IEC 61987 | - | C00004 |  | 0112-2---61987#ABA952 | https://cdd.iec.ch/cdd/iec61987/iec61987.nsf/PropertiesAllVersions/0112-2---61987%23ABA952
0112/2///61987#ABF144 | 001 | 01 | 0112/2///61987#ABF144#001 | length of probe partial insulation |  |  |  |  | length of that part of a probe, measured from the bottom of the process connection, that is electrically insulated |  |  | mm |  |  | REAL_MEASURE_TYPE |  |  |  |  | NON_DEPENDENT_P_DET | [5 empty] | 0112/2///61987#ABF136 - Structural design of a capacitance level transmitter/switch0112/2///61987#ABF155 - Single electrode probe0112/2///61987#ABF157 - Measuring/grounding probe | 0112/2///61987#ABA000 | 0112/2///62720#UAA862 - millimetre |  | 0112/2///61987#ABT548 - Length short | Standard |  | IEC 61987 | IEC | SC65E | - | C00018 | 001-01 (2018-03-28 07:27:04 by BATCH 00000762) standard | 0112-2---61987#ABF144 | https://cdd.iec.ch/cdd/iec61987/iec61987.nsf/PropertiesAllVersions/0112-2---61987%23ABF144
0112/2///61987#ABD407 | 004 | 01 | 0112/2///61987#ABD407#004 | minimum insertion length the device |  |  |  |  | shortest insertion length a device may have resulting from deployment geometry parameters |  |  | mm |  |  | REAL_MEASURE_TYPE |  |  |  |  | NON_DEPENDENT_P_DET | [5 empty] | 0112/2///61987#ABC322 - Line or nozzle | 0112/2///61987#ABA000 | 0112/2///62720#UAA862 - millimetre |  | 0112/2///61987#ABT548 - Length short | Standard |  |  |  | SC65E – IEC 61987 | - | C00004 |  | 0112-2---61987#ABD407 | https://cdd.iec.ch/cdd/iec61987/iec61987.nsf/PropertiesAllVersions/0112-2---61987%23ABD407
0112/2///61987#ABC034 | 001 | 04 | 0112/2///61987#ABC034#001 | length of gauge stem |  |  |  |  | length of the nozzle of a pressure gauge connection |  |  | mm |  |  | REAL_MEASURE_TYPE |  |  |  |  | NON_DEPENDENT_P_DET | [5 empty] | 0112/2///61987#ABC625 - Structural design of a differential pressure gauge0112/2///61987#ABC629 - Structural design of a pressure or differential pressure gauge | 0112/2///61987#ABA000 | 0112/2///62720#UAA862 - millimetre |  | 0112/2///61987#ABT548 - Length short | Standard |  |  |  | SC65E – IEC 61987 | - | C00004 |  | 0112-2---61987#ABC034 | https://cdd.iec.ch/cdd/iec61987/iec61987.nsf/PropertiesAllVersions/0112-2---61987%23ABC034
0112/2///61987#ABE134 | 001 | 02 | 0112/2///61987#ABE134#001 | reference to Influence of external quantities expressed as a percentage [2] |  |  |  |  | reference to block ABD890 | [5 empty] | CLASS_REFERENCE_TYPE(0112/2///61987#ABD890) 0112/2///61987#ABD890 - Influence of external quantities expressed as a percentage [2] |  |  |  |  | NON_DEPENDENT_P_DET | [5 empty] | 0112/2///61987#ABE365 - Accuracy expressed as a percentage [3]0112/2///61987#ABE702 - Accuracy expressed as a percentage [4] | 0112/2///61987#ABA000 |  |  |  | Standard |  |  |  | SC65E – IEC 61987 | - | C00004 |  | 0112-2---61987#ABE134 | https://cdd.iec.ch/cdd/iec61987/iec61987.nsf/PropertiesAllVersions/0112-2---61987%23ABE134
0112/2///61987#ABD225 | 005 | 01 | 0112/2///61987#ABD225#005 | reference to Sour gas approval |  |  |  |  | reference to block ABC599 | [5 empty] | CLASS_REFERENCE_TYPE(0112/2///61987#ABC599) 0112/2///61987#ABC599 - Sour gas approval |  |  |  |  | NON_DEPENDENT_P_DET | [5 empty] | 0112/2///61987#ABC102 - Approval for use in special applications0112/2///61987#ABD804 - Approval for use in special applications [2] | 0112/2///61987#ABA000 |  |  |  | Standard |  |  |  | SC65E – IEC 61987 | - | C00004 |  | 0112-2---61987#ABD225 | https://cdd.iec.ch/cdd/iec61987/iec61987.nsf/PropertiesAllVersions/0112-2---61987%23ABD225
0112/2///61987#ABF202 | 001 | 01 | 0112/2///61987#ABF202#001 | maximum nozzle length |  |  |  |  | largest inside length a nozzle which still allows a device or a device component to be mounted or to operate within specifications |  |  | mm |  |  | REAL_MEASURE_TYPE |  |  |  |  | NON_DEPENDENT_P_DET | [5 empty] | 0112/2///61987#ABF191 - Structural design of a rotary paddle switch | 0112/2///61987#ABA000 | 0112/2///62720#UAA862 - millimetre |  | 0112/2///61987#ABT548 - Length short | Standard |  | IEC 61987 | IEC | SC65E | - | C00018 | 001-01 (2018-03-28 07:27:05 by BATCH 00000762) standard | 0112-2---61987#ABF202 | https://cdd.iec.ch/cdd/iec61987/iec61987.nsf/PropertiesAllVersions/0112-2---61987%23ABF202
0112/2///61987#ABD290 | 003 | 02 | 0112/2///61987#ABD290#003 | reference to Transmitter housing [1] |  |  |  |  | reference to block ABC048 | [5 empty] | CLASS_REFERENCE_TYPE(0112/2///61987#ABC048) 0112/2///61987#ABC048 - Transmitter housing [1] |  |  |  |  | DEPENDENT_P_DET | [5 empty] | 0112/2///61987#ABC603 - Structural design [flow transmitter]0112/2///61987#ABC604 - Structural design [coriolis mass flow transmitter]0112/2///61987#ABC605 - Structural design [swirl flow transmitter]0112/2///61987#ABC606 - Structural design [electromagnetic flow transmitter]0112/2///61987#ABC607 - Structural design [electromagnetic insertion flow transmitter]0112/2///61987#ABC608 - Structural design [orifice/differential pressure flow transmitter]0112/2///61987#ABC611 - Structural design [thermal mass flow transmitter]0112/2///61987#ABC613 - Structural design [ultrasonic flow transmitter]0112/2///61987#ABC614 - Structural design [variable area flow transmitter/gauge]0112/2///61987#ABC615 - Structural design [vortex flow transmitter]0112/2///61987#ABC617 - Structural design [helix flow transmitter/gauge]0112/2///61987#ABG432 - Structural design [temperature transmitter]0112/2///61987#ABG433 - Structural design [contact temperature transmitter]0112/2///61987#ABG434 - Structural design [radiation thermometer]0112/2///61987#ABG435 - Structural design [separate temperature transmitter]0112/2///61987#ABG441 - Structural design [density transmitter]0112/2///61987#ABG442 - Structural design [buoyancy density transmitter]0112/2///61987#ABG443 - Structural design [refractive index density transmitter]0112/2///61987#ABG444 - Structural design [vibrating tube density transmitter]0112/2///61987#ABG445 - Structural design [radiometric density transmitter]0112/2///61987#ABG446 - Structural design [vibrating fork/rod density transmitter]0112/2///61987#ABG447 - Structural design [ultrasonic density transmitter]0112/2///61987#ABG448 - Structural design [microwave density transmitter]0112/2///61987#ABG449 - Structural design [separate density transmitter] | 0112/2///61987#ABA000 |  |  |  | Standard |  | IEC 61987 | IEC | IEC SC65E | 0112/2///61987#ABA177 - number of transmitter housings | C00112 |  | 0112-2---61987#ABD290 | https://cdd.iec.ch/cdd/iec61987/iec61987.nsf/PropertiesAllVersions/0112-2---61987%23ABD290
0112/2///61987#ABB176 | 001 | 04 | 0112/2///61987#ABB176#001 | assigned lower range-value of thermocouple input signal | lower range-value |  |  |  | lower range end-value that has been configured at the factory |  |  | °C |  |  | REAL_MEASURE_TYPE |  |  |  |  | NON_DEPENDENT_P_DET | [5 empty] | 0112/2///61987#ABC652 - Thermocouple input0112/2///61987#ABP075 - Thermocouple input [I/O module] | 0112/2///61987#ABA000 | 0112/2///62720#UAA033 - degree Celsius |  | 0112/2///61987#ABT514 - Temperature | Standard |  |  |  | SC65E – IEC 61987 | - | C00004 |  | 0112-2---61987#ABB176 | https://cdd.iec.ch/cdd/iec61987/iec61987.nsf/PropertiesAllVersions/0112-2---61987%23ABB176
0112/2///61987#ABE549 | 001 | 01 | 0112/2///61987#ABE549#001 | reference to Structural design of a restriction orifice/diffuser |  |  |  |  | reference to block ABE614 | [5 empty] | CLASS_REFERENCE_TYPE(0112/2///61987#ABE614) 0112/2///61987#ABE614 - Structural design of a restriction orifice/diffuser |  |  |  |  | NON_DEPENDENT_P_DET | [5 empty] | 0112/2///61987#ABE613 - Structural design [restriction orifice/diffuser] | 0112/2///61987#ABA000 |  |  |  | Standard |  | IEC 61987 | IEC | SC65E | - | C00016 | 001-01 (2018-03-28 07:27:01 by BATCH 00000762) standard | 0112-2---61987#ABE549 | https://cdd.iec.ch/cdd/iec61987/iec61987.nsf/PropertiesAllVersions/0112-2---61987%23ABE549
0112/2///61987#ABU856 | 001 | 01 | 0112/2///61987#ABU856#001 | performance variable type [7] |  |  |  |  | polymorphism property specifying the process variable to which the performance applies |  | Polymorphic control property |  |  |  | ENUM_STRING_TYPE(0112/2///61987#ABU811(Percentage performance [3],Absolute performance for level,Absolute performance for ullage,Absolute performance for volume,Absolute performance for mass,Absolute performance for degree of filling,Absolute performance for other variable)) |  |  |  |  | CONDITION_DET |  |  | 0112/2///61987#ABU811 | 0112/2///61987#ABU802 - IEC61987-11 Name of Percentage performance [3]0112/2///61987#ABU740 - IEC61987-11 Name of Absolute performance for level0112/2///61987#ABU741 - IEC61987-11 Name of Absolute performance for ullage0112/2///61987#ABU742 - IEC61987-11 Name of Absolute performance for volume0112/2///61987#ABU743 - IEC61987-11 Name of Absolute performance for mass0112/2///61987#ABU744 - IEC61987-11 Name of Absolute performance for degree of filling0112/2///61987#ABU806 - IEC61987-11 Name of Absolute performance for other variable |  | 0112/2///61987#ABG273 - Type of performance variable [7] | 0112/2///61987#ABA000 |  |  |  | Standard |  | IEC 61987 | IEC | SC65E | - | C00018 | 001-01 (2018-03-28 07:27:21 by BATCH 00000762) standard | 0112-2---61987#ABU856 | https://cdd.iec.ch/cdd/iec61987/iec61987.nsf/PropertiesAllVersions/0112-2---61987%23ABU856
0112/2///61987#ABB784 | 001 | 05 | 0112/2///61987#ABB784#001 | set lower range end-value of frequency input/output |  |  |  |  | frequency value defining the start of a signal range of an input or output |  |  | Hz |  |  | REAL_MEASURE_TYPE |  |  |  |  | NON_DEPENDENT_P_DET | [5 empty] | 0112/2///61987#ABC249 - Frequency input/output parameters | 0112/2///61987#ABA000 | 0112/2///62720#UAA170 - hertz |  | 0112/2///61987#ABT561 - Frequency | Standard |  | IEC 61987 | IEC | IEC/SC 65E | - | C00128 |  | 0112-2---61987#ABB784 | https://cdd.iec.ch/cdd/iec61987/iec61987.nsf/PropertiesAllVersions/0112-2---61987%23ABB784
0112/2///61987#ABC914 | 001 | 05 | 0112/2///61987#ABC914#001 | reference to Influence of humidity at selected test point |  |  |  |  | reference to block ABC284 | [5 empty] | CLASS_REFERENCE_TYPE(0112/2///61987#ABC284) 0112/2///61987#ABC284 - Influence of humidity at selected test point |  |  |  |  | DEPENDENT_P_DET | [5 empty] | 0112/2///61987#ABC277 - Influence of external quantities expressed as a percentage for pressure0112/2///61987#ABJ593 - Influence of external quantities expressed as a percentage [5]0112/2///61987#ABC276 - Influence of external quantities expressed as a percentage0112/2///61987#ABG313 - Influence of external quantities expressed as a percentage [3]0112/2///61987#ABG314 - Influence of external quantities expressed as a percentage [4] | 0112/2///61987#ABA000 |  |  |  | Standard |  | IEC 61987 | IEC | IEC SC65E | 0112/2///61987#ABB688 - number of influences of humidity at selected test points | C00112 |  | 0112-2---61987#ABC914 | https://cdd.iec.ch/cdd/iec61987/iec61987.nsf/PropertiesAllVersions/0112-2---61987%23ABC914
0112/2///61987#ABA151 | 005 | 01 | 0112/2///61987#ABA151#005 | type of gasket |  |  |  |  | classification of a gasket according to its form | [5 empty] | ENUM_CODE_TYPE(0112/2///61987#ABJ738) |  |  |  |  | DEPENDENT_P_DET |  |  | 0112/2///61987#ABJ738 | 0112/2///61987#ABK452 - flat-gasket0112/2///61987#ABK453 - O-ring0112/2///61987#ABK454 - spiral wound gasket0112/2///61987#ABK455 - ring joint gasket0112/2///61987#ABK456 - R ring joint gasket0112/2///61987#ABK457 - RX ring joint gasket0112/2///61987#ABK458 - BX ring joint gasket0112/2///61987#ABK459 - jacketed gasket0112/2///61987#ABI407 - others |  | 0112/2///61987#ABD863 - End connection0112/2///61987#ABD882 - Gasket of body0112/2///61987#ABU455 - End connection0112/2///61987#ABU458 - Process connection | 0112/2///61987#ABA000 |  |  |  | Standard |  |  |  | SC65E – IEC 61987 | 0112/2///61987#ABI406 - empty_property | C00091 |  | 0112-2---61987#ABA151 | https://cdd.iec.ch/cdd/iec61987/iec61987.nsf/PropertiesAllVersions/0112-2---61987%23ABA151
0112/2///61987#ABE172 | 001 | 02 | 0112/2///61987#ABE172#001 | reference to Material of seat retainer |  |  |  |  | reference to block ABD916 | [5 empty] | CLASS_REFERENCE_TYPE(0112/2///61987#ABD916) 0112/2///61987#ABD916 - Material of seat retainer |  |  |  |  | NON_DEPENDENT_P_DET | [5 empty] | 0112/2///61987#ABE036 - Structural design of an eccentric plug valve | 0112/2///61987#ABA000 |  |  |  | Standard |  |  |  |  | - | C00004 |  | 0112-2---61987#ABE172 | https://cdd.iec.ch/cdd/iec61987/iec61987.nsf/PropertiesAllVersions/0112-2---61987%23ABE172
0112/2///61987#ABA435 | 004 | 01 | 0112/2///61987#ABA435#004 | type of current output |  |  |  |  | classification of a current output according to the range end-values of the information parameter | [5 empty] | STRING_TYPE |  |  |  |  | NON_DEPENDENT_P_DET | [5 empty] | 0112/2///61987#ABC140 - Binary current output0112/2///61987#ABC091 - Analog current output parameters | 0112/2///61987#ABA000 |  |  |  | Standard |  |  |  | SC65E – IEC 61987 | - | C00004 |  | 0112-2---61987#ABA435 | https://cdd.iec.ch/cdd/iec61987/iec61987.nsf/PropertiesAllVersions/0112-2---61987%23ABA435
0112/2///61987#ABB376 | 004 | 01 | 0112/2///61987#ABB376#004 | identifier of stream |  |  |  |  | alphanumeric character sequence uniquely identifying a process stream | [5 empty] | STRING_TYPE |  |  |  |  | NON_DEPENDENT_P_DET | [5 empty] | 0112/2///61987#ABC534 - Process case [flow]0112/2///61987#ABC535 - Process case [pressure]0112/2///61987#ABD988 - Process conditions at the inlet0112/2///61987#ABD989 - Process conditions at the outlet0112/2///61987#ABG450 - Process case [level]0112/2///61987#ABG451 - Process case [temperature]0112/2///61987#ABG452 - Process case [density] | 0112/2///61987#ABA000 |  |  |  | Standard |  |  |  | SC65E – IEC 61987 | - | C00004 |  | 0112-2---61987#ABB376 | https://cdd.iec.ch/cdd/iec61987/iec61987.nsf/PropertiesAllVersions/0112-2---61987%23ABB376
0112/2///61987#ABE691 | 001 | 02 | 0112/2///61987#ABE691#001 | reference to Output [22] |  |  |  |  | reference to block ABE690 | [5 empty] | CLASS_REFERENCE_TYPE(0112/2///61987#ABE690) 0112/2///61987#ABE690 - Output [22] |  |  |  |  | DEPENDENT_P_DET | [5 empty] | 0112/2///61987#ABV520 - Device LOP for position transmitter | 0112/2///61987#ABA000 |  |  |  | Standard |  | IEC 61987 | IEC | IEC SC65E | 0112/2///61987#ABB206 - number of outputs | C00112 |  | 0112-2---61987#ABE691 | https://cdd.iec.ch/cdd/iec61987/iec61987.nsf/PropertiesAllVersions/0112-2---61987%23ABE691
0112/2///61987#ABC890 | 004 | 02 | 0112/2///61987#ABC890#004 | reference to Further security measure |  |  |  |  | reference to block ABC260 | [5 empty] | CLASS_REFERENCE_TYPE(0112/2///61987#ABC260) 0112/2///61987#ABC260 - Further security measure |  |  |  |  | DEPENDENT_P_DET | [5 empty] | 0112/2///61987#ABC181 - Dependability | 0112/2///61987#ABA000 |  |  |  | Standard |  | IEC 61987 | IEC | IEC SC65E | 0112/2///61987#ABA317 - number of further security measures | C00112 |  | 0112-2---61987#ABC890 | https://cdd.iec.ch/cdd/iec61987/iec61987.nsf/PropertiesAllVersions/0112-2---61987%23ABC890
0112/2///61987#ABA961 | 007 | 01 | 0112/2///61987#ABA961#007 | permitted gas group/explosion group |  |  |  |  | hazardous area dust group/explosion group for which the device is designed to be used | [5 empty] | ENUM_CODE_TYPE(0112/2///61987#ABJ748) |  |  |  |  | DEPENDENT_P_DET |  |  | 0112/2///61987#ABJ748 | 0112/2///61987#ABK611 - Group A0112/2///61987#ABK612 - Group B0112/2///61987#ABK613 - Group C0112/2///61987#ABK614 - Group D0112/2///61987#ABK615 - I0112/2///61987#ABK616 - II A0112/2///61987#ABK617 - II B0112/2///61987#ABK618 - II B + H20112/2///61987#ABK619 - II C0112/2///61987#ABI407 - others |  | 0112/2///61987#ABC232 - Explosion protection design approval0112/2///61987#ABD868 - Explosion protection design approval [2] | 0112/2///61987#ABA000 |  |  |  | Standard |  |  |  | SC65E – IEC 61987 | 0112/2///61987#ABI406 - empty_property | C00091 |  | 0112-2---61987#ABA961 | https://cdd.iec.ch/cdd/iec61987/iec61987.nsf/PropertiesAllVersions/0112-2---61987%23ABA961
0112/2///61987#ABB759 | 001 | 04 | 0112/2///61987#ABB759#001 | accuracy of flow velocity measuring instrument |  |  |  |  | quality which characterizes the ability of a flow velocity measuring instrument to provide an indicated value close to a true value of the measurand under reference conditions | the accuracy is based on a statistical sample of test devices |  | m/s |  |  | REAL_MEASURE_TYPE |  |  | IEV 311-06-08 (modified) |  | NON_DEPENDENT_P_DET | [5 empty] | 0112/2///61987#ABC060 - Absolute performance for flow velocity0112/2///61987#ABC072 - Accuracy for a subrange of flow velocity | 0112/2///61987#ABA000 | 0112/2///62720#UAA733 - metre per second |  | 0112/2///61987#ABT509 - Velocity | Standard |  |  |  | SC65E – IEC 61987 | - | C00004 |  | 0112-2---61987#ABB759 | https://cdd.iec.ch/cdd/iec61987/iec61987.nsf/PropertiesAllVersions/0112-2---61987%23ABB759
0112/2///61987#ABP164 | 001 | 01 | 0112/2///61987#ABP164#001 | rated input current |  |  |  |  | operating current as defined by the manufacturer and to which certain device properties are referenced |  |  | mA |  |  | REAL_MEASURE_TYPE |  |  |  |  | NON_DEPENDENT_P_DET | [5 empty] | 0112/2///61987#ABC066 - AC rating for external power0112/2///61987#ABC179 - DC rating for external power0112/2///61987#ABC213 - Electrical data for passive behaviour | 0112/2///61987#ABA000 | 0112/2///62720#UAA775 - milliampere |  | 0112/2///61987#ABT567 - Electrical current | Standard |  | IEC 61987 | IEC | IEC/SC 65E | - | C00128 | 001-01 (2023-01-23 14:53:52 by BATCH 00000807) standard | 0112-2---61987#ABP164 | https://cdd.iec.ch/cdd/iec61987/iec61987.nsf/PropertiesAllVersions/0112-2---61987%23ABP164
0112/2///61987#ABD550 | 001 | 04 | 0112/2///61987#ABD550#001 | calculated travel time |  |  |  |  | highest travel time calculated for the opening or closing of a valve |  |  | s |  |  | REAL_MEASURE_TYPE |  |  |  |  | NON_DEPENDENT_P_DET | [5 empty] | 0112/2///61987#ABD816 - Calculation results of control devices | 0112/2///61987#ABA000 | 0112/2///62720#UAA972 - second |  | 0112/2///61987#ABT510 - Time/time duration short | Standard |  |  |  |  | - | C00004 |  | 0112-2---61987#ABD550 | https://cdd.iec.ch/cdd/iec61987/iec61987.nsf/PropertiesAllVersions/0112-2---61987%23ABD550
0112/2///61987#ABE558 | 002 | 01 | 0112/2///61987#ABE558#002 | style of I/P converter |  |  |  |  | classification of an I/P converter according to way in which the action is applied | [5 empty] | ENUM_CODE_TYPE(0112/2///61987#ABJ802) |  |  |  |  | DEPENDENT_P_DET |  |  | 0112/2///61987#ABJ802 | 0112/2///61987#ABL243 - single acting0112/2///61987#ABL244 - double acting0112/2///61987#ABI407 - others |  | 0112/2///61987#ABE618 - Structural design of an I/P converter | 0112/2///61987#ABA000 |  |  |  | Standard |  | IEC 61987 | IEC | SC65E | 0112/2///61987#ABI406 - empty_property | C00091 |  | 0112-2---61987#ABE558 | https://cdd.iec.ch/cdd/iec61987/iec61987.nsf/PropertiesAllVersions/0112-2---61987%23ABE558
0112/2///61987#ABE791 | 001 | 01 | 0112/2///61987#ABE791#001 | upper range-limit of volume fraction |  |  |  |  | lowest value of volume fraction that a device can be adjusted to measure within its specified accuracy limits |  |  | % |  |  | REAL_MEASURE_TYPE |  |  |  |  | NON_DEPENDENT_P_DET | [5 empty] | 0112/2///61987#ABE789 - Measuring range for volume fraction | 0112/2///61987#ABA000 | 0112/2///62720#UAA000 - percent |  | 0112/2///61987#ABT533 - Percentage | Standard |  | IEC 61987 | IEC | SC65E | - | C00017 | 001-01 (2018-03-28 07:27:02 by BATCH 00000762) standard | 0112-2---61987#ABE791 | https://cdd.iec.ch/cdd/iec61987/iec61987.nsf/PropertiesAllVersions/0112-2---61987%23ABE791
0112/2///61987#ABJ693 | 001 | 01 | 0112/2///61987#ABJ693#001 | TYPE_OF_SECONDARY_MEASUREMENT |  |  |  |  | parameter indicating the secondary measurement type | [5 empty] | STRING_TYPE |  |  |  |  | NON_DEPENDENT_P_DET | [5 empty] | 0112/2///61987#ABI729 - SECONDARY_MEASUREMENT | 0112/2///61987#ABA000 |  |  |  | Standard |  |  |  | SC65E – IEC 61987 | - | C00018 | 001-01 (2019-03-08 15:35:34 by BATCH 00000766) standard | 0112-2---61987#ABJ693 | https://cdd.iec.ch/cdd/iec61987/iec61987.nsf/PropertiesAllVersions/0112-2---61987%23ABJ693
0112/2///61987#ABI061 | 001 | 01 | 0112/2///61987#ABI061#001 | burst period |  |  |  |  | length of time that elapses between two burst messages if the burst trigger is set to continuous | [5 empty] | INT_TYPE |  |  |  |  | NON_DEPENDENT_P_DET | [5 empty] | 0112/2///61987#ABH919 - HART burst mode parameters | 0112/2///61987#ABA000 |  |  |  | Standard |  |  |  | SC65E – IEC 61987 | - | C00019 | 001-01 (2018-03-28 07:27:16 by BATCH 00000762) standard | 0112-2---61987#ABI061 | https://cdd.iec.ch/cdd/iec61987/iec61987.nsf/PropertiesAllVersions/0112-2---61987%23ABI061
0112/2///61987#ABD267 | 001 | 02 | 0112/2///61987#ABD267#001 | reference to Structural design of an absolute or a gauge pressure transmitter |  |  |  |  | reference to block ABC641 | [5 empty] | CLASS_REFERENCE_TYPE(0112/2///61987#ABC641) 0112/2///61987#ABC641 - Structural design of an absolute or a gauge pressure transmitter |  |  |  |  | NON_DEPENDENT_P_DET | [5 empty] | 0112/2///61987#ABC619 - Structural design [absolute/gauge pressure transmitter] | 0112/2///61987#ABA000 |  |  |  | Standard |  |  |  | SC65E – IEC 61987 | - | C00004 |  | 0112-2---61987#ABD267 | https://cdd.iec.ch/cdd/iec61987/iec61987.nsf/PropertiesAllVersions/0112-2---61987%23ABD267
0112/2///61987#ABC033 | 002 | 01 | 0112/2///61987#ABC033#002 | fill fluid of case |  |  |  |  | fluid with which the case of a gauge is filled | [5 empty] | STRING_TYPE |  |  |  |  | NON_DEPENDENT_P_DET | [5 empty] | 0112/2///61987#ABC625 - Structural design of a differential pressure gauge0112/2///61987#ABC629 - Structural design of a pressure or differential pressure gauge0112/2///61987#ABF513 - Structural design of temperature gauge | 0112/2///61987#ABA000 |  |  |  | Standard |  |  |  | SC65E – IEC 61987 | - | C00004 |  | 0112-2---61987#ABC033 | https://cdd.iec.ch/cdd/iec61987/iec61987.nsf/PropertiesAllVersions/0112-2---61987%23ABC033
0112/2///61987#ABD758 | 002 | 01 | 0112/2///61987#ABD758#002 | type of manual override |  |  |  |  | classification of a manual override according to the method of power supply | [5 empty] | ENUM_CODE_TYPE(0112/2///61987#ABL516) |  |  |  |  | DEPENDENT_P_DET |  |  | 0112/2///61987#ABL516 | 0112/2///61987#ABL189 - mechanical0112/2///61987#ABL229 - hydraulic0112/2///61987#ABI407 - others |  | 0112/2///61987#ABD835 - Manual override [2]0112/2///61987#ABD843 - Design conditions for actuators0112/2///61987#ABU554 - Manual override0112/2///61987#ABU555 - Manual override | 0112/2///61987#ABA000 |  |  |  | Standard |  |  |  |  | 0112/2///61987#ABI406 - empty_property | C00091 |  | 0112-2---61987#ABD758 | https://cdd.iec.ch/cdd/iec61987/iec61987.nsf/PropertiesAllVersions/0112-2---61987%23ABD758
0112/2///61987#ABE420 | 001 | 03 | 0112/2///61987#ABE420#001 | full stroke cycles |  |  |  |  | highest number of cycles of opening-closing movements that a valve can withstand while still operating within its specification | [5 empty] | INT_TYPE |  |  |  |  | NON_DEPENDENT_P_DET | [5 empty] | 0112/2///61987#ABE411 - Stem/shaft packing | 0112/2///61987#ABA000 |  |  |  | Standard |  |  |  |  | - | C00004 |  | 0112-2---61987#ABE420 | https://cdd.iec.ch/cdd/iec61987/iec61987.nsf/PropertiesAllVersions/0112-2---61987%23ABE420
0112/2///61987#ABB054 | 002 | 01 | 0112/2///61987#ABB054#002 | upstream straight length after reduction |  |  |  |  | length of straight pipe upstream of the flow measuring device after a reduction that is available or necessary to ensure that it performs within its specified limits, expressed in units of pipe diameter |  |  | 1 |  |  | REAL_MEASURE_TYPE |  |  |  |  | NON_DEPENDENT_P_DET | [5 empty] | 0112/2///61987#ABC182 - Deployment conditions [1]0112/2///61987#ABE456 - Deployment conditions [6]0112/2///61987#ABE592 - Deployment conditions [7]0112/2///61987#ABC185 - Deployment design conditions [2] | 0112/2///61987#ABA000 | 0112/2///62720#UAA915 - quantity of dimension one |  |  | Standard |  |  |  | SC65E – IEC 61987 | - | C00019 |  | 0112-2---61987#ABB054 | https://cdd.iec.ch/cdd/iec61987/iec61987.nsf/PropertiesAllVersions/0112-2---61987%23ABB054
0112/2///61987#ABD230 | 001 | 02 | 0112/2///61987#ABD230#001 | reference to Structural design [coriolis mass flow transmitter] |  |  |  |  | reference to block ABC604 | [5 empty] | CLASS_REFERENCE_TYPE(0112/2///61987#ABC604) 0112/2///61987#ABC604 - Structural design [coriolis mass flow transmitter] |  |  |  |  | NON_DEPENDENT_P_DET | [5 empty] | 0112/2///61987#ABC423 - Mechanical and electrical construction [coriolis mass flow transmitter] | 0112/2///61987#ABA000 |  |  |  | Standard |  |  |  | SC65E – IEC 61987 | - | C00004 |  | 0112-2---61987#ABD230 | https://cdd.iec.ch/cdd/iec61987/iec61987.nsf/PropertiesAllVersions/0112-2---61987%23ABD230
0112/2///61987#ABG996 | 001 | 01 | 0112/2///61987#ABG996#001 | reference to Structural design [insert/element] |  |  |  |  | reference to block ABG436 | [5 empty] | CLASS_REFERENCE_TYPE(0112/2///61987#ABG436) 0112/2///61987#ABG436 - Structural design [insert/element] |  |  |  |  | NON_DEPENDENT_P_DET | [5 empty] | 0112/2///61987#ABG391 - Mechanical and electrical construction [insert/element] | 0112/2///61987#ABA000 |  |  |  | Standard |  | IEC 61987 | IEC | SC65E | - | C00019 | 001-01 (2018-03-28 07:27:12 by BATCH 00000762) standard | 0112-2---61987#ABG996 | https://cdd.iec.ch/cdd/iec61987/iec61987.nsf/PropertiesAllVersions/0112-2---61987%23ABG996
0112/2///61987#ABJ709 | 001 | 01 | 0112/2///61987#ABJ709#001 | reference to DISCRETE_MEASUREMENT |  |  |  |  | reference to block ABJ617 | [5 empty] | CLASS_REFERENCE_TYPE(0112/2///61987#ABJ617) 0112/2///61987#ABJ617 - DISCRETE_MEASUREMENT |  |  |  |  | NON_DEPENDENT_P_DET | [5 empty] | 0112/2///61987#ABH878 - Discrete input function block | 0112/2///61987#ABA000 |  |  |  | Standard |  |  |  | SC65E – IEC 61987 | - | C00018 | 001-01 (2019-03-08 15:35:34 by BATCH 00000766) standard | 0112-2---61987#ABJ709 | https://cdd.iec.ch/cdd/iec61987/iec61987.nsf/PropertiesAllVersions/0112-2---61987%23ABJ709
0112/2///61987#ABJ132 | 001 | 01 | 0112/2///61987#ABJ132#001 | SETPOINT_CUTOFF_MAX |  |  |  |  | parameter in percentage of setpoint span above which the actuator signal goes to the maximum limit | [5 empty] | REAL_TYPE |  |  | IEC 61804-2 MOD |  | NON_DEPENDENT_P_DET | [5 empty] | 0112/2///61987#ABI812 - Modulation actuation technology block | 0112/2///61987#ABA000 |  |  |  | Standard |  |  |  | SC65E – IEC 61987 | - | C00018 | 001-01 (2019-03-08 15:35:33 by BATCH 00000766) standard | 0112-2---61987#ABJ132 | https://cdd.iec.ch/cdd/iec61987/iec61987.nsf/PropertiesAllVersions/0112-2---61987%23ABJ132
0112/2///61987#ABC021 | 002 | 01 | 0112/2///61987#ABC021#002 | type of siphon |  |  |  |  | classification of a siphon according to its form | [5 empty] | ENUM_CODE_TYPE(0112/2///61987#ABL567) |  |  |  |  | DEPENDENT_P_DET |  |  | 0112/2///61987#ABL567 | 0112/2///61987#ABM869 - pigtail0112/2///61987#ABM870 - coil0112/2///61987#ABM871 - u-type0112/2///61987#ABM872 - mini siphon0112/2///61987#ABI407 - others |  | 0112/2///61987#ABC527 - Pressure gauge siphon | 0112/2///61987#ABA000 |  |  |  | Standard |  |  |  | SC65E – IEC 61987 | 0112/2///61987#ABI406 - empty_property | C00091 |  | 0112-2---61987#ABC021 | https://cdd.iec.ch/cdd/iec61987/iec61987.nsf/PropertiesAllVersions/0112-2---61987%23ABC021
0112/2///61987#ABG900 | 001 | 01 | 0112/2///61987#ABG900#001 | reference to Process design ratings [12] |  |  |  |  | reference to block ABG340 | [5 empty] | CLASS_REFERENCE_TYPE(0112/2///61987#ABG340) 0112/2///61987#ABG340 - Process design ratings [12] |  |  |  |  | NON_DEPENDENT_P_DET | [5 empty] | 0112/2///61987#ABG328 - Rated operating conditions [23] | 0112/2///61987#ABA000 |  |  |  | Standard |  | IEC 61987 | IEC | SC65E | - | C00018 | 001-01 (2018-03-28 07:27:11 by BATCH 00000762) standard | 0112-2---61987#ABG900 | https://cdd.iec.ch/cdd/iec61987/iec61987.nsf/PropertiesAllVersions/0112-2---61987%23ABG900
0112/2///61987#ABD686 | 001 | 04 | 0112/2///61987#ABD686#001 | position of angular limit stop |  |  |  |  | position of the angular limit stop measured from the close or zero position |  |  | ° |  |  | REAL_MEASURE_TYPE |  |  |  |  | NON_DEPENDENT_P_DET | [5 empty] | 0112/2///61987#ABD803 - Angular limit stop | 0112/2///61987#ABA000 | 0112/2///62720#UAA024 - degree |  | 0112/2///61987#ABT580 - Angle | Standard |  |  |  |  | - | C00004 |  | 0112-2---61987#ABD686 | https://cdd.iec.ch/cdd/iec61987/iec61987.nsf/PropertiesAllVersions/0112-2---61987%23ABD686
0112/2///61987#ABU542 | 003 | 01 | 0112/2///61987#ABU542#003 | reference to Pneumatic/hydraulic output |  |  |  |  | reference to block ABD979 | [5 empty] | CLASS_REFERENCE_TYPE(0112/2///61987#ABD979) 0112/2///61987#ABD979 - Pneumatic/hydraulic output [4] |  |  |  |  | DEPENDENT_P_DET | [5 empty] | 0112/2///61987#ABE042 - Type of output [8]0112/2///61987#ABE579 - Type of output [11]0112/2///61987#ABE692 - Type of output [22] | 0112/2///61987#ABA000 |  |  |  | Standard |  | IEC 61987 | IEC | SC65E | 0112/2///61987#ABU574 - output type [11] | C00016 |  | 0112-2---61987#ABU542 | https://cdd.iec.ch/cdd/iec61987/iec61987.nsf/PropertiesAllVersions/0112-2---61987%23ABU542
0112/2///61987#ABF472 | 001 | 01 | 0112/2///61987#ABF472#001 | local dose rate |  |  |  |  | dose rate at a given distance from the source |  |  | µGy/h |  |  | REAL_MEASURE_TYPE |  |  |  |  | NON_DEPENDENT_P_DET | [5 empty] | 0112/2///61987#ABF463 - Nuclear source | 0112/2///61987#ABA000 | 0112/2///62720#UAB478 - microgray per hour |  | 0112/2///61987#ABT572 - Dose rate | Standard |  | IEC 61987 | IEC | SC65E | - | C00018 | 001-01 (2018-03-28 07:27:07 by BATCH 00000762) standard | 0112-2---61987#ABF472 | https://cdd.iec.ch/cdd/iec61987/iec61987.nsf/PropertiesAllVersions/0112-2---61987%23ABF472
0112/2///61987#ABG829 | 001 | 01 | 0112/2///61987#ABG829#001 | reference to Reference conditions for the performance variable [8] |  |  |  |  | reference to block ABG269 | [5 empty] | CLASS_REFERENCE_TYPE(0112/2///61987#ABG269) 0112/2///61987#ABG269 - Reference conditions for the performance variable [8] |  |  |  |  | NON_DEPENDENT_P_DET | [5 empty] | 0112/2///61987#ABG259 - Performance variable [19] | 0112/2///61987#ABA000 |  |  |  | Standard |  | IEC 61987 | IEC | SC65E | - | C00017 | 001-01 (2018-03-28 07:27:11 by BATCH 00000762) standard | 0112-2---61987#ABG829 | https://cdd.iec.ch/cdd/iec61987/iec61987.nsf/PropertiesAllVersions/0112-2---61987%23ABG829
0112/2///61987#ABF891 | 001 | 01 | 0112/2///61987#ABF891#001 | reference to Device LOP for sight level gauge |  |  |  |  | reference to block ABE729 | [5 empty] | CLASS_REFERENCE_TYPE(0112/2///61987#ABE729) 0112/2///61987#ABE729 - Device LOP for sight level gauge |  |  |  |  | NON_DEPENDENT_P_DET | [5 empty] | 0112/2///61987#ABE451 - Sight level gauge | 0112/2///61987#ABA000 |  |  |  | Standard |  | IEC 61987 | IEC | SC65E | - | C00018 | 001-01 (2018-03-28 07:27:10 by BATCH 00000762) standard | 0112-2---61987#ABF891 | https://cdd.iec.ch/cdd/iec61987/iec61987.nsf/PropertiesAllVersions/0112-2---61987%23ABF891
0112/2///61987#ABE768 | 002 | 01 | 0112/2///61987#ABE768#002 | type of density measurement variable |  |  |  |  | classification of a density measurement according to the output quantity | [5 empty] | ENUM_CODE_TYPE(0112/2///61987#ABL276) |  |  |  |  | DEPENDENT_P_DET |  |  | 0112/2///61987#ABL276 | 0112/2///61987#ABL847 - actual density0112/2///61987#ABL848 - normalized density0112/2///61987#ABI407 - others |  | 0112/2///61987#ABC107 - Assigned density range0112/2///61987#ABC180 - Density measurement0112/2///61987#ABG359 - Density measurement [2] | 0112/2///61987#ABA000 |  |  |  | Standard |  | IEC 61987 | IEC | SC65E | 0112/2///61987#ABI406 - empty_property | C00091 |  | 0112-2---61987#ABE768 | https://cdd.iec.ch/cdd/iec61987/iec61987.nsf/PropertiesAllVersions/0112-2---61987%23ABE768
0112/2///61987#ABB492 | 002 | 01 | 0112/2///61987#ABB492#002 | method of fastening of clamp-on sensor assembly |  |  |  |  | means by which a device is fastened to a pipe or wall | [5 empty] | ENUM_CODE_TYPE(0112/2///61987#ABL336) |  |  |  |  | DEPENDENT_P_DET |  |  | 0112/2///61987#ABL336 | 0112/2///61987#ABM085 - clamped0112/2///61987#ABM086 - strapped0112/2///61987#ABI407 - others |  | 0112/2///61987#ABC157 - Clamp-on ultrasonic flowmeter | 0112/2///61987#ABA000 |  |  |  | Standard |  |  |  | SC65E – IEC 61987 | 0112/2///61987#ABI406 - empty_property | C00091 |  | 0112-2---61987#ABB492 | https://cdd.iec.ch/cdd/iec61987/iec61987.nsf/PropertiesAllVersions/0112-2---61987%23ABB492
0112/2///61987#ABD759 | 001 | 02 | 0112/2///61987#ABD759#001 | type of mounting bracket |  |  |  |  | classification of a mounting provision according to the mechanical construction | [5 empty] | STRING_TYPE |  |  |  |  | NON_DEPENDENT_P_DET | [5 empty] | 0112/2///61987#ABD941 - Mounting bracket for actuator0112/2///61987#ABD942 - Mounting bracket for signal devices | 0112/2///61987#ABA000 |  |  |  | Standard |  |  |  |  | - | C00004 |  | 0112-2---61987#ABD759 | https://cdd.iec.ch/cdd/iec61987/iec61987.nsf/PropertiesAllVersions/0112-2---61987%23ABD759
0112/2///61987#ABF618 | 001 | 01 | 0112/2///61987#ABF618#001 | maximum influence of ambient temperature on volume fraction |  |  |  |  | change in output of a volume fraction measuring device caused by a change in ambient temperature with respect to reference conditions, expressed as the maximum error within the specified ambient temperature range |  |  | %/K |  |  | REAL_MEASURE_TYPE |  |  |  |  | NON_DEPENDENT_P_DET | [5 empty] | 0112/2///61987#ABF616 - Influence of external quantities expressed for volume fraction | 0112/2///61987#ABA000 | 0112/2///62720#UAA008 - percent per kelvin |  | 0112/2///61987#ABT527 - Percentage per temperature | Standard |  | IEC 61987 | IEC | SC65E | - | C00018 | 001-01 (2018-03-28 07:27:08 by BATCH 00000762) standard | 0112-2---61987#ABF618 | https://cdd.iec.ch/cdd/iec61987/iec61987.nsf/PropertiesAllVersions/0112-2---61987%23ABF618
0112/2///61987#ABH779 | 001 | 02 | 0112/2///61987#ABH779#001 | reference to Linearization point |  |  |  |  | reference to block ABH699 | [5 empty] | CLASS_REFERENCE_TYPE(0112/2///61987#ABH699) 0112/2///61987#ABH699 - Linearization point |  |  |  |  | DEPENDENT_P_DET | [5 empty] | 0112/2///61987#ABH697 - Linearization table | 0112/2///61987#ABA000 |  |  |  | Standard |  | IEC 61987 | IEC | IEC SC65E | 0112/2///61987#ABH698 - number of linearization points | C00112 |  | 0112-2---61987#ABH779 | https://cdd.iec.ch/cdd/iec61987/iec61987.nsf/PropertiesAllVersions/0112-2---61987%23ABH779
0112/2///61987#ABA064 | 001 | 01 | 0112/2///61987#ABA064#001 | address remarks |  |  |  |  | plain text characterizing address information for which there is no property | [5 empty] | STRING_TYPE |  |  |  |  | NON_DEPENDENT_P_DET | [5 empty] | 0112/2///61987#ABI571 - Address0112/2///61987#ABI572 - Contact information | 0112/2///61987#ABA000 |  |  |  | Standard |  | IEC 61987 |  | SC65E – IEC 61987 | - | C00018 | 001-01 (2019-03-08 15:35:27 by BATCH 00000766) standard | 0112-2---61987#ABA064 | https://cdd.iec.ch/cdd/iec61987/iec61987.nsf/PropertiesAllVersions/0112-2---61987%23ABA064
0112/2///61987#ABP163 | 001 | 01 | 0112/2///61987#ABP163#001 | rated current consumption | Voltage |  |  |  | current used by the device as defined by the manufacturer and to which certain device properties are referenced |  |  | A |  |  | REAL_MEASURE_TYPE |  |  |  |  | NON_DEPENDENT_P_DET | [5 empty] | 0112/2///61987#ABC218 - Electrical power input circuit | 0112/2///61987#ABA000 | 0112/2///62720#UAA101 - ampere |  | 0112/2///61987#ABT567 - Electrical current | Standard |  | IEC 61987 | IEC | IEC/SC 65E | - | C00128 | 001-01 (2023-01-23 14:53:52 by BATCH 00000807) standard | 0112-2---61987#ABP163 | https://cdd.iec.ch/cdd/iec61987/iec61987.nsf/PropertiesAllVersions/0112-2---61987%23ABP163
0112/2///61987#ABA601 | 006 | 02 | 0112/2///61987#ABA601#006 | software version | DEVICE_SOFTWARE_VERSION |  |  | Software revision | version of the software used by the device |  | also used by Process Automation - Device Information Model (PA-DIM) |  |  |  | STRING_TYPE |  |  |  |  | NON_DEPENDENT_P_DET | [5 empty] | 0112/2///61987#ABJ616 - Device identification0112/2///61987#ABC330 - Manufacturer identification0112/2///61987#ABC269 - Identification | 0112/2///61987#ABA000 |  |  |  | Standard |  | IEC 61987 | IEC | IEC SC65E | - | C00112 |  | 0112-2---61987#ABA601 | https://cdd.iec.ch/cdd/iec61987/iec61987.nsf/PropertiesAllVersions/0112-2---61987%23ABA601
0112/2///61987#ABF461 | 001 | 01 | 0112/2///61987#ABF461#001 | material of modulator |  |  |  |  | material of which the modulator is made | [5 empty] | STRING_TYPE |  |  |  |  | NON_DEPENDENT_P_DET | [5 empty] | 0112/2///61987#ABF468 - Modulator | 0112/2///61987#ABA000 |  |  |  | Standard |  | IEC 61987 | IEC | SC65E | - | C00018 | 001-01 (2018-03-28 07:27:07 by BATCH 00000762) standard | 0112-2---61987#ABF461 | https://cdd.iec.ch/cdd/iec61987/iec61987.nsf/PropertiesAllVersions/0112-2---61987%23ABF461
0112/2///61987#ABU948 | 001 | 01 | 0112/2///61987#ABU948#001 | assigned variable type [8] |  |  |  |  | process variable assigned to an input or output |  | Polymorphic control property |  |  |  | ENUM_STRING_TYPE(0112/2///61987#ABU839(Assigned density range,Assigned level range,Assigned ullage range,Assigned volume range,Assigned mass range,Assigned degree of filling range,Assigned pressure range,Assigned temperature range,Assigned other variable range)) |  |  |  |  | CONDITION_DET |  |  | 0112/2///61987#ABU839 | 0112/2///61987#ABU778 - IEC61987-11 Name of Assigned density range0112/2///61987#ABU779 - IEC61987-11 Name of Assigned level range0112/2///61987#ABU780 - IEC61987-11 Name of Assigned ullage range0112/2///61987#ABU781 - IEC61987-11 Name of Assigned volume range0112/2///61987#ABU782 - IEC61987-11 Name of Assigned mass range0112/2///61987#ABU783 - IEC61987-11 Name of Assigned degree of filling range0112/2///61987#ABU784 - IEC61987-11 Name of Assigned pressure range0112/2///61987#ABU785 - IEC61987-11 Name of Assigned temperature range0112/2///61987#ABU808 - IEC61987-11 Name of Assigned other variable range |  | 0112/2///61987#ABV039 - Assigned variable [8] | 0112/2///61987#ABA000 |  |  |  | Standard |  | IEC 61987 | IEC | SC65E | - | C00018 | 001-01 (2018-03-28 07:27:22 by BATCH 00000762) standard | 0112-2---61987#ABU948 | https://cdd.iec.ch/cdd/iec61987/iec61987.nsf/PropertiesAllVersions/0112-2---61987%23ABU948
0112/2///61987#ABD023 | 002 | 01 | 0112/2///61987#ABD023#002 | reference to Material of separating/measuring diaphragm |  |  |  |  | reference to block ABC393 | [5 empty] | CLASS_REFERENCE_TYPE(0112/2///61987#ABC393) 0112/2///61987#ABC393 - Material of separating/measuring diaphragm |  |  |  |  | NON_DEPENDENT_P_DET | [5 empty] | 0112/2///61987#ABF341 - Structural design of a hydrostatic pressure level transmitter0112/2///61987#ABC626 - Structural design of a differential pressure transmitter0112/2///61987#ABC641 - Structural design of an absolute or a gauge pressure transmitter | 0112/2///61987#ABA000 |  |  |  | Standard |  |  |  | SC65E – IEC 61987 | - | C00004 |  | 0112-2---61987#ABD023 | https://cdd.iec.ch/cdd/iec61987/iec61987.nsf/PropertiesAllVersions/0112-2---61987%23ABD023
0112/2///61987#ABB346 | 002 | 01 | 0112/2///61987#ABB346#002 | available straight length |  |  |  |  | length of straight pipe upstream or downstream of the point of installation of a flow device, expressed in units of pipe diameter |  |  | 1 |  |  | REAL_MEASURE_TYPE |  |  |  |  | NON_DEPENDENT_P_DET | [5 empty] | 0112/2///61987#ABD831 - Line or nozzle [2] | 0112/2///61987#ABA000 | 0112/2///62720#UAA915 - quantity of dimension one |  |  | Standard |  |  |  | SC65E – IEC 61987 | - | C00019 |  | 0112-2---61987#ABB346 | https://cdd.iec.ch/cdd/iec61987/iec61987.nsf/PropertiesAllVersions/0112-2---61987%23ABB346
0112/2///61987#ABU351 | 001 | 02 | 0112/2///61987#ABU351#001 | reference to Type of output [5] |  |  |  |  | reference to block ABC668 |  | Id specified in IEC61987-12/-13: ABD311 |  |  |  | CLASS_REFERENCE_TYPE(0112/2///61987#ABC668) 0112/2///61987#ABC668 - Type of output [5] |  |  |  |  | NON_DEPENDENT_P_DET | [5 empty] | 0112/2///61987#ABC480 - Output [5] | 0112/2///61987#ABA000 |  |  |  | Standard |  |  |  | SC65E – IEC 61987 | - | C00004 |  | 0112-2---61987#ABU351 | https://cdd.iec.ch/cdd/iec61987/iec61987.nsf/PropertiesAllVersions/0112-2---61987%23ABU351
0112/2///61987#ABU264 | 001 | 03 | 0112/2///61987#ABU264#001 | reference to Pulse input |  |  |  |  | reference to block ABC551 |  | Id specified in IEC61987-12/-13: ABD181 |  |  |  | CLASS_REFERENCE_TYPE(0112/2///61987#ABC551) 0112/2///61987#ABC551 - Pulse input |  |  |  |  | DEPENDENT_P_DET | [5 empty] | 0112/2///61987#ABC054 - Type of auxiliary input [3] | 0112/2///61987#ABA000 |  |  |  | Standard |  |  |  | SC65E – IEC 61987 | 0112/2///61987#ABU256 - auxiliary input type [3] | C00004 |  | 0112-2---61987#ABU264 | https://cdd.iec.ch/cdd/iec61987/iec61987.nsf/PropertiesAllVersions/0112-2---61987%23ABU264
0112/2///61987#ABB201 | 001 | 04 | 0112/2///61987#ABB201#001 | measured error of dynamic viscosity |  |  |  |  | largest positive or negative value of error of the average upscale or downscale value at each point of dynamic viscosity measurement expressed as an absolute value |  |  | mPa·s |  |  | REAL_MEASURE_TYPE |  |  | IEC 61298 and IEC 60770-2 |  | NON_DEPENDENT_P_DET | [5 empty] | 0112/2///61987#ABC059 - Absolute performance for dynamic viscosity0112/2///61987#ABC071 - Accuracy for a subrange of dynamic viscosity | 0112/2///61987#ABA000 | 0112/2///62720#UAA797 - millipascal second |  | 0112/2///61987#ABT571 - Dynamic viscosity | Standard |  |  |  | SC65E – IEC 61987 | - | C00018 |  | 0112-2---61987#ABB201 | https://cdd.iec.ch/cdd/iec61987/iec61987.nsf/PropertiesAllVersions/0112-2---61987%23ABB201
0112/2///61987#ABH415 | 001 | 01 | 0112/2///61987#ABH415#001 | minimum difference of density |  |  |  |  | smallest difference between two density values for which a device shall be or is designed to operate within its specifications |  |  | kg/m³ |  |  | REAL_MEASURE_TYPE |  |  |  |  | NON_DEPENDENT_P_DET | [5 empty] | 0112/2///61987#ABF035 - Design conditions of float0112/2///61987#ABF366 - Design conditions of displacer | 0112/2///61987#ABA000 | 0112/2///62720#UAA619 - kilogram per metre cubed |  | 0112/2///61987#ABT573 - Density | Standard |  |  |  | SC65E – IEC 61987 | - | C00018 | 001-01 (2018-03-28 07:27:15 by BATCH 00000762) standard | 0112-2---61987#ABH415 | https://cdd.iec.ch/cdd/iec61987/iec61987.nsf/PropertiesAllVersions/0112-2---61987%23ABH415
0112/2///61987#ABH029 | 001 | 01 | 0112/2///61987#ABH029#001 | reference to Operating conditions for device design [density] |  |  |  |  | reference to block ABG469 | [5 empty] | CLASS_REFERENCE_TYPE(0112/2///61987#ABG469) 0112/2///61987#ABG469 - Operating conditions for device design [density] |  |  |  |  | NON_DEPENDENT_P_DET | [5 empty] | 0112/2///61987#ABF868 - Operating LOP for density measuring equipment | 0112/2///61987#ABA000 |  |  |  | Standard |  | IEC 61987 | IEC | SC65E | - | C00017 | 001-01 (2018-03-28 07:27:13 by BATCH 00000762) standard | 0112-2---61987#ABH029 | https://cdd.iec.ch/cdd/iec61987/iec61987.nsf/PropertiesAllVersions/0112-2---61987%23ABH029
0112/2///61987#ABB916 | 001 | 02 | 0112/2///61987#ABB916#001 | designation of wetted inner seal |  |  |  |  | alphanumeric character sequence identifying a wetted inner seal | [5 empty] | STRING_TYPE |  |  |  |  | NON_DEPENDENT_P_DET | [5 empty] | 0112/2///61987#ABC403 - Material of wetted inner seal | 0112/2///61987#ABA000 |  |  |  | Standard |  |  |  | SC65E – IEC 61987 | - | C00004 |  | 0112-2---61987#ABB916 | https://cdd.iec.ch/cdd/iec61987/iec61987.nsf/PropertiesAllVersions/0112-2---61987%23ABB916
0112/2///61987#ABJ435 | 001 | 01 | 0112/2///61987#ABJ435#001 | reference to BLOCK_ALARM |  |  |  |  | reference to block ABI797 | [5 empty] | CLASS_REFERENCE_TYPE(0112/2///61987#ABI797) 0112/2///61987#ABI797 - BLOCK_ALARM |  |  |  |  | NON_DEPENDENT_P_DET | [5 empty] | 0112/2///61987#ABI711 - Standard parameters | 0112/2///61987#ABA000 |  |  |  | Standard |  |  |  | SC65E – IEC 61987 | - | C00018 | 001-01 (2019-03-08 15:35:33 by BATCH 00000766) standard | 0112-2---61987#ABJ435 | https://cdd.iec.ch/cdd/iec61987/iec61987.nsf/PropertiesAllVersions/0112-2---61987%23ABJ435
0112/2///61987#ABF330 | 001 | 01 | 0112/2///61987#ABF330#001 | material of coating |  |  |  |  | material of a protective coating that prevents the contact of a fluid with the material from which the equipment is made | [5 empty] | STRING_TYPE |  |  |  |  | NON_DEPENDENT_P_DET | [5 empty] | 0112/2///61987#ABF319 - Structural design of a thermowell0112/2///61987#ABF348 - Immersible probe or transmitter | 0112/2///61987#ABA000 |  |  |  | Standard |  | IEC 61987 | IEC | SC65E | - | C00019 | 001-01 (2018-03-28 07:27:06 by BATCH 00000762) standard | 0112-2---61987#ABF330 | https://cdd.iec.ch/cdd/iec61987/iec61987.nsf/PropertiesAllVersions/0112-2---61987%23ABF330
0112/2///61987#ABH712 | 001 | 01 | 0112/2///61987#ABH712#001 | reference to Input variable |  |  |  |  | reference to block ABH532 | [5 empty] | CLASS_REFERENCE_TYPE(0112/2///61987#ABH532) 0112/2///61987#ABH532 - Input variable |  |  |  |  | NON_DEPENDENT_P_DET | [5 empty] | 0112/2///61987#ABH531 - Output signal processing variable | 0112/2///61987#ABA000 |  |  |  | Standard |  | IEC 61987 |  | SC65E – IEC 61987 | - | C00018 | 001-01 (2019-03-08 15:35:30 by BATCH 00000766) standard | 0112-2---61987#ABH712 | https://cdd.iec.ch/cdd/iec61987/iec61987.nsf/PropertiesAllVersions/0112-2---61987%23ABH712
0112/2///61987#ABB561 | 001 | 04 | 0112/2///61987#ABB561#001 | minimum span for dynamic viscosity |  |  |  |  | lowest span to which a dynamic viscosity measurement instrument can be adjusted |  |  | mPa·s |  |  | REAL_MEASURE_TYPE |  |  |  |  | NON_DEPENDENT_P_DET | [5 empty] | 0112/2///61987#ABC416 - Measuring range for dynamic viscosity | 0112/2///61987#ABA000 | 0112/2///62720#UAA797 - millipascal second |  | 0112/2///61987#ABT571 - Dynamic viscosity | Standard |  |  |  | SC65E – IEC 61987 | - | C00018 |  | 0112-2---61987#ABB561 | https://cdd.iec.ch/cdd/iec61987/iec61987.nsf/PropertiesAllVersions/0112-2---61987%23ABB561
0112/2///61987#ABB056 | 003 | 01 | 0112/2///61987#ABB056#003 | maximum actual density |  |  |  |  | highest actual density for which a device is or should be designed to operate within its specified limits |  |  | kg/m³ |  |  | REAL_MEASURE_TYPE |  |  |  |  | NON_DEPENDENT_P_DET | [5 empty] | 0112/2///61987#ABC451 - Normal process conditions [1]0112/2///61987#ABC454 - Normal process design conditions [1]0112/2///61987#ABC455 - Normal process design conditions [2]0112/2///61987#ABF035 - Design conditions of float0112/2///61987#ABF366 - Design conditions of displacer0112/2///61987#ABG476 - Normal process design conditions [5]0112/2///61987#ABH071 - Fluid phase design conditions0112/2///61987#ABH462 - Normal process conditions [11]0112/2///61987#ABG346 - Normal process conditions [8]0112/2///61987#ABG343 - Normal process conditions [5]0112/2///61987#ABG344 - Normal process conditions [6]0112/2///61987#ABG347 - Normal process conditions [9] | 0112/2///61987#ABA000 | 0112/2///62720#UAA619 - kilogram per metre cubed |  | 0112/2///61987#ABT573 - Density | Standard |  |  |  | SC65E – IEC 61987 | - | C00004 |  | 0112-2---61987#ABB056 | https://cdd.iec.ch/cdd/iec61987/iec61987.nsf/PropertiesAllVersions/0112-2---61987%23ABB056
0112/2///61987#ABB133 | 002 | 01 | 0112/2///61987#ABB133#002 | style of differential pressure flow transmitter |  |  |  |  | classification of a differential pressure flowmeter according to its structural design | [5 empty] | ENUM_CODE_TYPE(0112/2///61987#ABL657) |  |  |  |  | DEPENDENT_P_DET |  |  | 0112/2///61987#ABL657 | 0112/2///61987#ABN239 - tap with flow tube0112/2///61987#ABN240 - two piece tap0112/2///61987#ABN241 - three piece tap0112/2///61987#ABN242 - tap without flow tube0112/2///61987#ABI407 - others |  | 0112/2///61987#ABC645 - Structural design of the primary element of a differential pressure flow transmitter | 0112/2///61987#ABA000 |  |  |  | Standard |  |  |  | SC65E – IEC 61987 | 0112/2///61987#ABI406 - empty_property | C00091 |  | 0112-2---61987#ABB133 | https://cdd.iec.ch/cdd/iec61987/iec61987.nsf/PropertiesAllVersions/0112-2---61987%23ABB133
0112/2///61987#ABE201 | 004 | 01 | 0112/2///61987#ABE201#004 | reference to Normal environmental design conditions [3] |  |  |  |  | reference to block ABD945 | [5 empty] | CLASS_REFERENCE_TYPE(0112/2///61987#ABD945) 0112/2///61987#ABD945 - Normal environmental design conditions [3] |  |  |  |  | NON_DEPENDENT_P_DET | [5 empty] | 0112/2///61987#ABD865 - Environmental design conditions [3]0112/2///61987#ABP288 - Environmental design conditions [infrastructure device] | 0112/2///61987#ABA000 |  |  |  | Standard |  |  |  |  | - | C00004 |  | 0112-2---61987#ABE201 | https://cdd.iec.ch/cdd/iec61987/iec61987.nsf/PropertiesAllVersions/0112-2---61987%23ABE201
0112/2///61987#ABA599 | 007 | 01 | 0112/2///61987#ABA599#007 | duration of cleaning |  |  |  |  | time duration for which the wetted-parts of the device can be subjected to the maximum cleaning temperature |  |  | h |  |  | REAL_MEASURE_TYPE |  |  |  |  | NON_DEPENDENT_P_DET | [5 empty] | 0112/2///61987#ABC186 - Design conditions for external cleaning in place0112/2///61987#ABC187 - Design conditions for internal cleaning in place0112/2///61987#ABC239 - External cleaning in place conditions0112/2///61987#ABC308 - Internal cleaning in place conditions0112/2///61987#ABH046 - External cleaning in place conditions [1] | 0112/2///61987#ABA000 | 0112/2///62720#UAA525 - hour |  | 0112/2///61987#ABT511 - Time/time duration long | Standard |  |  |  | SC65E – IEC 61987 | - | C00019 |  | 0112-2---61987#ABA599 | https://cdd.iec.ch/cdd/iec61987/iec61987.nsf/PropertiesAllVersions/0112-2---61987%23ABA599
0112/2///61987#ABB174 | 001 | 04 | 0112/2///61987#ABB174#001 | lower range-limit of thermocouple input |  |  |  |  | lowest thermocouple input signal that the device can be adjusted to measure within the specified accuracy limits |  |  | °C |  |  | REAL_MEASURE_TYPE |  |  |  |  | NON_DEPENDENT_P_DET | [5 empty] | 0112/2///61987#ABC652 - Thermocouple input0112/2///61987#ABP075 - Thermocouple input [I/O module] | 0112/2///61987#ABA000 | 0112/2///62720#UAA033 - degree Celsius |  | 0112/2///61987#ABT514 - Temperature | Standard |  |  |  | SC65E – IEC 61987 | - | C00004 |  | 0112-2---61987#ABB174 | https://cdd.iec.ch/cdd/iec61987/iec61987.nsf/PropertiesAllVersions/0112-2---61987%23ABB174
0112/2///61987#ABU261 | 001 | 03 | 0112/2///61987#ABU261#001 | reference to Binary input |  |  |  |  | reference to block ABC142 |  | Id specified in IEC61987-12/-13: ABC772 |  |  |  | CLASS_REFERENCE_TYPE(0112/2///61987#ABC142) 0112/2///61987#ABC142 - Binary input |  |  |  |  | DEPENDENT_P_DET | [5 empty] | 0112/2///61987#ABC054 - Type of auxiliary input [3] | 0112/2///61987#ABA000 |  |  |  | Standard |  |  |  | SC65E – IEC 61987 | 0112/2///61987#ABU256 - auxiliary input type [3] | C00004 |  | 0112-2---61987#ABU261 | https://cdd.iec.ch/cdd/iec61987/iec61987.nsf/PropertiesAllVersions/0112-2---61987%23ABU261
0112/2///61987#ABB760 | 001 | 04 | 0112/2///61987#ABB760#001 | measured error of flow velocity |  |  |  |  | largest positive or negative value of error of the average upscale or downscale value at each point of flow velocity measurement expressed as an absolute value |  |  | m/s |  |  | REAL_MEASURE_TYPE |  |  | IEC 61298 and IEC 60770-2 |  | NON_DEPENDENT_P_DET | [5 empty] | 0112/2///61987#ABC060 - Absolute performance for flow velocity0112/2///61987#ABC072 - Accuracy for a subrange of flow velocity | 0112/2///61987#ABA000 | 0112/2///62720#UAA733 - metre per second |  | 0112/2///61987#ABT509 - Velocity | Standard |  |  |  | SC65E – IEC 61987 | - | C00004 |  | 0112-2---61987#ABB760 | https://cdd.iec.ch/cdd/iec61987/iec61987.nsf/PropertiesAllVersions/0112-2---61987%23ABB760
0112/2///61987#ABF087 | 001 | 01 | 0112/2///61987#ABF087#001 | number of accuracies for a subrange of voltage |  |  |  |  | @number of accuracies for a subrange of voltage |  | Cardinality property |  |  |  | INT_TYPE |  |  |  |  | CONDITION_DET | [5 empty] | 0112/2///61987#ABF075 - Absolute performance for voltage | 0112/2///61987#ABA000 |  |  |  | Standard |  | IEC 61987 | IEC | SC65E | - | C00019 | 001-01 (2018-03-28 07:27:04 by BATCH 00000762) standard | 0112-2---61987#ABF087 | https://cdd.iec.ch/cdd/iec61987/iec61987.nsf/PropertiesAllVersions/0112-2---61987%23ABF087
0112/2///61987#ABI103 | 001 | 01 | 0112/2///61987#ABI103#001 | SENSOR_HIGH_LIMIT |  |  |  |  | parameter setting the upper range end-value of a sensor in the selected engineering units | [5 empty] | REAL_TYPE |  |  |  |  | NON_DEPENDENT_P_DET | [5 empty] | 0112/2///61987#ABJ608 - SENSOR_SIGNAL | 0112/2///61987#ABA000 |  |  |  | Standard |  |  |  | SC65E – IEC 61987 | - | C00018 | 001-01 (2019-03-08 15:35:31 by BATCH 00000766) standard | 0112-2---61987#ABI103 | https://cdd.iec.ch/cdd/iec61987/iec61987.nsf/PropertiesAllVersions/0112-2---61987%23ABI103
0112/2///61987#ABA904 | 005 | 01 | 0112/2///61987#ABA904#005 | type of power supply |  |  |  |  | classification of a power supply according to the current mode which can be used to operate a device | [5 empty] | ENUM_CODE_TYPE(0112/2///61987#ABL355) |  |  |  |  | DEPENDENT_P_DET |  |  | 0112/2///61987#ABL355 | 0112/2///61987#ABL838 - DC0112/2///61987#ABL837 - AC0112/2///61987#ABI407 - others |  | 0112/2///61987#ABC219 - Electrical power output circuit0112/2///61987#ABC218 - Electrical power input circuit | 0112/2///61987#ABA000 |  |  |  | Standard |  |  |  | SC65E – IEC 61987 | 0112/2///61987#ABI406 - empty_property | C00091 |  | 0112-2---61987#ABA904 | https://cdd.iec.ch/cdd/iec61987/iec61987.nsf/PropertiesAllVersions/0112-2---61987%23ABA904
0112/2///61987#ABD647 | 002 | 01 | 0112/2///61987#ABD647#002 | measures for noise-reduction |  |  |  |  | measures to reduce the emission of noise from a device | [5 empty] | ENUM_CODE_TYPE(0112/2///61987#ABL529) |  |  |  |  | DEPENDENT_P_DET |  |  | 0112/2///61987#ABL529 | 0112/2///61987#ABM736 - multi-stage trim0112/2///61987#ABM737 - multi-path trim0112/2///61987#ABM738 - low noise cage0112/2///61987#ABI407 - others |  | 0112/2///61987#ABE026 - Structural design of a ball valve0112/2///61987#ABE027 - Structural design of a butterfly valve0112/2///61987#ABE029 - Structural design of a gate valve0112/2///61987#ABE030 - Structural design of a globe valve0112/2///61987#ABE035 - Structural design of a pressure reducing regulator or back pressure/excess pressure regulator0112/2///61987#ABE036 - Structural design of an eccentric plug valve | 0112/2///61987#ABA000 |  |  |  | Standard |  |  |  |  | 0112/2///61987#ABI406 - empty_property | C00091 |  | 0112-2---61987#ABD647 | https://cdd.iec.ch/cdd/iec61987/iec61987.nsf/PropertiesAllVersions/0112-2---61987%23ABD647
0112/2///61987#ABE102 | 001 | 05 | 0112/2///61987#ABE102#001 | reference to Electrical line power supply [2] |  |  |  |  | reference to block ABD858 | [5 empty] | CLASS_REFERENCE_TYPE(0112/2///61987#ABD858) 0112/2///61987#ABD858 - Electrical line power supply [2] |  |  |  |  | DEPENDENT_P_DET | [5 empty] | 0112/2///61987#ABD807 - Available power supply [2] | 0112/2///61987#ABA000 |  |  |  | Standard |  | IEC 61987 | IEC | IEC SC65E | 0112/2///61987#ABB351 - number of electrical line power supplies | C00112 |  | 0112-2---61987#ABE102 | https://cdd.iec.ch/cdd/iec61987/iec61987.nsf/PropertiesAllVersions/0112-2---61987%23ABE102
0112/2///61987#ABH555 | 002 | 01 | 0112/2///61987#ABH555#002 | pressure test procedure |  |  |  |  | procedure used to test a sight glass | [5 empty] | ENUM_CODE_TYPE(0112/2///61987#ABL448) |  |  |  |  | DEPENDENT_P_DET |  |  | 0112/2///61987#ABL448 | 0112/2///61987#ABM480 - hydrostatic pressure test0112/2///61987#ABI407 - others |  | 0112/2///61987#ABH554 - Device or component pressure test | 0112/2///61987#ABA000 |  |  |  | Standard |  | IEC 61987 |  | SC65E – IEC 61987 | 0112/2///61987#ABI406 - empty_property | C00091 |  | 0112-2---61987#ABH555 | https://cdd.iec.ch/cdd/iec61987/iec61987.nsf/PropertiesAllVersions/0112-2---61987%23ABH555
0112/2///61987#ABA304 | 005 | 01 | 0112/2///61987#ABA304#005 | line number of tag plate text |  |  |  |  | enumeration of a tag text line according to its position relative to the top of the tag plate | [5 empty] | INT_TYPE |  |  |  |  | NON_DEPENDENT_P_DET | [5 empty] | 0112/2///61987#ABC651 - Text line of tag plate | 0112/2///61987#ABA000 |  |  |  | Standard |  |  |  | SC65E – IEC 61987 | - | C00004 |  | 0112-2---61987#ABA304 | https://cdd.iec.ch/cdd/iec61987/iec61987.nsf/PropertiesAllVersions/0112-2---61987%23ABA304
0112/2///61987#ABP231 | 001 | 01 | 0112/2///61987#ABP231#001 | reference to Digital to analog conversion |  |  |  |  | reference to block ABP027 | [5 empty] | CLASS_REFERENCE_TYPE(0112/2///61987#ABP027) 0112/2///61987#ABP027 - Digital to analog conversion |  |  |  |  | NON_DEPENDENT_P_DET | [5 empty] | 0112/2///61987#ABC091 - Analog current output parameters0112/2///61987#ABC099 - Analog voltage output parameters | 0112/2///61987#ABA000 |  |  |  | Standard |  | IEC 61987 | IEC | IEC/SC 65E | - | C00128 | 001-01 (2023-01-23 14:53:53 by BATCH 00000807) standard | 0112-2---61987#ABP231 | https://cdd.iec.ch/cdd/iec61987/iec61987.nsf/PropertiesAllVersions/0112-2---61987%23ABP231
0112/2///61987#ABU966 | 001 | 01 | 0112/2///61987#ABU966#001 | reference to Analog voltage input [4] |  |  |  |  | reference to block ABG118 | [5 empty] | CLASS_REFERENCE_TYPE(0112/2///61987#ABG118) 0112/2///61987#ABG118 - Analog voltage input [4] |  |  |  |  | DEPENDENT_P_DET | [5 empty] | 0112/2///61987#ABG061 - Type of auxiliary input [12]0112/2///61987#ABG062 - Type of auxiliary input [13]0112/2///61987#ABG063 - Type of auxiliary input [14]0112/2///61987#ABG064 - Type of auxiliary input [15]0112/2///61987#ABG071 - Type of auxiliary input [22] | 0112/2///61987#ABA000 |  |  |  | Standard |  | IEC 61987 | IEC | SC65E | 0112/2///61987#ABU942 - auxiliary input type [14] | C00018 | 001-01 (2018-03-28 07:27:23 by BATCH 00000762) standard | 0112-2---61987#ABU966 | https://cdd.iec.ch/cdd/iec61987/iec61987.nsf/PropertiesAllVersions/0112-2---61987%23ABU966
0112/2///61987#ABG777 | 001 | 01 | 0112/2///61987#ABG777#001 | reference to Performance [14] |  |  |  |  | reference to block ABG217 | [5 empty] | CLASS_REFERENCE_TYPE(0112/2///61987#ABG217) 0112/2///61987#ABG217 - Performance [14] |  |  |  |  | NON_DEPENDENT_P_DET | [5 empty] | 0112/2///61987#ABE735 - Device LOP for level transmitter | 0112/2///61987#ABA000 |  |  |  | Standard |  | IEC 61987 | IEC | SC65E | - | C00018 | 001-01 (2018-03-28 07:27:11 by BATCH 00000762) standard | 0112-2---61987#ABG777 | https://cdd.iec.ch/cdd/iec61987/iec61987.nsf/PropertiesAllVersions/0112-2---61987%23ABG777
0112/2///61987#ABA954 | 006 | 01 | 0112/2///61987#ABA954#006 | minimum process absolute pressure |  |  |  |  | lowest absolute pressure of a process for which a device is or should be designed to operate within its specified limits |  |  | bar |  |  | REAL_MEASURE_TYPE |  |  |  |  | NON_DEPENDENT_P_DET | [5 empty] | 0112/2///61987#ABC451 - Normal process conditions [1]0112/2///61987#ABC452 - Normal process conditions [2]0112/2///61987#ABC453 - Normal process conditions [3]0112/2///61987#ABC454 - Normal process design conditions [1]0112/2///61987#ABC455 - Normal process design conditions [2]0112/2///61987#ABD947 - Normal process conditions [4]0112/2///61987#ABD948 - Normal process design conditions [3]0112/2///61987#ABG345 - Normal process conditions [7]0112/2///61987#ABG475 - Normal process design conditions [4]0112/2///61987#ABG476 - Normal process design conditions [5]0112/2///61987#ABH342 - Normal process design conditions [6]0112/2///61987#ABH344 - Normal process design conditions [7]0112/2///61987#ABH448 - Relation of minimum process pressure0112/2///61987#ABH462 - Normal process conditions [11]0112/2///61987#ABG346 - Normal process conditions [8]0112/2///61987#ABG343 - Normal process conditions [5]0112/2///61987#ABG344 - Normal process conditions [6]0112/2///61987#ABG347 - Normal process conditions [9] | 0112/2///61987#ABA000 | 0112/2///62720#UAA323 - bar |  | 0112/2///61987#ABT524 - Pressure | Standard |  |  |  | SC65E – IEC 61987 | - | C00004 |  | 0112-2---61987#ABA954 | https://cdd.iec.ch/cdd/iec61987/iec61987.nsf/PropertiesAllVersions/0112-2---61987%23ABA954
0112/2///61987#ABU360 | 001 | 03 | 0112/2///61987#ABU360#001 | reference to Manufacturer-specific output [1] |  |  |  |  | reference to block ABC333 |  | Id specified in IEC61987-12/-13: ABC963 |  |  |  | CLASS_REFERENCE_TYPE(0112/2///61987#ABC333) 0112/2///61987#ABC333 - Manufacturer-specific output [1] |  |  |  |  | DEPENDENT_P_DET | [5 empty] | 0112/2///61987#ABC668 - Type of output [5] | 0112/2///61987#ABA000 |  |  |  | Standard |  |  |  | SC65E – IEC 61987 | 0112/2///61987#ABU346 - output type [5] | C00004 |  | 0112-2---61987#ABU360 | https://cdd.iec.ch/cdd/iec61987/iec61987.nsf/PropertiesAllVersions/0112-2---61987%23ABU360
0112/2///61987#ABE438 | 001 | 03 | 0112/2///61987#ABE438#001 | number of torques by actuation fluid pressure |  |  |  |  | @number of torques by actuation fluid pressure |  | cardinality property |  |  |  | INT_TYPE |  |  |  |  | CONDITION_DET | [5 empty] | 0112/2///61987#ABE033 - Structural design of a pneumatic rotary actuator | 0112/2///61987#ABA000 |  |  |  | Standard |  |  |  |  | - | C00004 |  | 0112-2---61987#ABE438 | https://cdd.iec.ch/cdd/iec61987/iec61987.nsf/PropertiesAllVersions/0112-2---61987%23ABE438
0112/2///61987#ABF034 | 001 | 01 | 0112/2///61987#ABF034#001 | internal pressure |  |  |  |  | pressure of a gas or liquid within a closed vessel expressed as a gauge pressure |  |  | bar |  |  | REAL_MEASURE_TYPE |  |  |  |  | NON_DEPENDENT_P_DET | [5 empty] | 0112/2///61987#ABF029 - Float0112/2///61987#ABF360 - Displacer0112/2///61987#ABF452 - Servo displacer | 0112/2///61987#ABA000 | 0112/2///62720#UAA323 - bar |  | 0112/2///61987#ABT524 - Pressure | Standard |  | IEC 61987 | IEC | SC65E | - | C00018 | 001-01 (2018-03-28 07:27:03 by BATCH 00000762) standard | 0112-2---61987#ABF034 | https://cdd.iec.ch/cdd/iec61987/iec61987.nsf/PropertiesAllVersions/0112-2---61987%23ABF034
0112/2///61987#ABB739 | 001 | 05 | 0112/2///61987#ABB739#001 | set lower range end-value of interval of normalized volume flow |  |  |  |  | value defining the start of a subrange for normalized volume flow |  |  | m³/h |  |  | REAL_MEASURE_TYPE |  |  |  |  | NON_DEPENDENT_P_DET | [5 empty] | 0112/2///61987#ABC074 - Accuracy for a subrange of normalized volume flow | 0112/2///61987#ABA000 | 0112/2///62720#UAA763 - metre cubed per hour |  | 0112/2///61987#ABT504 - Volume flow rate | Standard |  | IEC 61987 | IEC | IEC/SC 65E | - | C00128 |  | 0112-2---61987#ABB739 | https://cdd.iec.ch/cdd/iec61987/iec61987.nsf/PropertiesAllVersions/0112-2---61987%23ABB739
0112/2///61987#ABA425 | 001 | 04 | 0112/2///61987#ABA425#001 | minimum assignable quantity of pulses per value of actual volume |  |  |  |  | lowest number of pulses assignable to quantity of pulses per pulse value of actual volume |  |  | 1/l |  |  | REAL_MEASURE_TYPE |  |  |  |  | NON_DEPENDENT_P_DET | [5 empty] | 0112/2///61987#ABC106 - Assigned actual volume pulse value | 0112/2///61987#ABA000 | 0112/2///62720#UAA667 - reciprocal litre |  | 0112/2///61987#ABT534 - Per volume | Standard |  |  |  | SC65E – IEC 61987 | - | C00004 |  | 0112-2---61987#ABA425 | https://cdd.iec.ch/cdd/iec61987/iec61987.nsf/PropertiesAllVersions/0112-2---61987%23ABA425
0112/2///61987#ABD098 | 004 | 02 | 0112/2///61987#ABD098#004 | reference to Other hardware configuration element |  |  |  |  | reference to block ABC468 | [5 empty] | CLASS_REFERENCE_TYPE(0112/2///61987#ABC468) 0112/2///61987#ABC468 - Other hardware configuration element |  |  |  |  | DEPENDENT_P_DET | [5 empty] | 0112/2///61987#ABC264 - Hardware configuration elements | 0112/2///61987#ABA000 |  |  |  | Standard |  | IEC 61987 | IEC | IEC SC65E | 0112/2///61987#ABA488 - number of other hardware configuration elements | C00112 |  | 0112-2---61987#ABD098 | https://cdd.iec.ch/cdd/iec61987/iec61987.nsf/PropertiesAllVersions/0112-2---61987%23ABD098
0112/2///61987#ABE276 | 001 | 02 | 0112/2///61987#ABE276#001 | reference to Structural design [gate valve] |  |  |  |  | reference to block ABE020 | [5 empty] | CLASS_REFERENCE_TYPE(0112/2///61987#ABE020) 0112/2///61987#ABE020 - Structural design [gate valve] |  |  |  |  | NON_DEPENDENT_P_DET | [5 empty] | 0112/2///61987#ABD939 - Mechanical and electrical construction [gate valve] | 0112/2///61987#ABA000 |  |  |  | Standard |  |  |  |  | - | C00004 |  | 0112-2---61987#ABE276 | https://cdd.iec.ch/cdd/iec61987/iec61987.nsf/PropertiesAllVersions/0112-2---61987%23ABE276
0112/2///61987#ABF474 | 001 | 01 | 0112/2///61987#ABF474#001 | type of control zone |  |  |  |  | classification of a control zone according to its legal requirements | [5 empty] | STRING_TYPE |  |  |  |  | NON_DEPENDENT_P_DET | [5 empty] | 0112/2///61987#ABF463 - Nuclear source | 0112/2///61987#ABA000 |  |  |  | Standard |  | IEC 61987 | IEC | SC65E | - | C00018 | 001-01 (2018-03-28 07:27:07 by BATCH 00000762) standard | 0112-2---61987#ABF474 | https://cdd.iec.ch/cdd/iec61987/iec61987.nsf/PropertiesAllVersions/0112-2---61987%23ABF474
0112/2///61987#ABI049 | 001 | 01 | 0112/2///61987#ABI049#001 | SV transfer function |  |  |  |  | function used to transfer the secondary variable of a CPF 9 device to its associated current output | CPF 9 is the IEC 61784 acronym for HART. |  |  |  |  | INT_TYPE |  |  |  |  | NON_DEPENDENT_P_DET | [5 empty] | 0112/2///61987#ABH917 - HART common practice parameters | 0112/2///61987#ABA000 |  |  |  | Standard |  |  |  | SC65E – IEC 61987 | - | C00019 | 001-01 (2018-03-28 07:27:16 by BATCH 00000762) standard | 0112-2---61987#ABI049 | https://cdd.iec.ch/cdd/iec61987/iec61987.nsf/PropertiesAllVersions/0112-2---61987%23ABI049
0112/2///61987#ABB679 | 002 | 01 | 0112/2///61987#ABB679#002 | reference base for influence of process temperature |  |  |  |  | basis for stating an influence of process temperature | [5 empty] | ENUM_CODE_TYPE(0112/2///61987#ABJ764) |  |  |  |  | DEPENDENT_P_DET |  |  | 0112/2///61987#ABJ764 | 0112/2///61987#ABL009 - relative to calibrated span0112/2///61987#ABL010 - relative to full scale0112/2///61987#ABL011 - relative to measured value0112/2///61987#ABL012 - relative to measuring upper range-limit0112/2///61987#ABL013 - relative to span0112/2///61987#ABI407 - others |  | 0112/2///61987#ABC286 - Influence of process temperature at selected test point | 0112/2///61987#ABA000 |  |  |  | Standard |  |  |  | SC65E – IEC 61987 | 0112/2///61987#ABI406 - empty_property | C00091 |  | 0112-2---61987#ABB679 | https://cdd.iec.ch/cdd/iec61987/iec61987.nsf/PropertiesAllVersions/0112-2---61987%23ABB679
0112/2///61987#ABU153 | 001 | 03 | 0112/2///61987#ABU153#001 | reference to Actual volume flow measurement |  |  |  |  | reference to block ABC079 |  | Id specified in IEC61987-12/-13: ABC709 |  |  |  | CLASS_REFERENCE_TYPE(0112/2///61987#ABC079) 0112/2///61987#ABC079 - Actual volume flow measurement |  |  |  |  | DEPENDENT_P_DET | [5 empty] | 0112/2///61987#ABC660 - Type of measured variable [1] | 0112/2///61987#ABA000 |  |  |  | Standard |  |  |  | SC65E – IEC 61987 | 0112/2///61987#ABU143 - measured variable type [1] | C00004 |  | 0112-2---61987#ABU153 | https://cdd.iec.ch/cdd/iec61987/iec61987.nsf/PropertiesAllVersions/0112-2---61987%23ABU153
0112/2///61987#ABJ434 | 001 | 01 | 0112/2///61987#ABJ434#001 | reference to UPDATE_EVENT |  |  |  |  | reference to block ABI796 | [5 empty] | CLASS_REFERENCE_TYPE(0112/2///61987#ABI796) 0112/2///61987#ABI796 - UPDATE_EVENT |  |  |  |  | NON_DEPENDENT_P_DET | [5 empty] | 0112/2///61987#ABI711 - Standard parameters | 0112/2///61987#ABA000 |  |  |  | Standard |  |  |  | SC65E – IEC 61987 | - | C00018 | 001-01 (2019-03-08 15:35:33 by BATCH 00000766) standard | 0112-2---61987#ABJ434 | https://cdd.iec.ch/cdd/iec61987/iec61987.nsf/PropertiesAllVersions/0112-2---61987%23ABJ434
0112/2///61987#ABD570 | 001 | 02 | 0112/2///61987#ABD570#001 | designation of linear limit stop |  |  |  |  | alphanumeric character sequence identifying a limit stop | [5 empty] | STRING_TYPE |  |  |  |  | NON_DEPENDENT_P_DET | [5 empty] | 0112/2///61987#ABD832 - Linear limit stop | 0112/2///61987#ABA000 |  |  |  | Standard |  |  |  |  | - | C00004 |  | 0112-2---61987#ABD570 | https://cdd.iec.ch/cdd/iec61987/iec61987.nsf/PropertiesAllVersions/0112-2---61987%23ABD570
0112/2///61987#ABE867 | 001 | 01 | 0112/2///61987#ABE867#001 | accuracy of point level measuring instrument |  |  |  |  | quality which characterizes the ability of a point level measuring instrument to provide an indicated value close to a true value of the measurand under reference conditions | the accuracy is based on a statistical sample of test devices |  | m |  |  | REAL_MEASURE_TYPE |  |  | IEV 311-06-08 (modified |  | NON_DEPENDENT_P_DET | [5 empty] | 0112/2///61987#ABE866 - Absolute performance for point level | 0112/2///61987#ABA000 | 0112/2///62720#UAA726 - metre |  | 0112/2///61987#ABT548 - Length short | Standard |  | IEC 61987 | IEC | SC65E | - | C00018 | 001-01 (2018-03-28 07:27:02 by BATCH 00000762) standard | 0112-2---61987#ABE867 | https://cdd.iec.ch/cdd/iec61987/iec61987.nsf/PropertiesAllVersions/0112-2---61987%23ABE867
0112/2///61987#ABH003 | 001 | 01 | 0112/2///61987#ABH003#001 | reference to Structural design [refractive index density transmitter] |  |  |  |  | reference to block ABG443 | [5 empty] | CLASS_REFERENCE_TYPE(0112/2///61987#ABG443) 0112/2///61987#ABG443 - Structural design [refractive index density transmitter] |  |  |  |  | NON_DEPENDENT_P_DET | [5 empty] | 0112/2///61987#ABG398 - Mechanical and electrical construction [refractive index density transmitter] | 0112/2///61987#ABA000 |  |  |  | Standard |  | IEC 61987 | IEC | SC65E | - | C00017 | 001-01 (2018-03-28 07:27:12 by BATCH 00000762) standard | 0112-2---61987#ABH003 | https://cdd.iec.ch/cdd/iec61987/iec61987.nsf/PropertiesAllVersions/0112-2---61987%23ABH003
0112/2///61987#ABD278 | 001 | 02 | 0112/2///61987#ABD278#001 | reference to Thermocouple input |  |  |  |  | reference to block ABC652 | [5 empty] | CLASS_REFERENCE_TYPE(0112/2///61987#ABC652) 0112/2///61987#ABC652 - Thermocouple input |  |  |  |  | NON_DEPENDENT_P_DET | [5 empty] | 0112/2///61987#ABC580 - RTD/thermocouple input | 0112/2///61987#ABA000 |  |  |  | Standard |  |  |  | SC65E – IEC 61987 | - | C00004 |  | 0112-2---61987#ABD278 | https://cdd.iec.ch/cdd/iec61987/iec61987.nsf/PropertiesAllVersions/0112-2---61987%23ABD278
0112/2///61987#ABE258 | 001 | 02 | 0112/2///61987#ABE258#001 | reference to Reference conditions of the device [3] |  |  |  |  | reference to block ABE002 | [5 empty] | CLASS_REFERENCE_TYPE(0112/2///61987#ABE002) 0112/2///61987#ABE002 - Reference conditions of the device [4] |  |  |  |  | NON_DEPENDENT_P_DET | [5 empty] | 0112/2///61987#ABD971 - Performance [12] | 0112/2///61987#ABA000 |  |  |  | Standard |  |  |  |  | - | C00004 |  | 0112-2---61987#ABE258 | https://cdd.iec.ch/cdd/iec61987/iec61987.nsf/PropertiesAllVersions/0112-2---61987%23ABE258
0112/2///61987#ABC811 | 004 | 02 | 0112/2///61987#ABC811#004 | reference to Dependability |  |  |  |  | reference to block ABC181 | [5 empty] | CLASS_REFERENCE_TYPE(0112/2///61987#ABC181) 0112/2///61987#ABC181 - Dependability |  |  |  |  | DEPENDENT_P_DET | [5 empty] | 0112/2///61987#ABC255 - Function and system design [1]0112/2///61987#ABU549 - Function and system design [2]0112/2///61987#ABP032 - Function and system design [Infrastructure device] | 0112/2///61987#ABA000 |  |  |  | Standard |  | IEC 61987 | IEC | IEC SC65E | 0112/2///61987#ABA310 - number of dependabilities | C00112 |  | 0112-2---61987#ABC811 | https://cdd.iec.ch/cdd/iec61987/iec61987.nsf/PropertiesAllVersions/0112-2---61987%23ABC811
0112/2///61987#ABU245 | 001 | 03 | 0112/2///61987#ABU245#001 | auxiliary input type [6] |  |  |  |  | type of signal that can be connected to the auxiliary input |  | polymorphic control property; Id specified in IEC61987-12/-13: ABA343 |  |  |  | ENUM_STRING_TYPE(0112/2///61987#ABU100(Analog current input [2],Analog voltage input [2],Resistance temperature detector/thermocouple input,Binary input,Binary input IEC 60947-5-6 (NAMUR),0112/2///61987#Frequency input [2],0112/2///61987#Manufacturer-specific input [2],0112/2///61987#Pneumatic/hydraulic input)) |  | 0112/2///61987#ABU100 |  |  | CONDITION_DET |  |  | 0112/2///61987#ABU100 | 0112/2///61987#ABU027 - IEC61987-11 Name of Analog current input [2]0112/2///61987#ABU028 - IEC61987-11 Name of Analog voltage input [2]0112/2///61987#ABU042 - IEC61987-11 Name of RTD/thermocouple input0112/2///61987#ABU058 - IEC61987-11 Name of Binary input0112/2///61987#ABU059 - IEC61987-11 Name of Binary input IEC 60947-5-6 (NAMUR)0112/2///61987#ABU029 - IEC61987-11 Name of Frequency input [2]0112/2///61987#ABU030 - IEC61987-11 Name of Manufacturer-specific input [2]0112/2///61987#ABU046 - IEC61987-11 Name of Pneumatic/hydraulic input |  | 0112/2///61987#ABC656 - Type of auxiliary input [6] | 0112/2///61987#ABA000 |  |  |  | Standard |  | IEC 61987 | IEC | IEC/SC 65E | - | C00112 |  | 0112-2---61987#ABU245 | https://cdd.iec.ch/cdd/iec61987/iec61987.nsf/PropertiesAllVersions/0112-2---61987%23ABU245
0112/2///61987#ABI055 | 001 | 01 | 0112/2///61987#ABI055#001 | QV transfer function |  |  |  |  | function used to transfer the quaternary variable of a CPF 9 device to its associated current output | CPF 9 is the IEC 61784 acronym for HART. |  |  |  |  | INT_TYPE |  |  |  |  | NON_DEPENDENT_P_DET | [5 empty] | 0112/2///61987#ABH917 - HART common practice parameters | 0112/2///61987#ABA000 |  |  |  | Standard |  |  |  | SC65E – IEC 61987 | - | C00019 | 001-01 (2018-03-28 07:27:16 by BATCH 00000762) standard | 0112-2---61987#ABI055 | https://cdd.iec.ch/cdd/iec61987/iec61987.nsf/PropertiesAllVersions/0112-2---61987%23ABI055
0112/2///61987#ABD211 | 004 | 01 | 0112/2///61987#ABD211#004 | reference to Safety related properties for active behaviour |  |  |  |  | reference to block ABC585 | [5 empty] | CLASS_REFERENCE_TYPE(0112/2///61987#ABC585) 0112/2///61987#ABC585 - Safety related properties for active behaviour |  |  |  |  | NON_DEPENDENT_P_DET | [5 empty] | 0112/2///61987#ABC235 - Explosion protection parameters for intrinsic safety0112/2///61987#ABC236 - Explosion protection parameters for intrinsic safety (active) | 0112/2///61987#ABA000 |  |  |  | Standard |  |  |  | SC65E – IEC 61987 | - | C00004 |  | 0112-2---61987#ABD211 | https://cdd.iec.ch/cdd/iec61987/iec61987.nsf/PropertiesAllVersions/0112-2---61987%23ABD211
0112/2///61987#ABU180 | 001 | 03 | 0112/2///61987#ABU180#001 | reference to Manufacturer-specific output [1] |  |  |  |  | reference to block ABC333 |  | Id specified in IEC61987-12/-13: ABC963 |  |  |  | CLASS_REFERENCE_TYPE(0112/2///61987#ABC333) 0112/2///61987#ABC333 - Manufacturer-specific output [1] |  |  |  |  | DEPENDENT_P_DET | [5 empty] | 0112/2///61987#ABC665 - Type of output [2] | 0112/2///61987#ABA000 |  |  |  | Standard |  |  |  | SC65E – IEC 61987 | 0112/2///61987#ABU166 - output type [2] | C00004 |  | 0112-2---61987#ABU180 | https://cdd.iec.ch/cdd/iec61987/iec61987.nsf/PropertiesAllVersions/0112-2---61987%23ABU180
0112/2///61987#ABF558 | 001 | 01 | 0112/2///61987#ABF558#001 | reference process fluid |  |  |  |  | process fluid to which other statements refer | [5 empty] | STRING_TYPE |  |  |  |  | NON_DEPENDENT_P_DET | [5 empty] | 0112/2///61987#ABV234 - Design ratings for thermowell0112/2///61987#ABV238 - Design ratings for thermowell | 0112/2///61987#ABA000 |  |  |  | Standard |  | IEC 61987 | IEC | SC65E | - | C00019 | 001-01 (2018-03-28 07:27:07 by BATCH 00000762) standard | 0112-2---61987#ABF558 | https://cdd.iec.ch/cdd/iec61987/iec61987.nsf/PropertiesAllVersions/0112-2---61987%23ABF558
0112/2///61987#ABJ681 | 001 | 01 | 0112/2///61987#ABJ681#001 | SETPOINT_VALUE |  |  |  |  | parameter indicating the setpoint value to be used by the block | [5 empty] | REAL_TYPE |  |  |  |  | NON_DEPENDENT_P_DET | [5 empty] | 0112/2///61987#ABI738 - SETPOINT | 0112/2///61987#ABA000 |  |  |  | Standard |  |  |  | SC65E – IEC 61987 | - | C00018 | 001-01 (2019-03-08 15:35:34 by BATCH 00000766) standard | 0112-2---61987#ABJ681 | https://cdd.iec.ch/cdd/iec61987/iec61987.nsf/PropertiesAllVersions/0112-2---61987%23ABJ681
0112/2///61987#ABG885 | 001 | 01 | 0112/2///61987#ABG885#001 | reference to Rated operating conditions [20] |  |  |  |  | reference to block ABG325 | [5 empty] | CLASS_REFERENCE_TYPE(0112/2///61987#ABG325) 0112/2///61987#ABG325 - Rated operating conditions [20] |  |  |  |  | NON_DEPENDENT_P_DET | [5 empty] | 0112/2///61987#ABE762 - Device LOP for temperature connection head0112/2///61987#ABE764 - Device LOP for separate temperature transmitter | 0112/2///61987#ABA000 |  |  |  | Standard |  | IEC 61987 | IEC | SC65E | - | C00019 | 001-01 (2018-03-28 07:27:11 by BATCH 00000762) standard | 0112-2---61987#ABG885 | https://cdd.iec.ch/cdd/iec61987/iec61987.nsf/PropertiesAllVersions/0112-2---61987%23ABG885
0112/2///61987#ABB838 | 001 | 03 | 0112/2///61987#ABB838#001 | maximum influence of ambient temperature on other variable |  |  |  |  | change in output of a dynamic viscosity measuring device caused by a change in ambient temperature with respect to reference conditions, expressed as the maximum error across the specified ambient temperature range |  |  | 1 |  |  | REAL_MEASURE_TYPE |  |  |  |  | NON_DEPENDENT_P_DET | [5 empty] | 0112/2///61987#ABC283 - Influence of external quantities expressed for other variable0112/2///61987#ABP038 - Influence of external quantities expressed for other variable [I/O module] | 0112/2///61987#ABA000 | 0112/2///62720#UAA915 - quantity of dimension one |  |  | Standard |  |  |  | SC65E – IEC 61987 | - | C00019 |  | 0112-2---61987#ABB838 | https://cdd.iec.ch/cdd/iec61987/iec61987.nsf/PropertiesAllVersions/0112-2---61987%23ABB838
0112/2///61987#ABD431 | 001 | 04 | 0112/2///61987#ABD431#001 | upper range-limit of flow velocity |  |  |  |  | highest value of flow velocity that a device can be adjusted to measure within its specified accuracy limits |  |  | m/s |  |  | REAL_MEASURE_TYPE |  |  |  |  | NON_DEPENDENT_P_DET | [5 empty] | 0112/2///61987#ABD468 - Measuring range for flow velocity | 0112/2///61987#ABA000 | 0112/2///62720#UAA733 - metre per second |  | 0112/2///61987#ABT509 - Velocity | Standard |  |  |  | SC65E – IEC 61987 | - | C00004 |  | 0112-2---61987#ABD431 | https://cdd.iec.ch/cdd/iec61987/iec61987.nsf/PropertiesAllVersions/0112-2---61987%23ABD431
0112/2///61987#ABI215 | 001 | 01 | 0112/2///61987#ABI215#001 | TV damping value |  |  |  |  | damping applied to the output channel of the tertiary variable of a CPF 9 device | CPF 9 is the IEC 61784 acronym for HART. |  |  |  |  | REAL_TYPE |  |  |  |  | NON_DEPENDENT_P_DET | [5 empty] | 0112/2///61987#ABH917 - HART common practice parameters | 0112/2///61987#ABA000 |  |  |  | Standard |  |  |  | SC65E – IEC 61987 | - | C00019 | 001-01 (2018-03-28 07:27:16 by BATCH 00000762) standard | 0112-2---61987#ABI215 | https://cdd.iec.ch/cdd/iec61987/iec61987.nsf/PropertiesAllVersions/0112-2---61987%23ABI215
0112/2///61987#ABB020 | 005 | 01 | 0112/2///61987#ABB020#005 | maintainability |  |  |  |  | ability of an item under given conditions of use, to be retained in, or restored to a state in which it can perform a required function, when maintenance is performed under given conditions and using stated procedures and resources | [5 empty] | STRING_TYPE |  |  | IEC 61069-5 |  | NON_DEPENDENT_P_DET | [5 empty] | 0112/2///61987#ABC181 - Dependability | 0112/2///61987#ABA000 |  |  |  | Standard |  |  |  | SC65E – IEC 61987 | - | C00018 |  | 0112-2---61987#ABB020 | https://cdd.iec.ch/cdd/iec61987/iec61987.nsf/PropertiesAllVersions/0112-2---61987%23ABB020
0112/2///61987#ABB646 | 003 | 01 | 0112/2///61987#ABB646#003 | reference device orientation |  |  |  |  | device orientation at which the performance of a device was tested | [5 empty] | STRING_TYPE |  |  |  |  | NON_DEPENDENT_P_DET | [5 empty] | 0112/2///61987#ABC572 - Reference device conditions0112/2///61987#ABG241 - Reference device conditions [2]0112/2///61987#ABG244 - Reference device conditions [5]0112/2///61987#ABG245 - Reference device conditions [6]0112/2///61987#ABU697 - Reference device conditions [7]0112/2///61987#ABU698 - Reference device conditions [3] | 0112/2///61987#ABA000 |  |  |  | Standard |  |  |  | SC65E – IEC 61987 | - | C00004 |  | 0112-2---61987#ABB646 | https://cdd.iec.ch/cdd/iec61987/iec61987.nsf/PropertiesAllVersions/0112-2---61987%23ABB646
0112/2///61987#ABE850 | 001 | 01 | 0112/2///61987#ABE850#001 | zero point error of mass |  |  |  |  | absolute error of a device measuring mass under reference conditions, when the input is at the lower range value |  |  | kg |  |  | REAL_MEASURE_TYPE |  |  |  |  | NON_DEPENDENT_P_DET | [5 empty] | 0112/2///61987#ABE846 - Absolute performance for mass | 0112/2///61987#ABA000 | 0112/2///62720#UAA594 - kilogram |  | 0112/2///61987#ABT546 - Mass | Standard |  | IEC 61987 | IEC | SC65E | - | C00018 | 001-01 (2018-03-28 07:27:02 by BATCH 00000762) standard | 0112-2---61987#ABE850 | https://cdd.iec.ch/cdd/iec61987/iec61987.nsf/PropertiesAllVersions/0112-2---61987%23ABE850
0112/2///61987#ABA015 | 001 | 01 | 0112/2///61987#ABA015#001 | reference to Equipment |  |  |  |  | reference to block ABA426 | [5 empty] | CLASS_REFERENCE_TYPE(0112/2///61987#ABA426) 0112/2///61987#ABA426 - Equipment |  |  |  |  | NON_DEPENDENT_P_DET | [5 empty] | 0112/2///61987#ABA398 - Project information | 0112/2///61987#ABA000 |  |  |  | Standard |  | IEC 61987 |  | SC65E – IEC 61987 | - | C00018 | 001-01 (2019-03-08 15:35:27 by BATCH 00000766) standard | 0112-2---61987#ABA015 | https://cdd.iec.ch/cdd/iec61987/iec61987.nsf/PropertiesAllVersions/0112-2---61987%23ABA015
0112/2///61987#ABU237 | 001 | 03 | 0112/2///61987#ABU237#001 | reference to Pulse input |  |  |  |  | reference to block ABC551 |  | Id specified in IEC61987-12/-13: ABD181 |  |  |  | CLASS_REFERENCE_TYPE(0112/2///61987#ABC551) 0112/2///61987#ABC551 - Pulse input |  |  |  |  | DEPENDENT_P_DET | [5 empty] | 0112/2///61987#ABC056 - Type of auxiliary input [5] | 0112/2///61987#ABA000 |  |  |  | Standard |  |  |  | SC65E – IEC 61987 | 0112/2///61987#ABU230 - auxiliary input type [5] | C00004 |  | 0112-2---61987#ABU237 | https://cdd.iec.ch/cdd/iec61987/iec61987.nsf/PropertiesAllVersions/0112-2---61987%23ABU237
0112/2///61987#ABA997 | 007 | 01 | 0112/2///61987#ABA997#007 | superimposed digital communication |  |  |  |  | digital communication protocol superimposed on the analog input or output | [5 empty] | ENUM_CODE_TYPE(0112/2///61987#ABL436) |  |  |  |  | DEPENDENT_P_DET |  |  | 0112/2///61987#ABL436 | 0112/2///61987#ABL158 - HART0112/2///61987#ABI407 - others |  | 0112/2///61987#ABC085 - Analog current input parameters0112/2///61987#ABC094 - Analog voltage input parameters0112/2///61987#ABC140 - Binary current output0112/2///61987#ABC091 - Analog current output parameters0112/2///61987#ABC099 - Analog voltage output parameters0112/2///61987#ABP015 - Analog current input parameters [I/O module] | 0112/2///61987#ABA000 |  |  |  | Standard |  |  |  | SC65E – IEC 61987 | 0112/2///61987#ABI406 - empty_property | C00091 |  | 0112-2---61987#ABA997 | https://cdd.iec.ch/cdd/iec61987/iec61987.nsf/PropertiesAllVersions/0112-2---61987%23ABA997
0112/2///61987#ABH362 | 001 | 01 | 0112/2///61987#ABH362#001 | type of microwave density transmitter |  |  |  |  | classification of a microwave density transmitter according to its mechanical construction | [5 empty] | STRING_TYPE |  |  |  |  | NON_DEPENDENT_P_DET | [5 empty] | 0112/2///61987#ABF637 - Structural design of a microwave density transmitter | 0112/2///61987#ABA000 |  |  |  | Standard |  |  |  | SC65E – IEC 61987 | - | C0018 | 001-01 (2018-03-28 07:27:15 by BATCH 00000762) standard | 0112-2---61987#ABH362 | https://cdd.iec.ch/cdd/iec61987/iec61987.nsf/PropertiesAllVersions/0112-2---61987%23ABH362
0112/2///61987#ABJ450 | 001 | 02 | 0112/2///61987#ABJ450#001 | reference to Modulation actuation technology block |  |  |  |  | reference to block ABI812 | [5 empty] | CLASS_REFERENCE_TYPE(0112/2///61987#ABI812) 0112/2///61987#ABI812 - Modulation actuation technology block |  |  |  |  | DEPENDENT_P_DET | [5 empty] | 0112/2///61987#ABH840 - User application parameters | 0112/2///61987#ABA000 |  |  |  | Standard |  | IEC 61987 | IEC | IEC SC65E | 0112/2///61987#ABJ055 - number of Modulation actuation technology blocks | C00112 |  | 0112-2---61987#ABJ450 | https://cdd.iec.ch/cdd/iec61987/iec61987.nsf/PropertiesAllVersions/0112-2---61987%23ABJ450
0112/2///61987#ABA087 | 001 | 01 | 0112/2///61987#ABA087#001 | author |  |  |  |  | name of the person who generates an item | [5 empty] | STRING_TYPE |  |  |  |  | NON_DEPENDENT_P_DET | [5 empty] | 0112/2///61987#ABA362 - Document information | 0112/2///61987#ABA000 |  |  |  | Standard |  | IEC 61987 |  | SC65E – IEC 61987 | - | C00018 | 001-01 (2019-03-08 15:35:27 by BATCH 00000766) standard | 0112-2---61987#ABA087 | https://cdd.iec.ch/cdd/iec61987/iec61987.nsf/PropertiesAllVersions/0112-2---61987%23ABA087
0112/2///61987#ABB757 | 007 | 01 | 0112/2///61987#ABB757#007 | date of manufacture |  |  |  |  | date when an item was manufactured | The format for date is the lexical representation allowed by ISO 8601, i. e. "yyyy-mm-dd" with optional time zone. |  |  |  |  | DATE_TYPE |  |  |  |  | NON_DEPENDENT_P_DET | [5 empty] | 0112/2///61987#ABC330 - Manufacturer identification0112/2///61987#ABC269 - Identification | 0112/2///61987#ABA000 |  |  |  | Standard |  | IEC 61987 | IEC | IEC/SC 65E | - | C00112 |  | 0112-2---61987#ABB757 | https://cdd.iec.ch/cdd/iec61987/iec61987.nsf/PropertiesAllVersions/0112-2---61987%23ABB757
0112/2///61987#ABA033 | 001 | 01 | 0112/2///61987#ABA033#001 | number of e-mails |  |  |  |  | cardinality property for e-mail | [5 empty] | INT_TYPE |  |  |  |  | CONDITION_DET | [5 empty] | 0112/2///61987#ABI571 - Address0112/2///61987#ABI572 - Contact information | 0112/2///61987#ABA000 |  |  |  | Standard |  | IEC 61987 |  | SC65E – IEC 61987 | - | C00018 | 001-01 (2019-03-08 15:35:27 by BATCH 00000766) standard | 0112-2---61987#ABA033 | https://cdd.iec.ch/cdd/iec61987/iec61987.nsf/PropertiesAllVersions/0112-2---61987%23ABA033
0112/2///61987#ABJ121 | 001 | 01 | 0112/2///61987#ABJ121#001 | DEADBAND |  |  |  |  | parameter setting the deadband in percent of travel span | [5 empty] | REAL_TYPE |  |  |  |  | NON_DEPENDENT_P_DET | [5 empty] | 0112/2///61987#ABI812 - Modulation actuation technology block | 0112/2///61987#ABA000 |  |  |  | Standard |  |  |  | SC65E – IEC 61987 | - | C00018 | 001-01 (2019-03-08 15:35:33 by BATCH 00000766) standard | 0112-2---61987#ABJ121 | https://cdd.iec.ch/cdd/iec61987/iec61987.nsf/PropertiesAllVersions/0112-2---61987%23ABJ121
0112/2///61987#ABJ647 | 001 | 01 | 0112/2///61987#ABJ647#001 | IN_STATUS |  |  |  |  | parameter indicating the status of an analog block input | [5 empty] | INT_TYPE |  |  |  |  | NON_DEPENDENT_P_DET | [5 empty] | 0112/2///61987#ABI832 - IN | 0112/2///61987#ABA000 |  |  |  | Standard |  |  |  | SC65E – IEC 61987 | - | C00019 | 001-01 (2019-03-08 15:35:34 by BATCH 00000766) standard | 0112-2---61987#ABJ647 | https://cdd.iec.ch/cdd/iec61987/iec61987.nsf/PropertiesAllVersions/0112-2---61987%23ABJ647
0112/2///61987#ABB108 | 002 | 01 | 0112/2///61987#ABB108#002 | type of electrode |  |  |  |  | classification of an electrode according to its shape | [5 empty] | ENUM_CODE_TYPE(0112/2///61987#ABL530) |  |  |  |  | DEPENDENT_P_DET |  |  | 0112/2///61987#ABL530 | 0112/2///61987#ABM739 - mushroom electrode0112/2///61987#ABM740 - pointed electrode0112/2///61987#ABM741 - brush electrode0112/2///61987#ABI407 - others |  | 0112/2///61987#ABC262 - Grounding electrode0112/2///61987#ABC573 - Reference electrode0112/2///61987#ABU456 - Sensing element of an electromagnetic flow transmitter0112/2///61987#ABU457 - Sensing element of an electromagnetic flow transmitter | 0112/2///61987#ABA000 |  |  |  | Standard |  |  |  | SC65E – IEC 61987 | 0112/2///61987#ABI406 - empty_property | C00091 |  | 0112-2---61987#ABB108 | https://cdd.iec.ch/cdd/iec61987/iec61987.nsf/PropertiesAllVersions/0112-2---61987%23ABB108
0112/2///61987#ABE264 | 002 | 02 | 0112/2///61987#ABE264#002 | reference to Seat |  |  |  |  | reference to block ABE008 | [5 empty] | CLASS_REFERENCE_TYPE(0112/2///61987#ABE008) 0112/2///61987#ABE008 - Seat |  |  |  |  | DEPENDENT_P_DET | [5 empty] | 0112/2///61987#ABD812 - Body of valve [2]0112/2///61987#ABD813 - Body of valve [3]0112/2///61987#ABD814 - Body of valve [1]0112/2///61987#ABE605 - Body of solenoid valve | 0112/2///61987#ABA000 |  |  |  | Standard |  | IEC 61987 | IEC | IEC SC65E | 0112/2///61987#ABD675 - number of seats | C00112 |  | 0112-2---61987#ABE264 | https://cdd.iec.ch/cdd/iec61987/iec61987.nsf/PropertiesAllVersions/0112-2---61987%23ABE264
0112/2///61987#ABD747 | 003 | 01 | 0112/2///61987#ABD747#003 | type of diaphragm rupture signaling |  |  |  |  | classification of the pressure relief of a pressure reducing regulator or a back pressure regulator according to the method used to indicate the failure of its diaphragm | [5 empty] | ENUM_CODE_TYPE(0112/2///61987#ABN762) |  |  |  |  | DEPENDENT_P_DET |  |  | 0112/2///61987#ABN762 | 0112/2///61987#ABM560 - without0112/2///61987#ABI407 - others |  | 0112/2///61987#ABE035 - Structural design of a pressure reducing regulator or back pressure/excess pressure regulator0112/2///61987#ABE611 - Structural design of a filter regulator | 0112/2///61987#ABA000 |  |  |  | Standard |  |  |  |  | 0112/2///61987#ABI406 - empty_property | C00092 |  | 0112-2---61987#ABD747 | https://cdd.iec.ch/cdd/iec61987/iec61987.nsf/PropertiesAllVersions/0112-2---61987%23ABD747
0112/2///61987#ABI568 | 001 | 02 | 0112/2///61987#ABI568#001 | reference to Decommissioning requirement |  |  |  |  | reference to block ABI489 | [5 empty] | CLASS_REFERENCE_TYPE(0112/2///61987#ABI489) 0112/2///61987#ABI489 - Decommissioning requirement |  |  |  |  | DEPENDENT_P_DET | [5 empty] | 0112/2///61987#ABI569 - Decommissioning and disposal | 0112/2///61987#ABA000 |  |  |  | Standard |  | IEC 61987 | IEC | IEC SC65E | 0112/2///61987#ABI507 - number of decommissioning requirements | C00112 |  | 0112-2---61987#ABI568 | https://cdd.iec.ch/cdd/iec61987/iec61987.nsf/PropertiesAllVersions/0112-2---61987%23ABI568
0112/2///61987#ABB733 | 001 | 04 | 0112/2///61987#ABB733#001 | inaccuracy of actual volume flow |  |  |  |  | for an actual volume flow measurement, the maximum positive and negative deviation from the specified characteristic curve observed in testing a device under specified conditions and by a specified procedure |  |  | m³/h |  |  | REAL_MEASURE_TYPE |  |  | IEC 61298-1, Ed. 2.0, 3.5 |  | NON_DEPENDENT_P_DET | [5 empty] | 0112/2///61987#ABC057 - Absolute performance for actual volume flow0112/2///61987#ABC069 - Accuracy for a subrange of actual volume flow | 0112/2///61987#ABA000 | 0112/2///62720#UAA763 - metre cubed per hour |  | 0112/2///61987#ABT504 - Volume flow rate | Standard |  |  |  | SC65E – IEC 61987 | - | C00004 |  | 0112-2---61987#ABB733 | https://cdd.iec.ch/cdd/iec61987/iec61987.nsf/PropertiesAllVersions/0112-2---61987%23ABB733
0112/2///61987#ABE174 | 001 | 05 | 0112/2///61987#ABE174#001 | reference to Material of seat spring |  |  |  |  | reference to block ABD918 | [5 empty] | CLASS_REFERENCE_TYPE(0112/2///61987#ABD918) 0112/2///61987#ABD918 - Material of seat spring |  |  |  |  | DEPENDENT_P_DET | [5 empty] | 0112/2///61987#ABE026 - Structural design of a ball valve | 0112/2///61987#ABA000 |  |  |  | Standard |  | IEC 61987 | IEC | IEC SC65E | 0112/2///61987#ABD674 - number of seat spring materials | C00112 |  | 0112-2---61987#ABE174 | https://cdd.iec.ch/cdd/iec61987/iec61987.nsf/PropertiesAllVersions/0112-2---61987%23ABE174
0112/2///61987#ABF386 | 001 | 02 | 0112/2///61987#ABF386#001 | maximum diameter of head-mounted transmitter |  |  |  |  | diameter of the head-mounted transmitter at its widest point or the largest diameter which is allowed |  |  | mm |  |  | REAL_MEASURE_TYPE |  |  |  |  | NON_DEPENDENT_P_DET | [5 empty] | 0112/2///61987#ABF380 - Structural design of a connection head | 0112/2///61987#ABA000 | 0112/2///62720#UAA862 - millimetre |  | 0112/2///61987#ABT548 - Length short | Standard |  | IEC 61987 | IEC | SC65E | - | C00019 |  | 0112-2---61987#ABF386 | https://cdd.iec.ch/cdd/iec61987/iec61987.nsf/PropertiesAllVersions/0112-2---61987%23ABF386
0112/2///61987#ABG963 | 001 | 01 | 0112/2///61987#ABG963#001 | reference to Mechanical and electrical construction [microwave density transmitter] |  |  |  |  | reference to block ABG403 | [5 empty] | CLASS_REFERENCE_TYPE(0112/2///61987#ABG403) 0112/2///61987#ABG403 - Mechanical and electrical construction [microwave density transmitter] |  |  |  |  | NON_DEPENDENT_P_DET | [5 empty] | 0112/2///61987#ABF864 - Device LOP for microwave density transmitter | 0112/2///61987#ABA000 |  |  |  | Standard |  | IEC 61987 | IEC | SC65E | - | C00017 | 001-01 (2018-03-28 07:27:12 by BATCH 00000762) standard | 0112-2---61987#ABG963 | https://cdd.iec.ch/cdd/iec61987/iec61987.nsf/PropertiesAllVersions/0112-2---61987%23ABG963
0112/2///61987#ABA563 | 001 | 04 | 0112/2///61987#ABA563#001 | bulk density |  |  |  |  | average mass per unit volume of a bulk product | Bulk density depends on the particle size of the material |  | t/m³ |  |  | REAL_MEASURE_TYPE |  |  |  |  | NON_DEPENDENT_P_DET | [5 empty] | 0112/2///61987#ABC597 - Solid/particle phase [pressure]0112/2///61987#ABC598 - Solid/particle phase [flow]0112/2///61987#ABG465 - Solid/particle phase [level]0112/2///61987#ABG466 - Solid/particle phase [density] | 0112/2///61987#ABA000 | 0112/2///62720#UAA997 - tonne per metre cubed |  | 0112/2///61987#ABT573 - Density | Standard |  |  |  | SC65E – IEC 61987 | - | C00004 |  | 0112-2---61987#ABA563 | https://cdd.iec.ch/cdd/iec61987/iec61987.nsf/PropertiesAllVersions/0112-2---61987%23ABA563
0112/2///61987#ABF583 | 001 | 01 | 0112/2///61987#ABF583#001 | maximum influence of volume flow rate on density |  |  |  |  | change in output of a density measuring device caused by a change in volume flow rate with respect to reference conditions, expressed as the maximum error within the specified volume flow rate range |  |  | "(g/m³)/(m³/h)" |  |  | REAL_MEASURE_TYPE |  |  |  |  | NON_DEPENDENT_P_DET | [5 empty] | 0112/2///61987#ABI411 - Influence of external quantities expressed for density [2] | 0112/2///61987#ABA000 | 0112/2///62720#UAC812 - gram hour per power of metre with the exponent 6 |  | 0112/2///61987#ABI453 - Density per volume flow rate | Standard |  |  |  | SC65E – IEC 61987 | - | C00018 | 001-01 (2018-03-28 07:27:07 by BATCH 00000762) standard | 0112-2---61987#ABF583 | https://cdd.iec.ch/cdd/iec61987/iec61987.nsf/PropertiesAllVersions/0112-2---61987%23ABF583
0112/2///61987#ABA593 | 005 | 01 | 0112/2///61987#ABA593#005 | temperature class |  |  |  |  | classification system of electrical apparatus, based on its maximum surface temperature, related to the specific explosive atmosphere for which it is intended to be used | [5 empty] | ENUM_CODE_TYPE(0112/2///61987#ABJ751) |  |  |  |  | DEPENDENT_P_DET |  |  | 0112/2///61987#ABJ751 | 0112/2///61987#ABK635 - T10112/2///61987#ABK636 - T20112/2///61987#ABK637 - T2A0112/2///61987#ABK638 - T2B0112/2///61987#ABK639 - T2C0112/2///61987#ABK640 - T2D0112/2///61987#ABK641 - T30112/2///61987#ABK642 - T3A0112/2///61987#ABK643 - T3B0112/2///61987#ABK644 - T3C0112/2///61987#ABK645 - T40112/2///61987#ABK646 - T4A0112/2///61987#ABK647 - T50112/2///61987#ABK648 - T60112/2///61987#ABK649 - G10112/2///61987#ABK650 - G20112/2///61987#ABK651 - G30112/2///61987#ABK652 - G40112/2///61987#ABK653 - G50112/2///61987#ABI407 - others |  | 0112/2///61987#ABC232 - Explosion protection design approval0112/2///61987#ABC238 - Explosion protection permissible temperature0112/2///61987#ABD868 - Explosion protection design approval [2]0112/2///61987#ABC104 - Area classification | 0112/2///61987#ABA000 |  |  |  | Standard |  |  |  | SC65E – IEC 61987 | 0112/2///61987#ABI406 - empty_property | C00091 |  | 0112-2---61987#ABA593 | https://cdd.iec.ch/cdd/iec61987/iec61987.nsf/PropertiesAllVersions/0112-2---61987%23ABA593
0112/2///61987#ABA213 | 001 | 02 | 0112/2///61987#ABA213#001 | position of set pointer |  |  |  |  | position of the set pointer as delivered by the manufacturer | [5 empty] | STRING_TYPE |  |  |  |  | NON_DEPENDENT_P_DET | [5 empty] | 0112/2///61987#ABC591 - Set pointer | 0112/2///61987#ABA000 |  |  |  | Standard |  |  |  | SC65E – IEC 61987 | - | C00004 |  | 0112-2---61987#ABA213 | https://cdd.iec.ch/cdd/iec61987/iec61987.nsf/PropertiesAllVersions/0112-2---61987%23ABA213
0112/2///61987#ABE386 | 002 | 01 | 0112/2///61987#ABE386#002 | reference standard for face-to-face dimension/center-to-face dimension |  |  |  |  | standard to which a face-to-face dimension or a center-to-face dimension of a valve refer | [5 empty] | STRING_TYPE |  |  |  |  | NON_DEPENDENT_P_DET | [5 empty] | 0112/2///61987#ABE391 - Overall dimensions and weight [2] | 0112/2///61987#ABA000 |  |  |  | Standard |  |  |  | SC65E – IEC 61987 | - | C00004 |  | 0112-2---61987#ABE386 | https://cdd.iec.ch/cdd/iec61987/iec61987.nsf/PropertiesAllVersions/0112-2---61987%23ABE386
0112/2///61987#ABH708 | 001 | 01 | 0112/2///61987#ABH708#001 | unit of measure for trip point |  |  |  |  | standardized unit of measure for the value of a trip point | [5 empty] | STRING_TYPE |  |  |  |  | NON_DEPENDENT_P_DET | [5 empty] | 0112/2///61987#ABH705 - Trip point | 0112/2///61987#ABA000 |  |  |  | Standard |  | IEC 61987 |  | SC65E – IEC 61987 | - | C00018 | 001-01 (2019-03-08 15:35:30 by BATCH 00000766) standard | 0112-2---61987#ABH708 | https://cdd.iec.ch/cdd/iec61987/iec61987.nsf/PropertiesAllVersions/0112-2---61987%23ABH708
0112/2///61987#ABC933 | 001 | 02 | 0112/2///61987#ABC933#001 | reference to Installation conditions [1] |  |  |  |  | reference to block ABC303 | [5 empty] | CLASS_REFERENCE_TYPE(0112/2///61987#ABC303) 0112/2///61987#ABC303 - Installation conditions [1] |  |  |  |  | NON_DEPENDENT_P_DET | [5 empty] | 0112/2///61987#ABC557 - Rated operating conditions [1]0112/2///61987#ABH458 - Rated operating conditions [27] | 0112/2///61987#ABA000 |  |  |  | Standard |  |  |  | SC65E – IEC 61987 | - | C00004 |  | 0112-2---61987#ABC933 | https://cdd.iec.ch/cdd/iec61987/iec61987.nsf/PropertiesAllVersions/0112-2---61987%23ABC933
0112/2///61987#ABE203 | 001 | 02 | 0112/2///61987#ABE203#001 | reference to Normal process conditions [4] |  |  |  |  | reference to block ABD947 | [5 empty] | CLASS_REFERENCE_TYPE(0112/2///61987#ABD947) 0112/2///61987#ABD947 - Normal process conditions [4] |  |  |  |  | NON_DEPENDENT_P_DET | [5 empty] | 0112/2///61987#ABD992 - Process design ratings [5] | 0112/2///61987#ABA000 |  |  |  | Standard |  |  |  |  | - | C00004 |  | 0112-2---61987#ABE203 | https://cdd.iec.ch/cdd/iec61987/iec61987.nsf/PropertiesAllVersions/0112-2---61987%23ABE203
0112/2///61987#ABB371 | 005 | 01 | 0112/2///61987#ABB371#005 | hazardous mixture |  |  |  |  | indication of the presence of an hazardous atmosphere where no zone definition exists | [5 empty] | ENUM_CODE_TYPE(0112/2///61987#ABL456) |  |  |  |  | DEPENDENT_P_DET |  |  | 0112/2///61987#ABL456 | 0112/2///61987#ABM502 - ignitable gas0112/2///61987#ABM503 - ignitable dust0112/2///61987#ABM504 - ignitable fibers0112/2///61987#ABI407 - others |  | 0112/2///61987#ABC104 - Area classification | 0112/2///61987#ABA000 |  |  |  | Standard |  |  |  | SC65E – IEC 61987 | 0112/2///61987#ABI406 - empty_property | C00091 |  | 0112-2---61987#ABB371 | https://cdd.iec.ch/cdd/iec61987/iec61987.nsf/PropertiesAllVersions/0112-2---61987%23ABB371
0112/2///61987#ABA602 | 003 | 01 | 0112/2///61987#ABA602#003 | surface roughness of additional wetted parts |  |  |  |  | finishing specification of a surface expressed as roughness, either as a maximum depth or in a standardized roughness dimension, for parts additional to the main part |  |  | µm |  |  | REAL_MEASURE_TYPE |  |  |  |  | NON_DEPENDENT_P_DET | [5 empty] | 0112/2///61987#ABC246 - Flowtube assembly0112/2///61987#ABC412 - Flow measuring chamber | 0112/2///61987#ABA000 | 0112/2///62720#UAA090 - micrometre |  | 0112/2///61987#ABT548 - Length short | Standard |  |  |  | SC65E – IEC 61987 | - | C00018 |  | 0112-2---61987#ABA602 | https://cdd.iec.ch/cdd/iec61987/iec61987.nsf/PropertiesAllVersions/0112-2---61987%23ABA602
0112/2///61987#ABD214 | 002 | 01 | 0112/2///61987#ABD214#002 | reference to Secondary containment |  |  |  |  | reference to block ABC588 | [5 empty] | CLASS_REFERENCE_TYPE(0112/2///61987#ABC588) 0112/2///61987#ABC588 - Secondary containment |  |  |  |  | NON_DEPENDENT_P_DET | [5 empty] | 0112/2///61987#ABC604 - Structural design [coriolis mass flow transmitter]0112/2///61987#ABG444 - Structural design [vibrating tube density transmitter] | 0112/2///61987#ABA000 |  |  |  | Standard |  |  |  | SC65E – IEC 61987 | - | C00004 |  | 0112-2---61987#ABD214 | https://cdd.iec.ch/cdd/iec61987/iec61987.nsf/PropertiesAllVersions/0112-2---61987%23ABD214
0112/2///61987#ABE552 | 001 | 01 | 0112/2///61987#ABE552#001 | procedure of design calculation |  |  |  |  | procedure on which the design calculation is based | [5 empty] | STRING_TYPE |  |  |  |  | NON_DEPENDENT_P_DET | [5 empty] | 0112/2///61987#ABE614 - Structural design of a restriction orifice/diffuser | 0112/2///61987#ABA000 |  |  |  | Standard |  | IEC 61987 | IEC | SC65E | - | C00016 | 001-01 (2018-03-28 07:27:01 by BATCH 00000762) standard | 0112-2---61987#ABE552 | https://cdd.iec.ch/cdd/iec61987/iec61987.nsf/PropertiesAllVersions/0112-2---61987%23ABE552
0112/2///61987#ABJ628 | 001 | 01 | 0112/2///61987#ABJ628#001 | SECONDARY_MEASUREMENT_STATUS |  |  |  |  | parameter indicating the status of the secondary measurement | [5 empty] | INT_TYPE |  |  |  |  | NON_DEPENDENT_P_DET | [5 empty] | 0112/2///61987#ABI729 - SECONDARY_MEASUREMENT | 0112/2///61987#ABA000 |  |  |  | Standard |  |  |  | SC65E – IEC 61987 | - | C00019 | 001-01 (2019-03-08 15:35:33 by BATCH 00000766) standard | 0112-2---61987#ABJ628 | https://cdd.iec.ch/cdd/iec61987/iec61987.nsf/PropertiesAllVersions/0112-2---61987%23ABJ628
0112/2///61987#ABD041 | 001 | 02 | 0112/2///61987#ABD041#001 | reference to Measurement instrument installation |  |  |  |  | reference to block ABC411 | [5 empty] | CLASS_REFERENCE_TYPE(0112/2///61987#ABC411) 0112/2///61987#ABC411 - Pressure measurement instrument installation |  |  |  |  | NON_DEPENDENT_P_DET | [5 empty] | 0112/2///61987#ABA026 - Operating LOP for pressure measuring equipment | 0112/2///61987#ABA000 |  |  |  | Standard |  |  |  | SC65E – IEC 61987 | - | C00004 |  | 0112-2---61987#ABD041 | https://cdd.iec.ch/cdd/iec61987/iec61987.nsf/PropertiesAllVersions/0112-2---61987%23ABD041
0112/2///61987#ABU157 | 001 | 03 | 0112/2///61987#ABU157#001 | reference to Absolute performance for mass flow |  |  |  |  | reference to block ABC061 |  | Id specified in IEC61987-12/-13: ABC691 |  |  |  | CLASS_REFERENCE_TYPE(0112/2///61987#ABC061) 0112/2///61987#ABC061 - Absolute performance for mass flow |  |  |  |  | DEPENDENT_P_DET | [5 empty] | 0112/2///61987#ABC671 - Type of performance variable [1] | 0112/2///61987#ABA000 |  |  |  | Standard |  |  |  | SC65E – IEC 61987 | 0112/2///61987#ABU144 - performance variable type [1] | C00004 |  | 0112-2---61987#ABU157 | https://cdd.iec.ch/cdd/iec61987/iec61987.nsf/PropertiesAllVersions/0112-2---61987%23ABU157
0112/2///61987#ABF080 | 001 | 01 | 0112/2///61987#ABF080#001 | measured error of resistance |  |  |  |  | largest positive or negative value of error of the average upscale or downscale value at each point of resistance measurement expressed as an absolute value |  |  | Ω |  |  | REAL_MEASURE_TYPE |  |  | IEC 61298 and IEC 60770-2 |  | NON_DEPENDENT_P_DET | [5 empty] | 0112/2///61987#ABF076 - Absolute performance for resistance0112/2///61987#ABF090 - Accuracy for a subrange of resistance0112/2///61987#ABP010 - Absolute performance for resistance [I/O module] | 0112/2///61987#ABA000 | 0112/2///62720#UAA017 - ohm |  | 0112/2///61987#ABT564 - Electrical resistance | Standard |  | IEC 61987 | IEC | SC65E | - | C00019 | 001-01 (2018-03-28 07:27:04 by BATCH 00000762) standard | 0112-2---61987#ABF080 | https://cdd.iec.ch/cdd/iec61987/iec61987.nsf/PropertiesAllVersions/0112-2---61987%23ABF080
0112/2///61987#ABH121 | 001 | 01 | 0112/2///61987#ABH121#001 | inside knuckle radius |  |  |  |  | internal formed radius of the head which transitions the dish portion to the straight flange |  |  | mm |  |  | REAL_MEASURE_TYPE |  |  |  |  | NON_DEPENDENT_P_DET | [5 empty] | 0112/2///61987#ABH113 - Head | 0112/2///61987#ABA000 | 0112/2///62720#UAA862 - millimetre |  | 0112/2///61987#ABT548 - Length short | Standard |  | IEC 61987 | IEC | SC65E | - | C00018 | 001-01 (2018-03-28 07:27:13 by BATCH 00000762) standard | 0112-2---61987#ABH121 | https://cdd.iec.ch/cdd/iec61987/iec61987.nsf/PropertiesAllVersions/0112-2---61987%23ABH121
0112/2///61987#ABE715 | 001 | 01 | 0112/2///61987#ABE715#001 | reference to Operability [3] |  |  |  |  | reference to block ABE714 | [5 empty] | CLASS_REFERENCE_TYPE(0112/2///61987#ABE714) 0112/2///61987#ABE714 - Operability [3] |  |  |  |  | NON_DEPENDENT_P_DET | [5 empty] | 0112/2///61987#ABE631 - Device LOP for solenoid valve | 0112/2///61987#ABA000 |  |  |  | Standard |  |  |  | SC65E – IEC 61987 | - | C00016 | 001-01 (2018-03-28 07:27:01 by BATCH 00000762) standard | 0112-2---61987#ABE715 | https://cdd.iec.ch/cdd/iec61987/iec61987.nsf/PropertiesAllVersions/0112-2---61987%23ABE715
0112/2///61987#ABB502 | 004 | 01 | 0112/2///61987#ABB502#004 | orientation of fastening |  |  |  |  | angle of a fastening measure with respect to the vertical | [5 empty] | STRING_TYPE |  |  |  |  | NON_DEPENDENT_P_DET | [5 empty] | 0112/2///61987#ABC171 - Connection compartment0112/2///61987#ABC195 - Dial indicator0112/2///61987#ABC202 - Digital indicator0112/2///61987#ABD848 - Dial indicator [3]0112/2///61987#ABD850 - Digital indicator [2]0112/2///61987#ABC040 - Totalizer indicator [2]0112/2///61987#ABC048 - Transmitter housing [1]0112/2///61987#ABC049 - Transmitter housing [2]0112/2///61987#ABE040 - Transmitter housing [3]0112/2///61987#ABE607 - Solenoid valve housing0112/2///61987#ABF375 - Transmitter/switch housing | 0112/2///61987#ABA000 |  |  |  | Standard |  |  |  | SC65E – IEC 61987 | - | C00004 |  | 0112-2---61987#ABB502 | https://cdd.iec.ch/cdd/iec61987/iec61987.nsf/PropertiesAllVersions/0112-2---61987%23ABB502
0112/2///61987#ABI557 | 001 | 02 | 0112/2///61987#ABI557#001 | reference to Requirement |  |  |  |  | reference to block ABI478 | [5 empty] | CLASS_REFERENCE_TYPE(0112/2///61987#ABI478) 0112/2///61987#ABI478 - Requirement |  |  |  |  | DEPENDENT_P_DET | [5 empty] | 0112/2///61987#ABI471 - Special/further requirements | 0112/2///61987#ABA000 |  |  |  | Standard |  | IEC 61987 | IEC | IEC SC65E | 0112/2///61987#ABI496 - number of requirements | C00112 |  | 0112-2---61987#ABI557 | https://cdd.iec.ch/cdd/iec61987/iec61987.nsf/PropertiesAllVersions/0112-2---61987%23ABI557
0112/2///61987#ABJ007 | 001 | 01 | 0112/2///61987#ABJ007#001 | CHANNEL_NUMBER |  |  |  |  | channel number or slot on which a value is made available | [5 empty] | INT_TYPE |  |  |  |  | NON_DEPENDENT_P_DET | [5 empty] | 0112/2///61987#ABH876 - Analog input function block0112/2///61987#ABH878 - Discrete input function block0112/2///61987#ABH885 - Control function block0112/2///61987#ABH888 - Analog output function block0112/2///61987#ABH890 - Discrete output function block0112/2///61987#ABH901 - Pulse input function block0112/2///61987#ABH904 - Calculation function block0112/2///61987#ABH913 - Other function block | 0112/2///61987#ABA000 |  |  |  | Standard |  |  |  | SC65E – IEC 61987 | - | C00018 | 001-01 (2019-03-08 15:35:33 by BATCH 00000766) standard | 0112-2---61987#ABJ007 | https://cdd.iec.ch/cdd/iec61987/iec61987.nsf/PropertiesAllVersions/0112-2---61987%23ABJ007
0112/2///61987#ABF594 | 001 | 01 | 0112/2///61987#ABF594#001 | calibrated span for concentration |  |  |  |  | difference between the upper and lower range value of concentration to which a concentration measurement instrument is adjusted and calibrated |  |  | mg/m³ |  |  | REAL_MEASURE_TYPE |  |  |  |  | NON_DEPENDENT_P_DET | [5 empty] | 0112/2///61987#ABE883 - Assigned concentration range | 0112/2///61987#ABA000 | 0112/2///62720#UAA830 - milligram per metre cubed |  | 0112/2///61987#ABT575 - Mass concentration (mass per volume) | Standard |  | IEC 61987 | IEC | SC65E | - | C00018 | 001-01 (2018-03-28 07:27:08 by BATCH 00000762) standard | 0112-2---61987#ABF594 | https://cdd.iec.ch/cdd/iec61987/iec61987.nsf/PropertiesAllVersions/0112-2---61987%23ABF594
0112/2///61987#ABD447 | 001 | 03 | 0112/2///61987#ABD447#001 | average influence of ambient temperature on temperature |  |  |  |  | change in output of a temperature measuring device caused by a change in ambient temperature with respect to reference conditions, expressed as the average error across the specified ambient temperature range |  |  | mK/K |  |  | REAL_MEASURE_TYPE |  |  |  |  | NON_DEPENDENT_P_DET | [5 empty] | 0112/2///61987#ABD503 - Influence of external quantities expressed for temperature0112/2///61987#ABP042 - Influence of external quantities expressed for temperature [I/O module] | 0112/2///61987#ABA000 | 0112/2///62720#UAB842 - millikelvin per kelvin |  | 0112/2///61987#ABT596 - Temperature per temperature | Standard |  |  |  | SC65E – IEC 61987 | - | C00018 |  | 0112-2---61987#ABD447 | https://cdd.iec.ch/cdd/iec61987/iec61987.nsf/PropertiesAllVersions/0112-2---61987%23ABD447
0112/2///61987#ABD555 | 001 | 04 | 0112/2///61987#ABD555#001 | closing time limitation |  |  |  |  | closing time to which a valve assembly is set |  |  | s |  |  | REAL_MEASURE_TYPE |  |  |  |  | NON_DEPENDENT_P_DET | [5 empty] | 0112/2///61987#ABD963 - Parameters of positioner | 0112/2///61987#ABA000 | 0112/2///62720#UAA972 - second |  | 0112/2///61987#ABT510 - Time/time duration short | Standard |  |  |  |  | - | C00004 |  | 0112-2---61987#ABD555 | https://cdd.iec.ch/cdd/iec61987/iec61987.nsf/PropertiesAllVersions/0112-2---61987%23ABD555
0112/2///61987#ABV224 | 001 | 02 | 0112/2///61987#ABV224#001 | reference to Binary output IEC 60947-5-6 (NAMUR) |  |  |  |  | reference to block ABC145 | [5 empty] | CLASS_REFERENCE_TYPE(0112/2///61987#ABC145) 0112/2///61987#ABC145 - Binary output IEC 60947-5-6 (NAMUR) |  |  |  |  | DEPENDENT_P_DET | [5 empty] | 0112/2///61987#ABG148 - Type of output [18]0112/2///61987#ABG149 - Type of output [19]0112/2///61987#ABG150 - Type of output [20] | 0112/2///61987#ABA000 |  |  |  | Standard |  | IEC 61987 | IEC | SC65E | 0112/2///61987#ABV216 - output type [18] | C00019 |  | 0112-2---61987#ABV224 | https://cdd.iec.ch/cdd/iec61987/iec61987.nsf/PropertiesAllVersions/0112-2---61987%23ABV224
0112/2///61987#ABH827 | 001 | 01 | 0112/2///61987#ABH827#001 | packing group |  |  |  |  | indication of the required package type used | For package types of dangerous goods see UNECE Regulations on the transport of dangerous goods, 18th Ed. 2013, Part 3 and Part 4 For non hazardous goods see ISO/IEC Guide 41:2003, Packaging -- Recommendations for addressing consumer needs |  |  |  |  | STRING_TYPE |  |  | UNECE Regulations on the transport of dangerous goods, 18th Ed. 2013, Part 3 |  | NON_DEPENDENT_P_DET | [5 empty] | 0112/2///61987#ABH806 - Storage0112/2///61987#ABI417 - Packing information | 0112/2///61987#ABA000 |  |  |  | Standard |  |  |  | SC65E – IEC 61987 | - | C0018 | 001-01 (2019-03-08 15:35:31 by BATCH 00000766) standard | 0112-2---61987#ABH827 | https://cdd.iec.ch/cdd/iec61987/iec61987.nsf/PropertiesAllVersions/0112-2---61987%23ABH827
0112/2///61987#ABJ047 | 001 | 01 | 0112/2///61987#ABJ047#001 | SENSOR_FLUID |  |  |  |  | parameter indicating the type of fill fluid | [5 empty] | INT_TYPE |  |  |  |  | NON_DEPENDENT_P_DET | [5 empty] | 0112/2///61987#ABJ606 - SENSOR_DESCRIPTION | 0112/2///61987#ABA000 |  |  |  | Standard |  |  |  | SC65E – IEC 61987 | - | C00018 | 001-01 (2019-03-08 15:35:33 by BATCH 00000766) standard | 0112-2---61987#ABJ047 | https://cdd.iec.ch/cdd/iec61987/iec61987.nsf/PropertiesAllVersions/0112-2---61987%23ABJ047
0112/2///61987#ABG800 | 001 | 01 | 0112/2///61987#ABG800#001 | reference to Reference conditions of the device [11] |  |  |  |  | reference to block ABG240 | [5 empty] | CLASS_REFERENCE_TYPE(0112/2///61987#ABG240) 0112/2///61987#ABG240 - Reference conditions of the device [11] |  |  |  |  | NON_DEPENDENT_P_DET | [5 empty] | 0112/2///61987#ABG229 - Performance [26] | 0112/2///61987#ABA000 |  |  |  | Standard |  | IEC 61987 | IEC | SC65E | - | C00019 | 001-01 (2018-03-28 07:27:11 by BATCH 00000762) standard | 0112-2---61987#ABG800 | https://cdd.iec.ch/cdd/iec61987/iec61987.nsf/PropertiesAllVersions/0112-2---61987%23ABG800
0112/2///61987#ABP222 | 001 | 01 | 0112/2///61987#ABP222#001 | reference to Analog voltage input [I/O module] |  |  |  |  | reference to block ABP018 | [5 empty] | CLASS_REFERENCE_TYPE(0112/2///61987#ABP018) 0112/2///61987#ABP018 - Analog voltage input [I/O module] |  |  |  |  | NON_DEPENDENT_P_DET | [5 empty] | 0112/2///61987#ABP044 - Input [I/O module] | 0112/2///61987#ABA000 |  |  |  | Standard |  | IEC 61987 | IEC | IEC/SC 65E | - | C00128 | 001-01 (2023-01-23 14:53:53 by BATCH 00000807) standard | 0112-2---61987#ABP222 | https://cdd.iec.ch/cdd/iec61987/iec61987.nsf/PropertiesAllVersions/0112-2---61987%23ABP222
0112/2///61987#ABB961 | 001 | 04 | 0112/2///61987#ABB961#001 | size of orifice |  |  |  |  | internal diameter of a bore or orifice |  |  | mm |  |  | REAL_MEASURE_TYPE |  |  |  |  | NON_DEPENDENT_P_DET | [5 empty] | 0112/2///61987#ABC677 - Valve | 0112/2///61987#ABA000 | 0112/2///62720#UAA862 - millimetre |  | 0112/2///61987#ABT548 - Length short | Standard |  |  |  | SC65E – IEC 61987 | - | C00004 |  | 0112-2---61987#ABB961 | https://cdd.iec.ch/cdd/iec61987/iec61987.nsf/PropertiesAllVersions/0112-2---61987%23ABB961
0112/2///61987#ABB798 | 003 | 01 | 0112/2///61987#ABB798#003 | reference ambient temperature |  |  |  |  | ambient temperature at which the performance of a device was tested |  |  | °C |  |  | LEVEL(MIN,NOM,MAX) OF REAL_MEASURE_TYPE |  |  |  |  | NON_DEPENDENT_P_DET | [5 empty] | 0112/2///61987#ABC563 - Reference ambient conditions0112/2///61987#ABD486 - Reference ambient conditions [1]0112/2///61987#ABP064 - Reference ambient conditions [I/O module] | 0112/2///61987#ABA000 | 0112/2///62720#UAA033 - degree Celsius |  | 0112/2///61987#ABT514 - Temperature | Standard |  |  |  | SC65E – IEC 61987 | - | C00004 |  | 0112-2---61987#ABB798 | https://cdd.iec.ch/cdd/iec61987/iec61987.nsf/PropertiesAllVersions/0112-2---61987%23ABB798
0112/2///61987#ABD196 | 001 | 02 | 0112/2///61987#ABD196#001 | reference to Reference conditions of the device [1] |  |  |  |  | reference to block ABC570 | [5 empty] | CLASS_REFERENCE_TYPE(0112/2///61987#ABC570) 0112/2///61987#ABC570 - Reference conditions of the device [1] |  |  |  |  | NON_DEPENDENT_P_DET | [5 empty] | 0112/2///61987#ABC491 - Performance [1]0112/2///61987#ABC492 - Performance [2]0112/2///61987#ABC493 - Performance [3]0112/2///61987#ABC494 - Performance [4]0112/2///61987#ABC496 - Performance [6]0112/2///61987#ABC497 - Performance [7]0112/2///61987#ABC499 - Performance [9] | 0112/2///61987#ABA000 |  |  |  | Standard |  |  |  | SC65E – IEC 61987 | - | C00004 |  | 0112-2---61987#ABD196 | https://cdd.iec.ch/cdd/iec61987/iec61987.nsf/PropertiesAllVersions/0112-2---61987%23ABD196
0112/2///61987#ABB505 | 005 | 01 | 0112/2///61987#ABB505#005 | style of battery |  |  |  |  | classification of a battery according to its ability to be charged | [5 empty] | ENUM_CODE_TYPE(0112/2///61987#ABL595) |  |  |  |  | DEPENDENT_P_DET |  |  | 0112/2///61987#ABL595 | 0112/2///61987#ABN002 - rechargeable0112/2///61987#ABN003 - non-rechargeable0112/2///61987#ABN004 - replaceable0112/2///61987#ABN005 - non-replaceable0112/2///61987#ABI407 - others |  | 0112/2///61987#ABC138 - Battery | 0112/2///61987#ABA000 |  |  |  | Standard |  |  |  | SC65E – IEC 61987 | 0112/2///61987#ABI406 - empty_property | C00091 |  | 0112-2---61987#ABB505 | https://cdd.iec.ch/cdd/iec61987/iec61987.nsf/PropertiesAllVersions/0112-2---61987%23ABB505
0112/2///61987#ABB157 | 001 | 04 | 0112/2///61987#ABB157#001 | minimum pause length |  |  |  |  | for a binary signal, the permissible minimum duration of the signal with the logic value "0" |  |  | ms |  |  | REAL_MEASURE_TYPE |  |  |  |  | NON_DEPENDENT_P_DET | [5 empty] | 0112/2///61987#ABC142 - Binary input0112/2///61987#ABP021 - Binary input [I/O module] | 0112/2///61987#ABA000 | 0112/2///62720#UAA899 - millisecond |  | 0112/2///61987#ABT510 - Time/time duration short | Standard |  |  |  | SC65E – IEC 61987 | - | C00004 |  | 0112-2---61987#ABB157 | https://cdd.iec.ch/cdd/iec61987/iec61987.nsf/PropertiesAllVersions/0112-2---61987%23ABB157
0112/2///61987#ABI295 | 001 | 01 | 0112/2///61987#ABI295#001 | valid value range of manufacturer-specific block parameter |  |  |  |  | value or range of values that can be assigned to a manufacturer-specific block parameter | [5 empty] | STRING_TYPE |  |  |  |  | NON_DEPENDENT_P_DET | [5 empty] | 0112/2///61987#ABH912 - Manufacturer-specific block parameter0112/2///61987#ABH914 - Other block parameter | 0112/2///61987#ABA000 |  |  |  | Standard |  |  |  | SC65E – IEC 61987 | - | C00018 | 001-01 (2019-03-08 15:35:31 by BATCH 00000766) standard | 0112-2---61987#ABI295 | https://cdd.iec.ch/cdd/iec61987/iec61987.nsf/PropertiesAllVersions/0112-2---61987%23ABI295
0112/2///61987#ABB230 | 001 | 03 | 0112/2///61987#ABB230#001 | upper range-value of other variable | upper range-value |  |  |  | other variable value assigned to the upper range end-value of the input or output signal | [5 empty] | REAL_TYPE |  |  |  |  | NON_DEPENDENT_P_DET | [5 empty] | 0112/2///61987#ABC114 - Assigned other variable range | 0112/2///61987#ABA000 |  |  |  | Standard |  |  |  | SC65E – IEC 61987 | - | C00019 |  | 0112-2---61987#ABB230 | https://cdd.iec.ch/cdd/iec61987/iec61987.nsf/PropertiesAllVersions/0112-2---61987%23ABB230
0112/2///61987#ABB886 | 004 | 02 | 0112/2///61987#ABB886#004 | short-circuit protection capability |  |  |  |  | ability of an electrical output or power supply to withstand short-circuit condition without any damage | [5 empty] | STRING_TYPE |  |  |  |  | NON_DEPENDENT_P_DET | [5 empty] | 0112/2///61987#ABC219 - Electrical power output circuit0112/2///61987#ABE601 - Structural design of a limit switch0112/2///61987#ABC212 - Electrical data for active behaviour0112/2///61987#ABC218 - Electrical power input circuit | 0112/2///61987#ABA000 |  |  |  | Standard |  | IEC 61987 | IEC | IEC/SC 65E | - | C00128 |  | 0112-2---61987#ABB886 | https://cdd.iec.ch/cdd/iec61987/iec61987.nsf/PropertiesAllVersions/0112-2---61987%23ABB886
0112/2///61987#ABA989 | 001 | 04 | 0112/2///61987#ABA989#001 | maximum output voltage (Uo) |  |  |  |  | maximum voltage (peak a.c. or d.c.) that can appear at the connection facilities of the apparatus at any applied voltage up to the maximum voltage |  |  | V |  |  | REAL_MEASURE_TYPE |  |  | IEC 60050, part 426-11-20 (Draft) |  | NON_DEPENDENT_P_DET | [5 empty] | 0112/2///61987#ABC585 - Safety related properties for active behaviour | 0112/2///61987#ABA000 | 0112/2///62720#UAA296 - volt |  | 0112/2///61987#ABT506 - Voltage | Standard |  |  |  | SC65E – IEC 61987 | - | C00004 |  | 0112-2---61987#ABA989 | https://cdd.iec.ch/cdd/iec61987/iec61987.nsf/PropertiesAllVersions/0112-2---61987%23ABA989
0112/2///61987#ABU918 | 001 | 01 | 0112/2///61987#ABU918#001 | performance variable type [11] |  |  |  |  | polymorphism property specifying the process variable to which the performance applies |  | Polymorphic control property |  |  |  | ENUM_STRING_TYPE(0112/2///61987#ABU830(Percentage performance [3],Percentage performance for pressure,Absolute performance for density,Absolute performance for concentration,Absolute performance for volume fraction,Absolute performance for mass fraction,Absolute performance for level,Absolute performance for ullage,Absolute performance for volume,Absolute performance for mass,Absolute performance for degree of filling,Absolute performance for pressure,Absolute performance for temperature,Absolute performance for other variable)) |  |  |  |  | CONDITION_DET |  |  | 0112/2///61987#ABU830 | 0112/2///61987#ABU802 - IEC61987-11 Name of Percentage performance [3]0112/2///61987#ABU768 - IEC61987-11 Name of Percentage performance for pressure0112/2///61987#ABU736 - IEC61987-11 Name of Absolute performance for density0112/2///61987#ABU737 - IEC61987-11 Name of Absolute performance for concentration0112/2///61987#ABU738 - IEC61987-11 Name of Absolute performance for volume fraction0112/2///61987#ABU739 - IEC61987-11 Name of Absolute performance for mass fraction0112/2///61987#ABU740 - IEC61987-11 Name of Absolute performance for level0112/2///61987#ABU741 - IEC61987-11 Name of Absolute performance for ullage0112/2///61987#ABU742 - IEC61987-11 Name of Absolute performance for volume0112/2///61987#ABU743 - IEC61987-11 Name of Absolute performance for mass0112/2///61987#ABU744 - IEC61987-11 Name of Absolute performance for degree of filling0112/2///61987#ABU745 - IEC61987-11 Name of Absolute performance for pressure0112/2///61987#ABU805 - IEC61987-11 Name of Absolute performance for temperature0112/2///61987#ABU806 - IEC61987-11 Name of Absolute performance for other variable |  | 0112/2///61987#ABG277 - Type of performance variable [11] | 0112/2///61987#ABA000 |  |  |  | Standard |  | IEC 61987 | IEC | SC65E | - | C00018 | 001-01 (2018-03-28 07:27:22 by BATCH 00000762) standard | 0112-2---61987#ABU918 | https://cdd.iec.ch/cdd/iec61987/iec61987.nsf/PropertiesAllVersions/0112-2---61987%23ABU918
0112/2///61987#ABU640 | 001 | 01 | 0112/2///61987#ABU640#001 | phase type |  |  |  |  | polymorphic property determining the fluid phase to be described |  | Polymorphic control property |  |  |  | ENUM_STRING_TYPE(0112/2///61987#ABU634(aqueous phase, non-aqueous phase, vapor phase, solid phase)) |  |  |  |  | CONDITION_DET |  |  | 0112/2///61987#ABU634 | 0112/2///61987#ABU591 - IEC61987-11 Name of aqueous phase0112/2///61987#ABU592 - IEC61987-11 Name of non-aqueous phase0112/2///61987#ABU593 - IEC61987-11 Name of vapor phase0112/2///61987#ABU594 - IEC61987-11 Name of solid phase |  | 0112/2///61987#ABG458 - Phase [density] | 0112/2///61987#ABA000 |  |  |  | Standard |  | IEC 61987 | IEC | SC65E | - | C00017 | 001-01 (2018-03-28 07:27:21 by BATCH 00000762) standard | 0112-2---61987#ABU640 | https://cdd.iec.ch/cdd/iec61987/iec61987.nsf/PropertiesAllVersions/0112-2---61987%23ABU640
0112/2///61987#ABP255 | 001 | 01 | 0112/2///61987#ABP255#001 | reference to Operability [I/O module] |  |  |  |  | reference to block ABP051 | [5 empty] | CLASS_REFERENCE_TYPE(0112/2///61987#ABP051) 0112/2///61987#ABP051 - Operability [I/O module] |  |  |  |  | NON_DEPENDENT_P_DET | [5 empty] | 0112/2///61987#ABP026 - Device LOP for I/O modules | 0112/2///61987#ABA000 |  |  |  | Standard |  | IEC 61987 | IEC | IEC/SC 65E | - | C00128 | 001-01 (2023-01-23 14:53:53 by BATCH 00000807) standard | 0112-2---61987#ABP255 | https://cdd.iec.ch/cdd/iec61987/iec61987.nsf/PropertiesAllVersions/0112-2---61987%23ABP255
0112/2///61987#ABB197 | 003 | 01 | 0112/2///61987#ABB197#003 | type of temperature measurement |  |  |  |  | classification of a temperature measurement according to the output quantity | [5 empty] | ENUM_CODE_TYPE(0112/2///61987#ABL659) |  |  |  |  | DEPENDENT_P_DET |  |  | 0112/2///61987#ABL659 | 0112/2///61987#ABM666 - temperature0112/2///61987#ABN247 - differential temperature0112/2///61987#ABN248 - average temperature0112/2///61987#ABN249 - first valid temperature0112/2///61987#ABI407 - others |  | 0112/2///61987#ABC650 - Temperature measurement0112/2///61987#ABF109 - Absolute performance for temperature [2]0112/2///61987#ABF224 - Temperature indication0112/2///61987#ABF630 - Temperature gauge input0112/2///61987#ABG319 - Absolute performance for temperature [3]0112/2///61987#ABG355 - Temperature measurement [1]0112/2///61987#ABG356 - Temperature measurement [2]0112/2///61987#ABH619 - Calibration of temperature | 0112/2///61987#ABA000 |  |  |  | Standard |  |  |  | SC65E – IEC 61987 | 0112/2///61987#ABI406 - empty_property | C00091 |  | 0112-2---61987#ABB197 | https://cdd.iec.ch/cdd/iec61987/iec61987.nsf/PropertiesAllVersions/0112-2---61987%23ABB197
0112/2///61987#ABU369 | 001 | 03 | 0112/2///61987#ABU369#001 | reference to Frequency input [1] |  |  |  |  | reference to block ABC247 |  | Id specified in IEC61987-12/-13: ABC877 |  |  |  | CLASS_REFERENCE_TYPE(0112/2///61987#ABC247) 0112/2///61987#ABC247 - Frequency input [1] |  |  |  |  | DEPENDENT_P_DET | [5 empty] | 0112/2///61987#ABC053 - Type of auxiliary input [2] | 0112/2///61987#ABA000 |  |  |  | Standard |  |  |  | SC65E – IEC 61987 | 0112/2///61987#ABU347 - auxiliary input type [2] | C00004 |  | 0112-2---61987#ABU369 | https://cdd.iec.ch/cdd/iec61987/iec61987.nsf/PropertiesAllVersions/0112-2---61987%23ABU369
0112/2///61987#ABE508 | 001 | 01 | 0112/2///61987#ABE508#001 | reference to Rated operating conditions [14] |  |  |  |  | reference to block ABE590 | [5 empty] | CLASS_REFERENCE_TYPE(0112/2///61987#ABE590) 0112/2///61987#ABE590 - Rated operating conditions [14] |  |  |  |  | NON_DEPENDENT_P_DET | [5 empty] | 0112/2///61987#ABE633 - Device LOP for restriction orifice/diffuser | 0112/2///61987#ABA000 |  |  |  | Standard |  | IEC 61987 | IEC | SC65E | - | C00016 | 001-01 (2018-03-28 07:27:00 by BATCH 00000762) standard | 0112-2---61987#ABE508 | https://cdd.iec.ch/cdd/iec61987/iec61987.nsf/PropertiesAllVersions/0112-2---61987%23ABE508
0112/2///61987#ABU579 | 001 | 01 | 0112/2///61987#ABU579#001 | reference to Type of output [9] |  |  |  |  | reference to block ABE573 |  | Id specified in IEC61987: ABE488 |  |  |  | CLASS_REFERENCE_TYPE(0112/2///61987#ABE573) 0112/2///61987#ABE573 - Type of output [9] |  |  |  |  | NON_DEPENDENT_P_DET | [5 empty] | 0112/2///61987#ABE572 - Output [9] | 0112/2///61987#ABA000 |  |  |  | Standard |  | IEC 61987 | IEC | SC65E | - | C00016 | 001-01 (2018-03-28 07:27:21 by BATCH 00000762) standard | 0112-2---61987#ABU579 | https://cdd.iec.ch/cdd/iec61987/iec61987.nsf/PropertiesAllVersions/0112-2---61987%23ABU579
0112/2///61987#ABN639 | 001 | 02 | 0112/2///61987#ABN639#001 | operating time |  |  |  |  | summed duration of time interval for which an item was in an operating state |  |  | h |  |  | REAL_MEASURE_TYPE |  |  | IEV 692-06-02 MOD |  | NON_DEPENDENT_P_DET | [5 empty] | 0112/2///61987#ABN692 - Specific time variables | 0112/2///61987#ABA000 | 0112/2///62720#UAA525 - hour |  | 0112/2///61987#ABT510 - Time/time duration short | Standard |  | IEC 61987 | IEC | IEC SC65E | - | C00112 |  | 0112-2---61987#ABN639 | https://cdd.iec.ch/cdd/iec61987/iec61987.nsf/PropertiesAllVersions/0112-2---61987%23ABN639
0112/2///61987#ABD605 | 002 | 01 | 0112/2///61987#ABD605#002 | liquid mass fraction |  |  |  |  | ratio of the mass of the liquids to the mass sum of all constituents the fluid |  |  | % |  |  | REAL_MEASURE_TYPE |  |  |  |  | NON_DEPENDENT_P_DET | [5 empty] | 0112/2///61987#ABD988 - Process conditions at the inlet0112/2///61987#ABD989 - Process conditions at the outlet | 0112/2///61987#ABA000 | 0112/2///62720#UAA000 - percent |  | 0112/2///61987#ABT533 - Percentage | Standard |  |  |  |  | - | C00004 |  | 0112-2---61987#ABD605 | https://cdd.iec.ch/cdd/iec61987/iec61987.nsf/PropertiesAllVersions/0112-2---61987%23ABD605
0112/2///61987#ABB681 | 002 | 01 | 0112/2///61987#ABB681#002 | reference base for average influence of process pressure |  |  |  |  | basis for stating an average percentage influence of process pressure | [5 empty] | ENUM_CODE_TYPE(0112/2///61987#ABJ764) |  |  |  |  | DEPENDENT_P_DET |  |  | 0112/2///61987#ABJ764 | 0112/2///61987#ABL009 - relative to calibrated span0112/2///61987#ABL010 - relative to full scale0112/2///61987#ABL011 - relative to measured value0112/2///61987#ABL012 - relative to measuring upper range-limit0112/2///61987#ABL013 - relative to span0112/2///61987#ABI407 - others |  | 0112/2///61987#ABJ593 - Influence of external quantities expressed as a percentage [5]0112/2///61987#ABC276 - Influence of external quantities expressed as a percentage0112/2///61987#ABG314 - Influence of external quantities expressed as a percentage [4] | 0112/2///61987#ABA000 |  |  |  | Standard |  |  |  | SC65E – IEC 61987 | 0112/2///61987#ABI406 - empty_property | C00091 |  | 0112-2---61987#ABB681 | https://cdd.iec.ch/cdd/iec61987/iec61987.nsf/PropertiesAllVersions/0112-2---61987%23ABB681
0112/2///61987#ABD536 | 003 | 01 | 0112/2///61987#ABD536#003 | reference downstream straight length |  |  |  |  | downstream straight length at which the performance of a device was tested, expressed in units of pipe diameter |  |  | 1 |  |  | LEVEL(MIN,NOM,MAX) OF REAL_MEASURE_TYPE |  |  |  |  | NON_DEPENDENT_P_DET | [5 empty] | 0112/2///61987#ABC574 - Reference process conditions | 0112/2///61987#ABA000 | 0112/2///62720#UAA915 - quantity of dimension one |  |  | Standard |  | IEC 61987 | IEC | IEC SC65E | - | C00112 |  | 0112-2---61987#ABD536 | https://cdd.iec.ch/cdd/iec61987/iec61987.nsf/PropertiesAllVersions/0112-2---61987%23ABD536
0112/2///61987#ABF793 | 001 | 01 | 0112/2///61987#ABF793#001 | reference to Displacer support |  |  |  |  | reference to block ABF368 | [5 empty] | CLASS_REFERENCE_TYPE(0112/2///61987#ABF368) 0112/2///61987#ABF368 - Displacer support |  |  |  |  | NON_DEPENDENT_P_DET | [5 empty] | 0112/2///61987#ABF342 - Structural design of a displacer lever transmitter/switch0112/2///61987#ABF631 - Structural design of a buoyancy density transmitter | 0112/2///61987#ABA000 |  |  |  | Standard |  | IEC 61987 | IEC | SC65E | - | C00018 | 001-01 (2018-03-28 07:27:09 by BATCH 00000762) standard | 0112-2---61987#ABF793 | https://cdd.iec.ch/cdd/iec61987/iec61987.nsf/PropertiesAllVersions/0112-2---61987%23ABF793
0112/2///61987#ABE694 | 001 | 01 | 0112/2///61987#ABE694#001 | output type [22] |  |  |  |  | polymorphic control property |  | polymorphic control property |  |  |  | ENUM_STRING_TYPE(0112/2///61987#ABE695(Analog current output [6],Analog voltage output [5],Manufacturer-specific output [3],Pneumatic/hydraulic output [4])) |  |  |  |  | CONDITION_DET |  |  | 0112/2///61987#ABE695 | 0112/2///61987#ABU502 - IEC61987-11 Name of Analog current output [6]0112/2///61987#ABU503 - IEC61987-11 Name of Analog voltage output [5]0112/2///61987#ABU505 - IEC61987-11 Name of Manufacturer-specific output [5]0112/2///61987#ABU506 - IEC61987-11 Name of Pneumatic/hydraulic output [4] |  | 0112/2///61987#ABE692 - Type of output [22] | 0112/2///61987#ABA000 |  |  |  | Standard |  |  |  |  | - | C00004 | 001-01 (2018-03-28 07:27:01 by BATCH 00000762) standard | 0112-2---61987#ABE694 | https://cdd.iec.ch/cdd/iec61987/iec61987.nsf/PropertiesAllVersions/0112-2---61987%23ABE694
0112/2///61987#ABV199 | 001 | 02 | 0112/2///61987#ABV199#001 | reference to Frequency output [15] |  |  |  |  | reference to block ABG197 | [5 empty] | CLASS_REFERENCE_TYPE(0112/2///61987#ABG197) 0112/2///61987#ABG197 - Frequency output [15] |  |  |  |  | DEPENDENT_P_DET | [5 empty] | 0112/2///61987#ABG150 - Type of output [20] | 0112/2///61987#ABA000 |  |  |  | Standard |  | IEC 61987 | IEC | SC65E | 0112/2///61987#ABV191 - output type [20] | C00019 |  | 0112-2---61987#ABV199 | https://cdd.iec.ch/cdd/iec61987/iec61987.nsf/PropertiesAllVersions/0112-2---61987%23ABV199
0112/2///61987#ABU358 | 001 | 04 | 0112/2///61987#ABU358#001 | reference to Binary relay output |  |  |  |  | reference to block ABC144 |  | Id specified in IEC61987-12/-13: ABC774 |  |  |  | CLASS_REFERENCE_TYPE(0112/2///61987#ABC144) 0112/2///61987#ABC144 - Binary relay output |  |  |  |  | DEPENDENT_P_DET | [5 empty] | 0112/2///61987#ABC668 - Type of output [5] | 0112/2///61987#ABA000 |  |  |  | Standard |  | IEC 61987 | IEC | IEC/SC 65E | 0112/2///61987#ABU346 - output type [5] | C00128 |  | 0112-2---61987#ABU358 | https://cdd.iec.ch/cdd/iec61987/iec61987.nsf/PropertiesAllVersions/0112-2---61987%23ABU358
0112/2///61987#ABH542 | 001 | 01 | 0112/2///61987#ABH542#001 | input value of actual volume flow |  |  |  |  | input value of an actual volume flow table |  |  | m³/h |  |  | REAL_MEASURE_TYPE |  |  |  |  | NON_DEPENDENT_P_DET | [5 empty] | 0112/2///61987#ABH629 - Calibration point of actual volume flow | 0112/2///61987#ABA000 | 0112/2///62720#UAA763 - metre cubed per hour |  | 0112/2///61987#ABT504 - Volume flow rate | Standard |  | IEC 61987 |  | SC65E – IEC 61987 | - | C00018 | 001-01 (2019-03-08 15:35:29 by BATCH 00000766) standard | 0112-2---61987#ABH542 | https://cdd.iec.ch/cdd/iec61987/iec61987.nsf/PropertiesAllVersions/0112-2---61987%23ABH542
0112/2///61987#ABA286 | 001 | 01 | 0112/2///61987#ABA286#001 | street |  |  |  |  | street name and number of the building where a business partner is located | [5 empty] | STRING_TYPE |  |  |  |  | NON_DEPENDENT_P_DET | [5 empty] | 0112/2///61987#ABI571 - Address | 0112/2///61987#ABA000 |  |  |  | Standard |  | IEC 61987 |  | SC65E – IEC 61987 | - | C00018 | 001-01 (2019-03-08 15:35:28 by BATCH 00000766) standard | 0112-2---61987#ABA286 | https://cdd.iec.ch/cdd/iec61987/iec61987.nsf/PropertiesAllVersions/0112-2---61987%23ABA286
0112/2///61987#ABG487 | 001 | 01 | 0112/2///61987#ABG487#001 | reference to Input [20] |  |  |  |  | reference to block ABF927 | [5 empty] | CLASS_REFERENCE_TYPE(0112/2///61987#ABF927) 0112/2///61987#ABF927 - Input [20] |  |  |  |  | NON_DEPENDENT_P_DET | [5 empty] | 0112/2///61987#ABE756 - Device LOP for separate level transmitter/switching unit | 0112/2///61987#ABA000 |  |  |  | Standard |  | IEC 61987 | IEC | SC65E | - | C00018 | 001-01 (2018-03-28 07:27:10 by BATCH 00000762) standard | 0112-2---61987#ABG487 | https://cdd.iec.ch/cdd/iec61987/iec61987.nsf/PropertiesAllVersions/0112-2---61987%23ABG487
0112/2///61987#ABD001 | 001 | 02 | 0112/2///61987#ABD001#001 | reference to Material of insertion probe seal |  |  |  |  | reference to block ABC371 | [5 empty] | CLASS_REFERENCE_TYPE(0112/2///61987#ABC371) 0112/2///61987#ABC371 - Material of insertion probe seal |  |  |  |  | NON_DEPENDENT_P_DET | [5 empty] | 0112/2///61987#ABC243 - Fixed electromagnetic insertion flow transmitter0112/2///61987#ABC301 - Insertion thermal mass flow transmitter0112/2///61987#ABC582 - Retractable electromagnetic insertion flow transmitter0112/2///61987#ABC583 - Retractable thermal mass flow transmitter | 0112/2///61987#ABA000 |  |  |  | Standard |  |  |  | SC65E – IEC 61987 | - | C00004 |  | 0112-2---61987#ABD001 | https://cdd.iec.ch/cdd/iec61987/iec61987.nsf/PropertiesAllVersions/0112-2---61987%23ABD001
0112/2///61987#ABU890 | 001 | 01 | 0112/2///61987#ABU890#001 | performance variable type [13] |  |  |  |  | polymorphism property specifying the process variable to which the performance applies |  | Polymorphic control property |  |  |  | ENUM_STRING_TYPE(0112/2///61987#ABU820(Percentage performance [3],Absolute performance for level,Absolute performance for ullage,Absolute performance for volume,Absolute performance for mass,Absolute performance for degree of filling,Absolute performance for point level,Absolute performance for other variable)) |  |  |  |  | CONDITION_DET |  |  | 0112/2///61987#ABU820 | 0112/2///61987#ABU802 - IEC61987-11 Name of Percentage performance [3]0112/2///61987#ABU740 - IEC61987-11 Name of Absolute performance for level0112/2///61987#ABU741 - IEC61987-11 Name of Absolute performance for ullage0112/2///61987#ABU742 - IEC61987-11 Name of Absolute performance for volume0112/2///61987#ABU743 - IEC61987-11 Name of Absolute performance for mass0112/2///61987#ABU744 - IEC61987-11 Name of Absolute performance for degree of filling0112/2///61987#ABU804 - IEC61987-11 Name of Absolute performance for point level0112/2///61987#ABU806 - IEC61987-11 Name of Absolute performance for other variable |  | 0112/2///61987#ABG279 - Type of performance variable [13] | 0112/2///61987#ABA000 |  |  |  | Standard |  | IEC 61987 | IEC | SC65E | - | C00018 | 001-01 (2018-03-28 07:27:22 by BATCH 00000762) standard | 0112-2---61987#ABU890 | https://cdd.iec.ch/cdd/iec61987/iec61987.nsf/PropertiesAllVersions/0112-2---61987%23ABU890
0112/2///61987#ABA127 | 004 | 01 | 0112/2///61987#ABA127#004 | maximum gauge pressure of cleaning fluid |  |  |  |  | maximum gauge pressure the device can withstand during cleaning in place |  |  | bar |  |  | REAL_MEASURE_TYPE |  |  |  |  | NON_DEPENDENT_P_DET | [5 empty] | 0112/2///61987#ABC308 - Internal cleaning in place conditions | 0112/2///61987#ABA000 | 0112/2///62720#UAA323 - bar |  | 0112/2///61987#ABT524 - Pressure | Standard |  |  |  | SC65E – IEC 61987 | - | C00004 |  | 0112-2---61987#ABA127 | https://cdd.iec.ch/cdd/iec61987/iec61987.nsf/PropertiesAllVersions/0112-2---61987%23ABA127
0112/2///61987#ABG811 | 001 | 02 | 0112/2///61987#ABG811#001 | reference to Performance variable [11] |  |  |  |  | reference to block ABG251 | [5 empty] | CLASS_REFERENCE_TYPE(0112/2///61987#ABG251) 0112/2///61987#ABG251 - Performance variable [11] |  |  |  |  | DEPENDENT_P_DET | [5 empty] | 0112/2///61987#ABG221 - Performance [18] | 0112/2///61987#ABA000 |  |  |  | Standard |  | IEC 61987 | IEC | IEC SC65E | 0112/2///61987#ABB636 - number of performance variables | C00112 |  | 0112-2---61987#ABG811 | https://cdd.iec.ch/cdd/iec61987/iec61987.nsf/PropertiesAllVersions/0112-2---61987%23ABG811
0112/2///61987#ABU938 | 001 | 01 | 0112/2///61987#ABU938#001 | reference to Absolute performance for pressure |  |  |  |  | reference to block ABC064 | [5 empty] | CLASS_REFERENCE_TYPE(0112/2///61987#ABC064) 0112/2///61987#ABC064 - Absolute performance for pressure |  |  |  |  | DEPENDENT_P_DET | [5 empty] | 0112/2///61987#ABG275 - Type of performance variable [9]0112/2///61987#ABG276 - Type of performance variable [10]0112/2///61987#ABG277 - Type of performance variable [11]0112/2///61987#ABG278 - Type of performance variable [12] | 0112/2///61987#ABA000 |  |  |  | Standard |  | IEC 61987 | IEC | SC65E | 0112/2///61987#ABU918 - performance variable type [11] | C00018 | 001-01 (2018-03-28 07:27:22 by BATCH 00000762) standard | 0112-2---61987#ABU938 | https://cdd.iec.ch/cdd/iec61987/iec61987.nsf/PropertiesAllVersions/0112-2---61987%23ABU938
0112/2///61987#ABD033 | 002 | 02 | 0112/2///61987#ABD033#002 | reference to Material of wetted inner seal |  |  |  |  | reference to block ABC403 | [5 empty] | CLASS_REFERENCE_TYPE(0112/2///61987#ABC403) 0112/2///61987#ABC403 - Material of wetted inner seal |  |  |  |  | DEPENDENT_P_DET | [5 empty] | 0112/2///61987#ABC246 - Flowtube assembly0112/2///61987#ABC412 - Flow measuring chamber0112/2///61987#ABF025 - Structural design of a float level transmitter and switch0112/2///61987#ABF117 - Structural design of a guided-wave radar level transmitter0112/2///61987#ABF136 - Structural design of a capacitance level transmitter/switch0112/2///61987#ABF154 - Structural design of a conductance level transmitter/switch0112/2///61987#ABF182 - Structural design of an ultrasonic level transmitter0112/2///61987#ABF183 - Structural design of a vibrating level switch0112/2///61987#ABF191 - Structural design of a rotary paddle switch0112/2///61987#ABF217 - Structural design of a magnetic level gauge0112/2///61987#ABF276 - Structural design of a sight level gauge0112/2///61987#ABF282 - Structural design of a sight level indicator0112/2///61987#ABF283 - Structural design of an optical level switch0112/2///61987#ABF285 - Structural design of a thermal level switch0112/2///61987#ABF341 - Structural design of a hydrostatic pressure level transmitter0112/2///61987#ABF342 - Structural design of a displacer lever transmitter/switch0112/2///61987#ABF343 - Structural design of a nuclear level transmitter/switch0112/2///61987#ABF431 - Structural design of a plumb bob level transmitter0112/2///61987#ABF432 - Structural design of a servo level transmitter0112/2///61987#ABF433 - Structural design of an ultrasonic level switch0112/2///61987#ABF517 - Structural design of a microwave level switch0112/2///61987#ABF518 - Structural design of a laser level transmitter0112/2///61987#ABF632 - Structural design of a refractive index density transmitter0112/2///61987#ABF635 - Structural design of a vibrating fork/rod density transmitter0112/2///61987#ABH365 - Insertion type microwave density transmitter0112/2///61987#ABF018 - Structural design of a free-space radar level transmitter | 0112/2///61987#ABA000 |  |  |  | Standard |  | IEC 61987 | IEC | IEC SC65E | 0112/2///61987#ABB915 - number of material of wetted inner seals | C00112 |  | 0112-2---61987#ABD033 | https://cdd.iec.ch/cdd/iec61987/iec61987.nsf/PropertiesAllVersions/0112-2---61987%23ABD033
0112/2///61987#ABE526 | 002 | 01 | 0112/2///61987#ABE526#002 | number of switching positions |  |  |  |  | @number of switching positions |  | Cardinality property |  |  |  | INT_TYPE |  |  |  |  | CONDITION_DET | [5 empty] | 0112/2///61987#ABE601 - Structural design of a limit switch | 0112/2///61987#ABA000 |  |  |  | Standard |  | IEC 61987 | IEC | SC65E | - | C00016 |  | 0112-2---61987#ABE526 | https://cdd.iec.ch/cdd/iec61987/iec61987.nsf/PropertiesAllVersions/0112-2---61987%23ABE526
0112/2///61987#ABA150 | 004 | 01 | 0112/2///61987#ABA150#004 | face finish |  |  |  |  | surface finish applied to the face of a sealing surface | [5 empty] | STRING_TYPE |  |  |  |  | NON_DEPENDENT_P_DET | [5 empty] | 0112/2///61987#ABD863 - End connection0112/2///61987#ABU455 - End connection0112/2///61987#ABU458 - Process connection | 0112/2///61987#ABA000 |  |  |  | Standard |  |  |  | SC65E – IEC 61987 | - | C00004 |  | 0112-2---61987#ABA150 | https://cdd.iec.ch/cdd/iec61987/iec61987.nsf/PropertiesAllVersions/0112-2---61987%23ABA150
0112/2///61987#ABD679 | 001 | 04 | 0112/2///61987#ABD679#001 | opening time limitation |  |  |  |  | opening time to which a valve assembly is set |  |  | s |  |  | REAL_MEASURE_TYPE |  |  |  |  | NON_DEPENDENT_P_DET | [5 empty] | 0112/2///61987#ABD963 - Parameters of positioner | 0112/2///61987#ABA000 | 0112/2///62720#UAA972 - second |  | 0112/2///61987#ABT510 - Time/time duration short | Standard |  |  |  |  | - | C00004 |  | 0112-2---61987#ABD679 | https://cdd.iec.ch/cdd/iec61987/iec61987.nsf/PropertiesAllVersions/0112-2---61987%23ABD679
0112/2///61987#ABJ099 | 001 | 01 | 0112/2///61987#ABJ099#001 | PRIMARY_MEASUREMENT_VALUE |  |  |  |  | parameter indicating the value of the primary measurement | [5 empty] | REAL_TYPE |  |  |  |  | NON_DEPENDENT_P_DET | [5 empty] | 0112/2///61987#ABI728 - PRIMARY_MEASUREMENT | 0112/2///61987#ABA000 |  |  |  | Standard |  |  |  | SC65E – IEC 61987 | - | C00018 | 001-01 (2019-03-08 15:35:33 by BATCH 00000766) standard | 0112-2---61987#ABJ099 | https://cdd.iec.ch/cdd/iec61987/iec61987.nsf/PropertiesAllVersions/0112-2---61987%23ABJ099
0112/2///61987#ABA920 | 005 | 01 | 0112/2///61987#ABA920#005 | lower limiting value of process temperature |  |  |  |  | lowest temperature to which the wetted parts of the equipment can be subjected without permanent impairment of operating characteristics |  |  | °C |  |  | REAL_MEASURE_TYPE |  |  | IEC 61987-1, 5.7.3.2 |  | NON_DEPENDENT_P_DET | [5 empty] | 0112/2///61987#ABC318 - Limiting process conditions [1]0112/2///61987#ABC319 - Limiting process conditions [2]0112/2///61987#ABC320 - Limiting process conditions [3]0112/2///61987#ABD829 - Limiting process conditions [4]0112/2///61987#ABG349 - Limiting process conditions [7]0112/2///61987#ABG350 - Limiting process conditions [8]0112/2///61987#ABG351 - Limiting process conditions [9] | 0112/2///61987#ABA000 | 0112/2///62720#UAA033 - degree Celsius |  | 0112/2///61987#ABT514 - Temperature | Standard |  |  |  | SC65E – IEC 61987 | - | C00019 |  | 0112-2---61987#ABA920 | https://cdd.iec.ch/cdd/iec61987/iec61987.nsf/PropertiesAllVersions/0112-2---61987%23ABA920
0112/2///61987#ABH170 | 001 | 01 | 0112/2///61987#ABH170#001 | capillary length of high pressure side |  |  |  |  | length of a liquid filled capillary that has or should have a remote sealed pressure transmitter at the high pressure side |  |  | mm |  |  | REAL_MEASURE_TYPE |  |  |  |  | NON_DEPENDENT_P_DET | [5 empty] | 0112/2///61987#ABH168 - Parameters of differential pressure level measurement | 0112/2///61987#ABA000 | 0112/2///62720#UAA862 - millimetre |  | 0112/2///61987#ABT548 - Length short | Standard |  | IEC 61987 | IEC | SC65E | - | C00018 | 001-01 (2018-03-28 07:27:14 by BATCH 00000762) standard | 0112-2---61987#ABH170 | https://cdd.iec.ch/cdd/iec61987/iec61987.nsf/PropertiesAllVersions/0112-2---61987%23ABH170
0112/2///61987#ABD194 | 001 | 02 | 0112/2///61987#ABD194#001 | reference to Reference conditions for the performance variable [1] |  |  |  |  | reference to block ABC564 | [5 empty] | CLASS_REFERENCE_TYPE(0112/2///61987#ABC564) 0112/2///61987#ABC564 - Reference conditions for the performance variable [1] |  |  |  |  | NON_DEPENDENT_P_DET | [5 empty] | 0112/2///61987#ABC503 - Performance variable [1]0112/2///61987#ABC504 - Performance variable [2]0112/2///61987#ABC505 - Performance variable [3]0112/2///61987#ABC507 - Performance variable [5] | 0112/2///61987#ABA000 |  |  |  | Standard |  |  |  | SC65E – IEC 61987 | - | C00004 |  | 0112-2---61987#ABD194 | https://cdd.iec.ch/cdd/iec61987/iec61987.nsf/PropertiesAllVersions/0112-2---61987%23ABD194
0112/2///61987#ABP292 | 001 | 01 | 0112/2///61987#ABP292#001 | reference to Environmental design conditions [infrastructure device] |  |  |  |  | reference to block ABP288 | [5 empty] | CLASS_REFERENCE_TYPE(0112/2///61987#ABP288) 0112/2///61987#ABP288 - Environmental design conditions [infrastructure device] |  |  |  |  | NON_DEPENDENT_P_DET | [5 empty] | 0112/2///61987#ABP291 - Operating conditions for device design [infrastructure device] | 0112/2///61987#ABA000 |  |  |  | Standard |  | IEC 61987 | IEC | IEC/SC 65E | - | C00128 | 001-01 (2023-01-23 14:53:54 by BATCH 00000807) standard | 0112-2---61987#ABP292 | https://cdd.iec.ch/cdd/iec61987/iec61987.nsf/PropertiesAllVersions/0112-2---61987%23ABP292
0112/2///61987#ABA984 | 001 | 04 | 0112/2///61987#ABA984#001 | maximum internal capacitance (Ci) |  |  |  |  | maximum equivalent internal capacitance of the apparatus which is considered as appearing across the connection facilities |  |  | µF |  |  | REAL_MEASURE_TYPE |  |  | IEC 60050, part 426-11-16 (Draft) |  | NON_DEPENDENT_P_DET | [5 empty] | 0112/2///61987#ABC586 - Safety related properties for passive behaviour | 0112/2///61987#ABA000 | 0112/2///62720#UAA063 - microfarad |  | 0112/2///61987#ABT570 - Electrical capacitance | Standard |  |  |  | SC65E – IEC 61987 | - | C00004 |  | 0112-2---61987#ABA984 | https://cdd.iec.ch/cdd/iec61987/iec61987.nsf/PropertiesAllVersions/0112-2---61987%23ABA984
0112/2///61987#ABA986 | 002 | 01 | 0112/2///61987#ABA986#002 | terminal voltage at maximum load |  |  |  |  | voltage present at the electrical connections of the device when the internal parameters are at their maximum values |  |  | V |  |  | REAL_MEASURE_TYPE |  |  |  |  | NON_DEPENDENT_P_DET | [5 empty] | 0112/2///61987#ABC212 - Electrical data for active behaviour0112/2///61987#ABC213 - Electrical data for passive behaviour | 0112/2///61987#ABA000 | 0112/2///62720#UAA296 - volt |  | 0112/2///61987#ABT506 - Voltage | Standard |  |  |  | SC65E – IEC 61987 | - | C00004 |  | 0112-2---61987#ABA986 | https://cdd.iec.ch/cdd/iec61987/iec61987.nsf/PropertiesAllVersions/0112-2---61987%23ABA986
0112/2///61987#ABE296 | 003 | 02 | 0112/2///61987#ABE296#003 | reference to Transmitter housing [3] |  |  |  |  | reference to block ABE040 | [5 empty] | CLASS_REFERENCE_TYPE(0112/2///61987#ABE040) 0112/2///61987#ABE040 - Transmitter housing [3] |  |  |  |  | DEPENDENT_P_DET | [5 empty] | 0112/2///61987#ABE023 - Structural design [positioner]0112/2///61987#ABE597 - Structural design [position transmitter]0112/2///61987#ABE600 - Structural design [limit switch]0112/2///61987#ABE617 - Structural design [I/P converter] | 0112/2///61987#ABA000 |  |  |  | Standard |  | IEC 61987 | IEC | IEC SC65E | 0112/2///61987#ABA177 - number of transmitter housings | C00112 |  | 0112-2---61987#ABE296 | https://cdd.iec.ch/cdd/iec61987/iec61987.nsf/PropertiesAllVersions/0112-2---61987%23ABE296
0112/2///61987#ABU861 | 001 | 01 | 0112/2///61987#ABU861#001 | reference to Type of performance variable [7] |  |  |  |  | reference to block ABG273 | [5 empty] | CLASS_REFERENCE_TYPE(0112/2///61987#ABG273) 0112/2///61987#ABG273 - Type of performance variable [7] |  |  |  |  | NON_DEPENDENT_P_DET | [5 empty] | 0112/2///61987#ABG248 - Performance variable [8] | 0112/2///61987#ABA000 |  |  |  | Standard |  | IEC 61987 | IEC | SC65E | - | C00018 | 001-01 (2018-03-28 07:27:22 by BATCH 00000762) standard | 0112-2---61987#ABU861 | https://cdd.iec.ch/cdd/iec61987/iec61987.nsf/PropertiesAllVersions/0112-2---61987%23ABU861
0112/2///61987#ABE926 | 001 | 01 | 0112/2///61987#ABE926#001 | pulse value of ullage |  |  |  |  | ullage quantity assigned to one pulse |  |  | m |  |  | REAL_MEASURE_TYPE |  |  |  |  | NON_DEPENDENT_P_DET | [5 empty] | 0112/2///61987#ABE914 - Assigned ullage pulse value | 0112/2///61987#ABA000 | 0112/2///62720#UAA726 - metre |  | 0112/2///61987#ABT548 - Length short | Standard |  | IEC 61987 | IEC | SC65E | - | C00018 | 001-01 (2018-03-28 07:27:03 by BATCH 00000762) standard | 0112-2---61987#ABE926 | https://cdd.iec.ch/cdd/iec61987/iec61987.nsf/PropertiesAllVersions/0112-2---61987%23ABE926
0112/2///61987#ABU962 | 001 | 01 | 0112/2///61987#ABU962#001 | reference to Mass measurement |  |  |  |  | reference to block ABE820 | [5 empty] | CLASS_REFERENCE_TYPE(0112/2///61987#ABE820) 0112/2///61987#ABE820 - Mass measurement |  |  |  |  | DEPENDENT_P_DET | [5 empty] | 0112/2///61987#ABF979 - Type of measured variable [7]0112/2///61987#ABF980 - Type of measured variable [8]0112/2///61987#ABF981 - Type of measured variable [9]0112/2///61987#ABF983 - Type of measured variable [11]0112/2///61987#ABF984 - Type of measured variable [12]0112/2///61987#ABG012 - Type of measured variable [40]0112/2///61987#ABG013 - Type of measured variable [41] | 0112/2///61987#ABA000 |  |  |  | Standard |  | IEC 61987 | IEC | SC65E | 0112/2///61987#ABU941 - measured variable type [7] | C00018 | 001-01 (2018-03-28 07:27:23 by BATCH 00000762) standard | 0112-2---61987#ABU962 | https://cdd.iec.ch/cdd/iec61987/iec61987.nsf/PropertiesAllVersions/0112-2---61987%23ABU962
0112/2///61987#ABH495 | 002 | 01 | 0112/2///61987#ABH495#002 | document issue status |  |  |  |  | alphanumeric character sequence identifying to which life cycle a document belongs | [5 empty] | ENUM_CODE_TYPE(0112/2///61987#ABL382) |  |  |  |  | DEPENDENT_P_DET |  |  | 0112/2///61987#ABL382 | 0112/2///61987#ABM247 - draft0112/2///61987#ABM248 - published0112/2///61987#ABM249 - released0112/2///61987#ABM250 - withdrawn0112/2///61987#ABI407 - others |  | 0112/2///61987#ABA362 - Document information | 0112/2///61987#ABA000 |  |  |  | Standard |  | IEC 61987 |  | SC65E – IEC 61987 | 0112/2///61987#ABI406 - empty_property | C00091 |  | 0112-2---61987#ABH495 | https://cdd.iec.ch/cdd/iec61987/iec61987.nsf/PropertiesAllVersions/0112-2---61987%23ABH495
0112/2///61987#ABB336 | 005 | 01 | 0112/2///61987#ABB336#005 | role of line or nozzle |  |  |  |  | alphanumeric character sequence describing the purpose of a line or nozzle | E.g. upstream line, downstream line |  |  |  |  | ENUM_CODE_TYPE(0112/2///61987#ABJ730) |  |  |  |  | DEPENDENT_P_DET |  |  | 0112/2///61987#ABJ730 | 0112/2///61987#ABK261 - downstream connection0112/2///61987#ABK262 - drain connection0112/2///61987#ABK263 - inlet0112/2///61987#ABK264 - measuring tap0112/2///61987#ABK265 - outlet0112/2///61987#ABK266 - upstream connection0112/2///61987#ABI407 - others |  | 0112/2///61987#ABC266 - High/single pressure side line or nozzle0112/2///61987#ABC325 - Low pressure side line or nozzle0112/2///61987#ABD831 - Line or nozzle [2]0112/2///61987#ABH128 - Process equipment connection0112/2///61987#ABC322 - Line or nozzle | 0112/2///61987#ABA000 |  |  |  | Standard |  |  |  | SC65E – IEC 61987 | 0112/2///61987#ABI406 - empty_property | C00091 |  | 0112-2---61987#ABB336 | https://cdd.iec.ch/cdd/iec61987/iec61987.nsf/PropertiesAllVersions/0112-2---61987%23ABB336
0112/2///61987#ABA449 | 001 | 04 | 0112/2///61987#ABA449#001 | minimum adjustable pulse width |  |  |  |  | configurable minimum duration between pulse start time and pulse stop time |  |  | ms |  |  | REAL_MEASURE_TYPE |  |  |  |  | NON_DEPENDENT_P_DET | [5 empty] | 0112/2///61987#ABC552 - Pulse input/output parameters | 0112/2///61987#ABA000 | 0112/2///62720#UAA899 - millisecond |  | 0112/2///61987#ABT510 - Time/time duration short | Standard |  |  |  | SC65E – IEC 61987 | - | C00004 |  | 0112-2---61987#ABA449 | https://cdd.iec.ch/cdd/iec61987/iec61987.nsf/PropertiesAllVersions/0112-2---61987%23ABA449
0112/2///61987#ABC813 | 002 | 01 | 0112/2///61987#ABC813#002 | reference to Deployment conditions [2] |  |  |  |  | reference to block ABC183 | [5 empty] | CLASS_REFERENCE_TYPE(0112/2///61987#ABC183) 0112/2///61987#ABC183 - Deployment conditions [2] |  |  |  |  | NON_DEPENDENT_P_DET | [5 empty] | 0112/2///61987#ABC305 - Installation conditions [3] | 0112/2///61987#ABA000 |  |  |  | Standard |  |  |  | SC65E – IEC 61987 | - | C00004 |  | 0112-2---61987#ABC813 | https://cdd.iec.ch/cdd/iec61987/iec61987.nsf/PropertiesAllVersions/0112-2---61987%23ABC813
0112/2///61987#ABP235 | 001 | 01 | 0112/2///61987#ABP235#001 | reference to Frequency input parameters [I/O module] |  |  |  |  | reference to block ABP031 | [5 empty] | CLASS_REFERENCE_TYPE(0112/2///61987#ABP031) 0112/2///61987#ABP031 - Frequency input parameters [I/O module] |  |  |  |  | NON_DEPENDENT_P_DET | [5 empty] | 0112/2///61987#ABP030 - Frequency input [I/O module] | 0112/2///61987#ABA000 |  |  |  | Standard |  | IEC 61987 | IEC | IEC/SC 65E | - | C00128 | 001-01 (2023-01-23 14:53:53 by BATCH 00000807) standard | 0112-2---61987#ABP235 | https://cdd.iec.ch/cdd/iec61987/iec61987.nsf/PropertiesAllVersions/0112-2---61987%23ABP235
0112/2///61987#ABD458 | 001 | 03 | 0112/2///61987#ABD458#001 | scale arc |  |  |  |  | extent of a scale on the circumference of a circle measured by an angle |  |  | ° |  |  | REAL_MEASURE_TYPE |  |  |  |  | NON_DEPENDENT_P_DET | [5 empty] | 0112/2///61987#ABC272 - Scale range | 0112/2///61987#ABA000 | 0112/2///62720#UAA024 - degree |  | 0112/2///61987#ABT580 - Angle | Standard |  |  |  | SC65E – IEC 61987 | - | C00004 |  | 0112-2---61987#ABD458 | https://cdd.iec.ch/cdd/iec61987/iec61987.nsf/PropertiesAllVersions/0112-2---61987%23ABD458
0112/2///61987#ABE185 | 001 | 02 | 0112/2///61987#ABE185#001 | reference to Mechanical and electrical construction [globe valve] |  |  |  |  | reference to block ABD929 | [5 empty] | CLASS_REFERENCE_TYPE(0112/2///61987#ABD929) 0112/2///61987#ABD929 - Mechanical and electrical construction [globe valve] |  |  |  |  | NON_DEPENDENT_P_DET | [5 empty] | 0112/2///61987#ABE311 - Device LOP for globe valve | 0112/2///61987#ABA000 |  |  |  | Standard |  |  |  |  | - | C00004 |  | 0112-2---61987#ABE185 | https://cdd.iec.ch/cdd/iec61987/iec61987.nsf/PropertiesAllVersions/0112-2---61987%23ABE185
0112/2///61987#ABD410 | 003 | 01 | 0112/2///61987#ABD410#003 | number of purge gas supplies |  |  |  |  | @number of purge gas supplies | [5 empty] | INT_TYPE |  |  |  |  | CONDITION_DET | [5 empty] | 0112/2///61987#ABC512 - Physical location | 0112/2///61987#ABA000 |  |  |  | Standard |  |  |  | SC65E – IEC 61987 | - | C00004 |  | 0112-2---61987#ABD410 | https://cdd.iec.ch/cdd/iec61987/iec61987.nsf/PropertiesAllVersions/0112-2---61987%23ABD410
0112/2///61987#ABB329 | 003 | 01 | 0112/2///61987#ABB329#003 | maximum mass flow rate |  |  |  |  | highest mass flow rate for which a device is or should be designed to operate within its specified limits |  |  | kg/h |  |  | REAL_MEASURE_TYPE |  |  |  |  | NON_DEPENDENT_P_DET | [5 empty] | 0112/2///61987#ABC455 - Normal process design conditions [2]0112/2///61987#ABD948 - Normal process design conditions [3]0112/2///61987#ABG476 - Normal process design conditions [5] | 0112/2///61987#ABA000 | 0112/2///62720#UAA607 - kilogram per hour |  | 0112/2///61987#ABT545 - Mass flow rate | Standard |  |  |  | SC65E – IEC 61987 | - | C00004 |  | 0112-2---61987#ABB329 | https://cdd.iec.ch/cdd/iec61987/iec61987.nsf/PropertiesAllVersions/0112-2---61987%23ABB329
0112/2///61987#ABA493 | 001 | 02 | 0112/2///61987#ABA493#001 | factory setting of hardware configuration element |  |  |  |  | setting of a hardware configuration element as delivered from a factory | [5 empty] | STRING_TYPE |  |  |  |  | NON_DEPENDENT_P_DET | [5 empty] | 0112/2///61987#ABC468 - Other hardware configuration element | 0112/2///61987#ABA000 |  |  |  | Standard |  |  |  | SC65E – IEC 61987 | - | C00004 |  | 0112-2---61987#ABA493 | https://cdd.iec.ch/cdd/iec61987/iec61987.nsf/PropertiesAllVersions/0112-2---61987%23ABA493
0112/2///61987#ABU961 | 001 | 01 | 0112/2///61987#ABU961#001 | reference to Volume measurement |  |  |  |  | reference to block ABE816 | [5 empty] | CLASS_REFERENCE_TYPE(0112/2///61987#ABE816) 0112/2///61987#ABE816 - Volume measurement |  |  |  |  | DEPENDENT_P_DET | [5 empty] | 0112/2///61987#ABF979 - Type of measured variable [7]0112/2///61987#ABF980 - Type of measured variable [8]0112/2///61987#ABF981 - Type of measured variable [9]0112/2///61987#ABF983 - Type of measured variable [11]0112/2///61987#ABF984 - Type of measured variable [12]0112/2///61987#ABG012 - Type of measured variable [40]0112/2///61987#ABG013 - Type of measured variable [41] | 0112/2///61987#ABA000 |  |  |  | Standard |  | IEC 61987 | IEC | SC65E | 0112/2///61987#ABU941 - measured variable type [7] | C00018 | 001-01 (2018-03-28 07:27:23 by BATCH 00000762) standard | 0112-2---61987#ABU961 | https://cdd.iec.ch/cdd/iec61987/iec61987.nsf/PropertiesAllVersions/0112-2---61987%23ABU961
0112/2///61987#ABG964 | 001 | 01 | 0112/2///61987#ABG964#001 | reference to Mechanical and electrical construction [separate density transmitter] |  |  |  |  | reference to block ABG404 | [5 empty] | CLASS_REFERENCE_TYPE(0112/2///61987#ABG404) 0112/2///61987#ABG404 - Mechanical and electrical construction [separate density transmitter] |  |  |  |  | NON_DEPENDENT_P_DET | [5 empty] | 0112/2///61987#ABF866 - Device LOP for separate density transmitter | 0112/2///61987#ABA000 |  |  |  | Standard |  | IEC 61987 | IEC | SC65E | - | C00017 | 001-01 (2018-03-28 07:27:12 by BATCH 00000762) standard | 0112-2---61987#ABG964 | https://cdd.iec.ch/cdd/iec61987/iec61987.nsf/PropertiesAllVersions/0112-2---61987%23ABG964
0112/2///61987#ABP141 | 001 | 01 | 0112/2///61987#ABP141#001 | maximum switch-off delay |  |  |  |  | greatest time delay between triggering and the resulting switching on action |  |  | s |  |  | REAL_MEASURE_TYPE |  |  |  |  | NON_DEPENDENT_P_DET | [5 empty] | 0112/2///61987#ABC141 - Binary transistor/triac output0112/2///61987#ABC144 - Binary relay output0112/2///61987#ABP023 - Binary powered output | 0112/2///61987#ABA000 | 0112/2///62720#UAA972 - second |  | 0112/2///61987#ABT510 - Time/time duration short | Standard |  | IEC 61987 | IEC | IEC/SC 65E | - | C00128 | 001-01 (2023-01-23 14:53:52 by BATCH 00000807) standard | 0112-2---61987#ABP141 | https://cdd.iec.ch/cdd/iec61987/iec61987.nsf/PropertiesAllVersions/0112-2---61987%23ABP141
0112/2///61987#ABB062 | 005 | 01 | 0112/2///61987#ABB062#005 | fabrication number |  |  |  |  | alphanumeric character sequence assigned to a fabricated product, which allows the date, time and circumstances of fabrication to be traced | [5 empty] | STRING_TYPE |  |  |  |  | NON_DEPENDENT_P_DET | [5 empty] | 0112/2///61987#ABC330 - Manufacturer identification0112/2///61987#ABC269 - Identification | 0112/2///61987#ABA000 |  |  |  | Standard |  |  |  | SC65E – IEC 61987 | - | C00004 |  | 0112-2---61987#ABB062 | https://cdd.iec.ch/cdd/iec61987/iec61987.nsf/PropertiesAllVersions/0112-2---61987%23ABB062
0112/2///61987#ABG504 | 001 | 02 | 0112/2///61987#ABG504#001 | reference to Measured variable [8] |  |  |  |  | reference to block ABF944 | [5 empty] | CLASS_REFERENCE_TYPE(0112/2///61987#ABF944) 0112/2///61987#ABF944 - Measured variable [8] |  |  |  |  | DEPENDENT_P_DET | [5 empty] | 0112/2///61987#ABF924 - Input [17] | 0112/2///61987#ABA000 |  |  |  | Standard |  | IEC 61987 | IEC | IEC SC65E | 0112/2///61987#ABB065 - number of measured variables | C00112 |  | 0112-2---61987#ABG504 | https://cdd.iec.ch/cdd/iec61987/iec61987.nsf/PropertiesAllVersions/0112-2---61987%23ABG504
0112/2///61987#ABB308 | 002 | 01 | 0112/2///61987#ABB308#002 | reference standard for flammability rating |  |  |  |  | standard in which the flammability of a substance is rated | [5 empty] | ENUM_CODE_TYPE(0112/2///61987#ABJ787) |  |  |  |  | DEPENDENT_P_DET |  |  | 0112/2///61987#ABJ787 | 0112/2///61987#ABL191 - National Fire Protection Association 7040112/2///61987#ABI407 - others |  | 0112/2///61987#ABC469 - Other material properties0112/2///61987#ABD955 - Other process material properties [2] | 0112/2///61987#ABA000 |  |  |  | Standard |  |  |  | SC65E – IEC 61987 | 0112/2///61987#ABI406 - empty_property | C00091 |  | 0112-2---61987#ABB308 | https://cdd.iec.ch/cdd/iec61987/iec61987.nsf/PropertiesAllVersions/0112-2---61987%23ABB308
0112/2///61987#ABJ655 | 001 | 01 | 0112/2///61987#ABJ655#001 | DISCRETE_READBACK_VALUE |  |  |  |  | parameter indicating the current discrete output value of the block | [5 empty] | BOOLEAN_TYPE |  |  |  |  | NON_DEPENDENT_P_DET | [5 empty] | 0112/2///61987#ABI735 - DISCRETE_READBACK | 0112/2///61987#ABA000 |  |  |  | Standard |  |  |  | SC65E – IEC 61987 | - | C00018 | 001-01 (2019-03-08 15:35:34 by BATCH 00000766) standard | 0112-2---61987#ABJ655 | https://cdd.iec.ch/cdd/iec61987/iec61987.nsf/PropertiesAllVersions/0112-2---61987%23ABJ655
0112/2///61987#ABF796 | 001 | 02 | 0112/2///61987#ABF796#001 | reference to Transmitter/switch housing |  |  |  |  | reference to block ABF375 | [5 empty] | CLASS_REFERENCE_TYPE(0112/2///61987#ABF375) 0112/2///61987#ABF375 - Transmitter/switch housing |  |  |  |  | DEPENDENT_P_DET | [5 empty] | 0112/2///61987#ABG405 - Structural design [level transmitter]0112/2///61987#ABG406 - Structural design [level switch]0112/2///61987#ABG407 - Structural design [hydrostatic pressure level transmitter]0112/2///61987#ABG408 - Structural design [displacer level transmitter/switch]0112/2///61987#ABG409 - Structural design [guided-wave radar level transmitter/switch]0112/2///61987#ABG410 - Structural design [float level transmitter/switch]0112/2///61987#ABG411 - Structural design [capacitance level transmitter/switch]0112/2///61987#ABG412 - Structural design [conductance level transmitter/switch]0112/2///61987#ABG413 - Structural design [magnetic level gauge]0112/2///61987#ABG414 - Structural design [nuclear level transmitter/switch]0112/2///61987#ABG415 - Structural design [free-space radar level transmitter]0112/2///61987#ABG416 - Structural design [plumb bob level transmitter]0112/2///61987#ABG417 - Structural design [ultrasonic level transmitter]0112/2///61987#ABG418 - Structural design [laser level transmitter]0112/2///61987#ABG419 - Structural design [servo level transmitter ]0112/2///61987#ABG420 - Structural design [separate level transmitter/switching unit]0112/2///61987#ABG421 - Structural design [optical level switch]0112/2///61987#ABG422 - Structural design [rotary paddle switch]0112/2///61987#ABG423 - Structural design [vibrating level switch]0112/2///61987#ABG424 - Structural design [ultrasonic level switch]0112/2///61987#ABG425 - Structural design [microwave level switch]0112/2///61987#ABG426 - Structural design [thermal level switch]0112/2///61987#ABG427 - Structural design [sight level indicator]0112/2///61987#ABG428 - Structural design [sight level gauge] | 0112/2///61987#ABA000 |  |  |  | Standard |  | IEC 61987 | IEC | IEC SC65E | 0112/2///61987#ABF374 - number of transmitter/switch housings | C00112 |  | 0112-2---61987#ABF796 | https://cdd.iec.ch/cdd/iec61987/iec61987.nsf/PropertiesAllVersions/0112-2---61987%23ABF796
0112/2///61987#ABJ723 | 001 | 01 | 0112/2///61987#ABJ723#001 | UPDATE_EVENT_ACKNOWLEDGE_MODE |  |  |  |  | parameter, setting the mode of the setting of the acknowledge state of an update event | [5 empty] | INT_TYPE |  |  |  |  | NON_DEPENDENT_P_DET | [5 empty] | 0112/2///61987#ABI711 - Standard parameters | 0112/2///61987#ABA000 |  |  |  | Standard |  |  |  | SC65E – IEC 61987 | - | C00019 | 001-01 (2019-03-08 15:35:34 by BATCH 00000766) standard | 0112-2---61987#ABJ723 | https://cdd.iec.ch/cdd/iec61987/iec61987.nsf/PropertiesAllVersions/0112-2---61987%23ABJ723
0112/2///61987#ABD110 | 001 | 05 | 0112/2///61987#ABD110#001 | reference to Output [5] |  |  |  |  | reference to block ABC480 | [5 empty] | CLASS_REFERENCE_TYPE(0112/2///61987#ABC480) 0112/2///61987#ABC480 - Output [5] |  |  |  |  | DEPENDENT_P_DET | [5 empty] | 0112/2///61987#ABA025 - Device LOP for remote/separate transmitter | 0112/2///61987#ABA000 |  |  |  | Standard |  | IEC 61987 | IEC | IEC SC65E | 0112/2///61987#ABB206 - number of outputs | C00112 |  | 0112-2---61987#ABD110 | https://cdd.iec.ch/cdd/iec61987/iec61987.nsf/PropertiesAllVersions/0112-2---61987%23ABD110
0112/2///61987#ABJ366 | 001 | 02 | 0112/2///61987#ABJ366#001 | reference to PRIMARY_MEASUREMENT |  |  |  |  | reference to block ABI728 | [5 empty] | CLASS_REFERENCE_TYPE(0112/2///61987#ABI728) 0112/2///61987#ABI728 - PRIMARY_MEASUREMENT |  |  |  |  | DEPENDENT_P_DET | [5 empty] | 0112/2///61987#ABH843 - Flow technology block0112/2///61987#ABH849 - Level technology block0112/2///61987#ABH867 - Pressure technology block0112/2///61987#ABH869 - Temperature technology block0112/2///61987#ABH876 - Analog input function block0112/2///61987#ABI807 - Density technology block0112/2///61987#ABJ615 - Other measurement technology block | 0112/2///61987#ABA000 |  |  |  | Standard |  | IEC 61987 | IEC | IEC SC65E | 0112/2///61987#ABJ671 - number of PRIMARY_MEASUREMENTs | C00112 |  | 0112-2---61987#ABJ366 | https://cdd.iec.ch/cdd/iec61987/iec61987.nsf/PropertiesAllVersions/0112-2---61987%23ABJ366
0112/2///61987#ABA104 | 001 | 01 | 0112/2///61987#ABA104#001 | reference to Project information |  |  |  |  | reference to block ABA398 | [5 empty] | CLASS_REFERENCE_TYPE(0112/2///61987#ABA398) 0112/2///61987#ABA398 - Project information |  |  |  |  | NON_DEPENDENT_P_DET | [5 empty] | 0112/2///61987#ABA439 - Administrative information | 0112/2///61987#ABA000 |  |  |  | Standard |  | IEC 61987 |  | SC65E – IEC 61987 | - | C00018 | 001-01 (2019-03-08 15:35:27 by BATCH 00000766) standard | 0112-2---61987#ABA104 | https://cdd.iec.ch/cdd/iec61987/iec61987.nsf/PropertiesAllVersions/0112-2---61987%23ABA104
0112/2///61987#ABB557 | 001 | 04 | 0112/2///61987#ABB557#001 | minimum span for actual volume flow |  |  |  |  | lowest span to which an actual volume flow measurement instrument can be adjusted |  |  | m³/h |  |  | REAL_MEASURE_TYPE |  |  |  |  | NON_DEPENDENT_P_DET | [5 empty] | 0112/2///61987#ABC414 - Measuring range for actual volume flow | 0112/2///61987#ABA000 | 0112/2///62720#UAA763 - metre cubed per hour |  | 0112/2///61987#ABT504 - Volume flow rate | Standard |  |  |  | SC65E – IEC 61987 | - | C00004 |  | 0112-2---61987#ABB557 | https://cdd.iec.ch/cdd/iec61987/iec61987.nsf/PropertiesAllVersions/0112-2---61987%23ABB557
0112/2///61987#ABU342 | 001 | 03 | 0112/2///61987#ABU342#001 | reference to Assigned temperature range |  |  |  |  | reference to block ABC116 |  | Id specified in IEC61987-12/-13: ABC746 |  |  |  | CLASS_REFERENCE_TYPE(0112/2///61987#ABC116) 0112/2///61987#ABC116 - Assigned temperature range |  |  |  |  | DEPENDENT_P_DET | [5 empty] | 0112/2///61987#ABC121 - Assigned variable [4] | 0112/2///61987#ABA000 |  |  |  | Standard |  |  |  | SC65E – IEC 61987 | 0112/2///61987#ABU297 - assigned variable type [4] | C00004 |  | 0112-2---61987#ABU342 | https://cdd.iec.ch/cdd/iec61987/iec61987.nsf/PropertiesAllVersions/0112-2---61987%23ABU342
0112/2///61987#ABE682 | 001 | 01 | 0112/2///61987#ABE682#001 | auxiliary input type [19] |  |  |  |  | polymorphic control property | [5 empty] | ENUM_STRING_TYPE(0112/2///61987#ABE683(Analog current input [3],Analog voltage input [3])) |  |  |  |  | CONDITION_DET |  |  | 0112/2///61987#ABE683 | 0112/2///61987#ABU507 - IEC61987-11 Name of Analog current input [3]0112/2///61987#ABU508 - IEC61987-11 Name of Analog voltage input [3] |  | 0112/2///61987#ABE680 - Type of auxiliary input [19] | 0112/2///61987#ABA000 |  |  |  | Standard |  |  |  |  | - | C00016 | 001-01 (2018-03-28 07:27:01 by BATCH 00000762) standard | 0112-2---61987#ABE682 | https://cdd.iec.ch/cdd/iec61987/iec61987.nsf/PropertiesAllVersions/0112-2---61987%23ABE682
0112/2///61987#ABH950 | 001 | 01 | 0112/2///61987#ABH950#001 | PRIMARY_MEASUREMENT_UNIT |  |  |  |  | parameter setting the engineering unit descriptor for the primary measurement value | [5 empty] | INT_TYPE |  |  |  |  | NON_DEPENDENT_P_DET | [5 empty] | 0112/2///61987#ABI728 - PRIMARY_MEASUREMENT | 0112/2///61987#ABA000 |  |  |  | Standard |  |  |  | SC65E – IEC 61987 | - | C00018 | 001-01 (2019-03-08 15:35:31 by BATCH 00000766) standard | 0112-2---61987#ABH950 | https://cdd.iec.ch/cdd/iec61987/iec61987.nsf/PropertiesAllVersions/0112-2---61987%23ABH950
0112/2///61987#ABI458 | 001 | 01 | 0112/2///61987#ABI458#001 | brand name of process connection |  |  |  |  | designation of a process connection in common industrial use given by a manufacturer | [5 empty] | STRING_TYPE |  |  |  |  | NON_DEPENDENT_P_DET | [5 empty] | 0112/2///61987#ABU458 - Process connection | 0112/2///61987#ABA000 |  |  |  | Standard |  |  |  | SC65E – IEC 61987 | - | C00019 | 001-01 (2018-03-28 07:27:17 by BATCH 00000762) standard | 0112-2---61987#ABI458 | https://cdd.iec.ch/cdd/iec61987/iec61987.nsf/PropertiesAllVersions/0112-2---61987%23ABI458
0112/2///61987#ABA122 | 002 | 01 | 0112/2///61987#ABA122#002 | upper limiting value of mass flow |  |  |  |  | highest mass flow rate to which the device may be subjected during operation without permanent impairment of its operating characteristics |  |  | kg/h |  |  | REAL_MEASURE_TYPE |  |  |  |  | NON_DEPENDENT_P_DET | [5 empty] | 0112/2///61987#ABC317 - Limiting flow conditions | 0112/2///61987#ABA000 | 0112/2///62720#UAA607 - kilogram per hour |  | 0112/2///61987#ABT545 - Mass flow rate | Standard |  | IEC 61987 | IEC | IEC/SC 65E | - | C00112 |  | 0112-2---61987#ABA122 | https://cdd.iec.ch/cdd/iec61987/iec61987.nsf/PropertiesAllVersions/0112-2---61987%23ABA122
0112/2///61987#ABC020 | 001 | 02 | 0112/2///61987#ABC020#001 | suitability for underwater applications |  |  |  |  | conditions under which a device can operate underwater within specifications | [5 empty] | STRING_TYPE |  |  |  |  | NON_DEPENDENT_P_DET | [5 empty] | 0112/2///61987#ABC626 - Structural design of a differential pressure transmitter0112/2///61987#ABC641 - Structural design of an absolute or a gauge pressure transmitter | 0112/2///61987#ABA000 |  |  |  | Standard |  |  |  | SC65E – IEC 61987 | - | C00004 |  | 0112-2---61987#ABC020 | https://cdd.iec.ch/cdd/iec61987/iec61987.nsf/PropertiesAllVersions/0112-2---61987%23ABC020
0112/2///61987#ABD547 | 002 | 01 | 0112/2///61987#ABD547#002 | calculated flow coefficient Fp Kv |  |  |  |  | calculation result for the flow coefficient Kv resulting from the given process conditions taking into account the pressure loss of a pipe reduction at the inlet or outlet |  |  | m³/h |  |  | REAL_MEASURE_TYPE |  |  |  |  | NON_DEPENDENT_P_DET | [5 empty] | 0112/2///61987#ABD816 - Calculation results of control devices0112/2///61987#ABE658 - Calculation results of flow modification accessory | 0112/2///61987#ABA000 | 0112/2///62720#UAA763 - metre cubed per hour |  | 0112/2///61987#ABT504 - Volume flow rate | Standard |  |  |  |  | - | C00004 |  | 0112-2---61987#ABD547 | https://cdd.iec.ch/cdd/iec61987/iec61987.nsf/PropertiesAllVersions/0112-2---61987%23ABD547
0112/2///61987#ABD258 | 001 | 02 | 0112/2///61987#ABD258#001 | reference to Structural design of a ring piston flow transmitter or gauge |  |  |  |  | reference to block ABC632 | [5 empty] | CLASS_REFERENCE_TYPE(0112/2///61987#ABC632) 0112/2///61987#ABC632 - Structural design of a piston flow transmitter or gauge |  |  |  |  | NON_DEPENDENT_P_DET | [5 empty] | 0112/2///61987#ABC610 - Structural design [piston flow transmitter/gauge] | 0112/2///61987#ABA000 |  |  |  | Standard |  |  |  | SC65E – IEC 61987 | - | C00004 |  | 0112-2---61987#ABD258 | https://cdd.iec.ch/cdd/iec61987/iec61987.nsf/PropertiesAllVersions/0112-2---61987%23ABD258
0112/2///61987#ABE288 | 001 | 02 | 0112/2///61987#ABE288#001 | reference to Structural design of a pneumatic linear actuator |  |  |  |  | reference to block ABE032 | [5 empty] | CLASS_REFERENCE_TYPE(0112/2///61987#ABE032) 0112/2///61987#ABE032 - Structural design of a pneumatic linear actuator |  |  |  |  | NON_DEPENDENT_P_DET | [5 empty] | 0112/2///61987#ABE017 - Structural design [pneumatic linear actuator] | 0112/2///61987#ABA000 |  |  |  | Standard |  |  |  |  | - | C00004 |  | 0112-2---61987#ABE288 | https://cdd.iec.ch/cdd/iec61987/iec61987.nsf/PropertiesAllVersions/0112-2---61987%23ABE288
0112/2///61987#ABH717 | 001 | 02 | 0112/2///61987#ABH717#001 | reference to Device or component pressure test |  |  |  |  | reference to block ABH554 | [5 empty] | CLASS_REFERENCE_TYPE(0112/2///61987#ABH554) 0112/2///61987#ABH554 - Device or component pressure test |  |  |  |  | DEPENDENT_P_DET | [5 empty] | 0112/2///61987#ABH552 - Calibration and test results | 0112/2///61987#ABA000 |  |  |  | Standard |  | IEC 61987 | IEC | IEC SC65E | 0112/2///61987#ABH557 - number of device or component pressure tests | C00112 |  | 0112-2---61987#ABH717 | https://cdd.iec.ch/cdd/iec61987/iec61987.nsf/PropertiesAllVersions/0112-2---61987%23ABH717
0112/2///61987#ABH347 | 001 | 01 | 0112/2///61987#ABH347#001 | reference to Performance [31] |  |  |  |  | reference to block ABH346 | [5 empty] | CLASS_REFERENCE_TYPE(0112/2///61987#ABH346) 0112/2///61987#ABH346 - Performance [31] |  |  |  |  | NON_DEPENDENT_P_DET | [5 empty] | 0112/2///61987#ABE760 - Device LOP for contact temperature transmitter0112/2///61987#ABE767 - Device LOP for temperature transmitter | 0112/2///61987#ABA000 |  |  |  | Standard |  | IEC 61987 | IEC | SC65E | - | C00019 | 001-01 (2018-03-28 07:27:15 by BATCH 00000762) standard | 0112-2---61987#ABH347 | https://cdd.iec.ch/cdd/iec61987/iec61987.nsf/PropertiesAllVersions/0112-2---61987%23ABH347
0112/2///61987#ABB053 | 004 | 01 | 0112/2///61987#ABB053#004 | upstream straight length after bend |  |  |  |  | length of straight pipe upstream of the flow measuring device or valve after a bend that is available or necessary to ensure that it performs within its specified limits, expressed in units of pipe diameter |  |  | 1 |  |  | REAL_MEASURE_TYPE |  |  |  |  | NON_DEPENDENT_P_DET | [5 empty] | 0112/2///61987#ABC182 - Deployment conditions [1]0112/2///61987#ABE456 - Deployment conditions [6]0112/2///61987#ABE592 - Deployment conditions [7]0112/2///61987#ABC185 - Deployment design conditions [2] | 0112/2///61987#ABA000 | 0112/2///62720#UAA915 - quantity of dimension one |  |  | Standard |  |  |  | SC65E – IEC 61987 | - | C00019 |  | 0112-2---61987#ABB053 | https://cdd.iec.ch/cdd/iec61987/iec61987.nsf/PropertiesAllVersions/0112-2---61987%23ABB053
0112/2///61987#ABE922 | 001 | 01 | 0112/2///61987#ABE922#001 | maximum assignable pulse value of volume |  |  |  |  | highest volume quantity assignable to one pulse |  |  | m³ |  |  | REAL_MEASURE_TYPE |  |  |  |  | NON_DEPENDENT_P_DET | [5 empty] | 0112/2///61987#ABE915 - Assigned volume pulse value | 0112/2///61987#ABA000 | 0112/2///62720#UAA757 - metre cubed |  | 0112/2///61987#ABT505 - Volume | Standard |  | IEC 61987 | IEC | SC65E | - | C00018 | 001-01 (2018-03-28 07:27:02 by BATCH 00000762) standard | 0112-2---61987#ABE922 | https://cdd.iec.ch/cdd/iec61987/iec61987.nsf/PropertiesAllVersions/0112-2---61987%23ABE922
0112/2///61987#ABV175 | 001 | 02 | 0112/2///61987#ABV175#001 | reference to Analog voltage output [14] |  |  |  |  | reference to block ABG187 | [5 empty] | CLASS_REFERENCE_TYPE(0112/2///61987#ABG187) 0112/2///61987#ABG187 - Analog voltage output [14] |  |  |  |  | DEPENDENT_P_DET | [5 empty] | 0112/2///61987#ABG149 - Type of output [19] | 0112/2///61987#ABA000 |  |  |  | Standard |  | IEC 61987 | IEC | SC65E | 0112/2///61987#ABV166 - output type [19] | C00019 |  | 0112-2---61987#ABV175 | https://cdd.iec.ch/cdd/iec61987/iec61987.nsf/PropertiesAllVersions/0112-2---61987%23ABV175
0112/2///61987#ABB630 | 001 | 04 | 0112/2///61987#ABB630#001 | maximum pulse/frequency signal level for signal "1" |  |  |  |  | maximum value of an input or output signal for the logical state "1" |  |  | Hz |  |  | REAL_MEASURE_TYPE |  |  |  |  | NON_DEPENDENT_P_DET | [5 empty] | 0112/2///61987#ABC487 - Parameters of a manufacturer-specific pulse/frequency binary signal | 0112/2///61987#ABA000 | 0112/2///62720#UAA170 - hertz |  | 0112/2///61987#ABT561 - Frequency | Standard |  |  |  | SC65E – IEC 61987 | - | C00018 |  | 0112-2---61987#ABB630 | https://cdd.iec.ch/cdd/iec61987/iec61987.nsf/PropertiesAllVersions/0112-2---61987%23ABB630
0112/2///61987#ABU451 | 001 | 02 | 0112/2///61987#ABU451#001 | reference to Device LOP for remote seal |  |  |  |  | reference to block ABA035 | [5 empty] | CLASS_REFERENCE_TYPE(0112/2///61987#ABA035) 0112/2///61987#ABA035 - Device LOP for remote seal |  |  |  |  | NON_DEPENDENT_P_DET | [5 empty] | 0112/2///61987#ABA861 - Remote seal | 0112/2///61987#ABA000 |  |  |  | Standard |  |  |  | SC65E – IEC 61987 | - | C00004 |  | 0112-2---61987#ABU451 | https://cdd.iec.ch/cdd/iec61987/iec61987.nsf/PropertiesAllVersions/0112-2---61987%23ABU451
0112/2///61987#ABA368 | 005 | 01 | 0112/2///61987#ABA368#005 | power source behaviour |  |  |  |  | classification of a power source according to its function as an energy source or sink | [5 empty] | ENUM_CODE_TYPE(0112/2///61987#ABL275) |  |  |  |  | DEPENDENT_P_DET |  |  | 0112/2///61987#ABL275 | 0112/2///61987#ABL842 - active0112/2///61987#ABL843 - passive0112/2///61987#ABL108 - configurable0112/2///61987#ABI407 - others |  | 0112/2///61987#ABC085 - Analog current input parameters0112/2///61987#ABC140 - Binary current output0112/2///61987#ABC142 - Binary input0112/2///61987#ABC091 - Analog current output parameters0112/2///61987#ABC141 - Binary transistor/triac output0112/2///61987#ABC555 - Pulse/frequency input/output parameters0112/2///61987#ABP015 - Analog current input parameters [I/O module]0112/2///61987#ABP021 - Binary input [I/O module]0112/2///61987#ABP031 - Frequency input parameters [I/O module] | 0112/2///61987#ABA000 |  |  |  | Standard |  |  |  | SC65E – IEC 61987 | 0112/2///61987#ABI406 - empty_property | C00091 |  | 0112-2---61987#ABA368 | https://cdd.iec.ch/cdd/iec61987/iec61987.nsf/PropertiesAllVersions/0112-2---61987%23ABA368
0112/2///61987#ABH192 | 001 | 01 | 0112/2///61987#ABH192#001 | strapping point ullage |  |  |  |  | vertical position of a strapping point referenced to the process equipment overall height |  |  | m |  |  | REAL_MEASURE_TYPE |  |  |  |  | NON_DEPENDENT_P_DET | [5 empty] | 0112/2///61987#ABH099 - Strapping table point | 0112/2///61987#ABA000 | 0112/2///62720#UAA726 - metre |  | 0112/2///61987#ABT548 - Length short | Standard |  | IEC 61987 | IEC | SC65E | - | C00018 | 001-01 (2018-03-28 07:27:14 by BATCH 00000762) standard | 0112-2---61987#ABH192 | https://cdd.iec.ch/cdd/iec61987/iec61987.nsf/PropertiesAllVersions/0112-2---61987%23ABH192
0112/2///61987#ABI039 | 001 | 01 | 0112/2///61987#ABI039#001 | number of Other function blocks |  |  |  |  | cardinal property for Other function block | [5 empty] | INT_TYPE |  |  |  |  | CONDITION_DET | [5 empty] | 0112/2///61987#ABH840 - User application parameters | 0112/2///61987#ABA000 |  |  |  | Standard |  |  |  | SC65E – IEC 61987 | - | C00018 | 001-01 (2019-03-08 15:35:31 by BATCH 00000766) standard | 0112-2---61987#ABI039 | https://cdd.iec.ch/cdd/iec61987/iec61987.nsf/PropertiesAllVersions/0112-2---61987%23ABI039
0112/2///61987#ABE621 | 001 | 01 | 0112/2///61987#ABE621#001 | reference to Device LOP for solenoid valve |  |  |  |  | reference to block ABE631 | [5 empty] | CLASS_REFERENCE_TYPE(0112/2///61987#ABE631) 0112/2///61987#ABE631 - Device LOP for solenoid valve |  |  |  |  | NON_DEPENDENT_P_DET | [5 empty] | 0112/2///61987#ABD371 - Solenoid valve | 0112/2///61987#ABA000 |  |  |  | Standard |  | IEC 61987 | IEC | SC65E | - | C00016 | 001-01 (2018-03-28 07:27:01 by BATCH 00000762) standard | 0112-2---61987#ABE621 | https://cdd.iec.ch/cdd/iec61987/iec61987.nsf/PropertiesAllVersions/0112-2---61987%23ABE621
0112/2///61987#ABD524 | 001 | 04 | 0112/2///61987#ABD524#001 | additional inaccuracy for analog output of flowmeters |  |  |  |  | for flow transmitters, additional percentage error to be added to the measured error of a measured value that has been determined with a pulse/frequency output |  |  | % |  |  | REAL_MEASURE_TYPE |  |  |  |  | NON_DEPENDENT_P_DET | [5 empty] | 0112/2///61987#ABC068 - Accuracy expressed as a percentage [2] | 0112/2///61987#ABA000 | 0112/2///62720#UAA000 - percent |  | 0112/2///61987#ABT533 - Percentage | Standard |  |  |  | SC65E – IEC 61987 | - | C00004 |  | 0112-2---61987#ABD524 | https://cdd.iec.ch/cdd/iec61987/iec61987.nsf/PropertiesAllVersions/0112-2---61987%23ABD524
0112/2///61987#ABC014 | 001 | 02 | 0112/2///61987#ABC014#001 | description of equipotential bonding connection |  |  |  |  | plain text describing the equipotential bonding connection | [5 empty] | STRING_TYPE |  |  |  |  | NON_DEPENDENT_P_DET | [5 empty] | 0112/2///61987#ABC231 - Equipotential bonding connection0112/2///61987#ABU555 - Manual override | 0112/2///61987#ABA000 |  |  |  | Standard |  |  |  | SC65E – IEC 61987 | - | C00004 |  | 0112-2---61987#ABC014 | https://cdd.iec.ch/cdd/iec61987/iec61987.nsf/PropertiesAllVersions/0112-2---61987%23ABC014
0112/2///61987#ABC991 | 001 | 02 | 0112/2///61987#ABC991#001 | reference to Material of flange or fitting |  |  |  |  | reference to block ABC361 | [5 empty] | CLASS_REFERENCE_TYPE(0112/2///61987#ABC361) 0112/2///61987#ABC361 - Material of flange or fitting |  |  |  |  | NON_DEPENDENT_P_DET | [5 empty] | 0112/2///61987#ABC464 - Orifice flange or fitting | 0112/2///61987#ABA000 |  |  |  | Standard |  |  |  | SC65E – IEC 61987 | - | C00004 |  | 0112-2---61987#ABC991 | https://cdd.iec.ch/cdd/iec61987/iec61987.nsf/PropertiesAllVersions/0112-2---61987%23ABC991
0112/2///61987#ABD707 | 003 | 01 | 0112/2///61987#ABD707#003 | safe position |  |  |  |  | position a valve assumes in the event of failure of its actuator (power supply) and/or control | [5 empty] | ENUM_CODE_TYPE(0112/2///61987#ABJ792) |  |  |  |  | DEPENDENT_P_DET |  |  | 0112/2///61987#ABJ792 | 0112/2///61987#ABL215 - open0112/2///61987#ABL216 - closed0112/2///61987#ABL217 - hold0112/2///61987#ABI407 - others |  | 0112/2///61987#ABD844 - Design conditions for valve body assembly | 0112/2///61987#ABA000 |  |  |  | Standard |  |  |  |  | 0112/2///61987#ABI406 - empty_property | C00091 |  | 0112-2---61987#ABD707 | https://cdd.iec.ch/cdd/iec61987/iec61987.nsf/PropertiesAllVersions/0112-2---61987%23ABD707
0112/2///61987#ABB228 | 001 | 03 | 0112/2///61987#ABB228#001 | minimum span for other variable |  |  |  |  | lowest span to which another variable measurement instrument can be adjusted | [5 empty] | REAL_TYPE |  |  |  |  | NON_DEPENDENT_P_DET | [5 empty] | 0112/2///61987#ABC419 - Measuring range for other variable | 0112/2///61987#ABA000 |  |  |  | Standard |  |  |  | SC65E – IEC 61987 | - | C00019 |  | 0112-2---61987#ABB228 | https://cdd.iec.ch/cdd/iec61987/iec61987.nsf/PropertiesAllVersions/0112-2---61987%23ABB228
0112/2///61987#ABF788 | 001 | 01 | 0112/2///61987#ABF788#001 | reference to Material of displacer spring |  |  |  |  | reference to block ABF363 | [5 empty] | CLASS_REFERENCE_TYPE(0112/2///61987#ABF363) 0112/2///61987#ABF363 - Material of displacer spring |  |  |  |  | NON_DEPENDENT_P_DET | [5 empty] | 0112/2///61987#ABF360 - Displacer | 0112/2///61987#ABA000 |  |  |  | Standard |  | IEC 61987 | IEC | SC65E | - | C00018 | 001-01 (2018-03-28 07:27:09 by BATCH 00000762) standard | 0112-2---61987#ABF788 | https://cdd.iec.ch/cdd/iec61987/iec61987.nsf/PropertiesAllVersions/0112-2---61987%23ABF788
0112/2///61987#ABI608 | 001 | 01 | 0112/2///61987#ABI608#001 | DISCRETE_SETPOINT_VALUE |  |  |  |  | parameter indicating the target value to be used by the discrete actuation technology block | [5 empty] | BOOLEAN_TYPE |  |  |  |  | NON_DEPENDENT_P_DET | [5 empty] | 0112/2///61987#ABI734 - DISCRETE_SETPOINT | 0112/2///61987#ABA000 |  |  |  | Standard |  |  |  | SC65E – IEC 61987 | - | C00018 | 001-01 (2019-03-08 15:35:33 by BATCH 00000766) standard | 0112-2---61987#ABI608 | https://cdd.iec.ch/cdd/iec61987/iec61987.nsf/PropertiesAllVersions/0112-2---61987%23ABI608
0112/2///61987#ABP151 | 001 | 01 | 0112/2///61987#ABP151#001 | minimum off-load voltage | minimum Open-circuit voltage, minimum open voltage when contact is OFF |  |  |  | minimum voltage across the terminals of input or output when no current is flowing |  |  | V |  |  | REAL_MEASURE_TYPE |  |  |  |  | NON_DEPENDENT_P_DET | [5 empty] | 0112/2///61987#ABP028 - Electrical data for no-voltage contact input | 0112/2///61987#ABA000 | 0112/2///62720#UAA296 - volt |  | 0112/2///61987#ABT506 - Voltage | Standard |  | IEC 61987 | IEC | IEC/SC 65E | - | C00128 | 001-01 (2023-01-23 14:53:52 by BATCH 00000807) standard | 0112-2---61987#ABP151 | https://cdd.iec.ch/cdd/iec61987/iec61987.nsf/PropertiesAllVersions/0112-2---61987%23ABP151
0112/2///61987#ABC825 | 003 | 02 | 0112/2///61987#ABC825#003 | reference to Dial indicator |  |  |  |  | reference to block ABC195 | [5 empty] | CLASS_REFERENCE_TYPE(0112/2///61987#ABC195) 0112/2///61987#ABC195 - Dial indicator |  |  |  |  | DEPENDENT_P_DET | [5 empty] | 0112/2///61987#ABC609 - Structural design [(oval) gear flow transmitter/gauge]0112/2///61987#ABC610 - Structural design [piston flow transmitter/gauge]0112/2///61987#ABC612 - Structural design [rotating element flow transmitter/gauge]0112/2///61987#ABC614 - Structural design [variable area flow transmitter/gauge]0112/2///61987#ABC616 - Structural design [positive displacement flow transmitter/gauge]0112/2///61987#ABC617 - Structural design [helix flow transmitter/gauge]0112/2///61987#ABG407 - Structural design [hydrostatic pressure level transmitter]0112/2///61987#ABG408 - Structural design [displacer level transmitter/switch]0112/2///61987#ABG410 - Structural design [float level transmitter/switch]0112/2///61987#ABG440 - Structural design [temperature gauge]0112/2///61987#ABG442 - Structural design [buoyancy density transmitter] | 0112/2///61987#ABA000 |  |  |  | Standard |  | IEC 61987 | IEC | IEC SC65E | 0112/2///61987#ABB503 - number of dial indicators | C00112 |  | 0112-2---61987#ABC825 | https://cdd.iec.ch/cdd/iec61987/iec61987.nsf/PropertiesAllVersions/0112-2---61987%23ABC825
0112/2///61987#ABH426 | 001 | 01 | 0112/2///61987#ABH426#001 | reference to Displacer extension |  |  |  |  | reference to block ABH412 | [5 empty] | CLASS_REFERENCE_TYPE(0112/2///61987#ABH412) 0112/2///61987#ABH412 - Displacer extension |  |  |  |  | NON_DEPENDENT_P_DET | [5 empty] | 0112/2///61987#ABF342 - Structural design of a displacer lever transmitter/switch | 0112/2///61987#ABA000 |  |  |  | Standard |  |  |  | SC65E – IEC 61987 | - | C00018 | 001-01 (2018-03-28 07:27:15 by BATCH 00000762) standard | 0112-2---61987#ABH426 | https://cdd.iec.ch/cdd/iec61987/iec61987.nsf/PropertiesAllVersions/0112-2---61987%23ABH426
0112/2///61987#ABF748 | 001 | 01 | 0112/2///61987#ABF748#001 | reference to Paddle |  |  |  |  | reference to block ABF192 | [5 empty] | CLASS_REFERENCE_TYPE(0112/2///61987#ABF192) 0112/2///61987#ABF192 - Paddle |  |  |  |  | NON_DEPENDENT_P_DET | [5 empty] | 0112/2///61987#ABF191 - Structural design of a rotary paddle switch | 0112/2///61987#ABA000 |  |  |  | Standard |  | IEC 61987 | IEC | SC65E | - | C00018 | 001-01 (2018-03-28 07:27:09 by BATCH 00000762) standard | 0112-2---61987#ABF748 | https://cdd.iec.ch/cdd/iec61987/iec61987.nsf/PropertiesAllVersions/0112-2---61987%23ABF748
0112/2///61987#ABJ596 | 001 | 01 | 0112/2///61987#ABJ596#001 | reference to Accuracy expressed as a percentage [6] |  |  |  |  | reference to block ABJ595 | [5 empty] | CLASS_REFERENCE_TYPE(0112/2///61987#ABJ595) 0112/2///61987#ABJ595 - Accuracy expressed as a percentage [6] |  |  |  |  | NON_DEPENDENT_P_DET | [5 empty] | 0112/2///61987#ABG307 - Percentage performance [3] | 0112/2///61987#ABA000 |  |  |  | Standard |  |  |  | SC65E – IEC 61987 | - | C00018 | 001-01 (2018-03-28 07:27:17 by BATCH 00000762) standard | 0112-2---61987#ABJ596 | https://cdd.iec.ch/cdd/iec61987/iec61987.nsf/PropertiesAllVersions/0112-2---61987%23ABJ596
0112/2///61987#ABH721 | 001 | 02 | 0112/2///61987#ABH721#001 | reference to Replacement of values |  |  |  |  | reference to block ABH596 | [5 empty] | CLASS_REFERENCE_TYPE(0112/2///61987#ABH596) 0112/2///61987#ABH596 - Replacement of values |  |  |  |  | DEPENDENT_P_DET | [5 empty] | 0112/2///61987#ABH531 - Output signal processing variable | 0112/2///61987#ABA000 |  |  |  | Standard |  | IEC 61987 | IEC | IEC SC65E | 0112/2///61987#ABH595 - number of replacements of values | C00112 |  | 0112-2---61987#ABH721 | https://cdd.iec.ch/cdd/iec61987/iec61987.nsf/PropertiesAllVersions/0112-2---61987%23ABH721
0112/2///61987#ABB810 | 001 | 03 | 0112/2///61987#ABB810#001 | maximum influence of process temperature on density |  |  |  |  | change in output of a density measuring device caused by a change in process temperature with respect to reference conditions, expressed as the maximum error within the specified process temperature range |  |  | "(kg/m³)/K" |  |  | REAL_MEASURE_TYPE |  |  |  |  | NON_DEPENDENT_P_DET | [5 empty] | 0112/2///61987#ABC282 - Influence of external quantities expressed for density0112/2///61987#ABI411 - Influence of external quantities expressed for density [2] | 0112/2///61987#ABA000 | 0112/2///62720#UAA620 - kilogram per metre cubed kelvin |  | 0112/2///61987#ABT589 - Density per temperature | Standard |  |  |  | SC65E – IEC 61987 | - | C00018 |  | 0112-2---61987#ABB810 | https://cdd.iec.ch/cdd/iec61987/iec61987.nsf/PropertiesAllVersions/0112-2---61987%23ABB810
0112/2///61987#ABD660 | 001 | 04 | 0112/2///61987#ABD660#001 | minimum required actuating force |  |  |  |  | lowest actuating force to overcome the breakaway force of a valve |  |  | kN |  |  | REAL_MEASURE_TYPE |  |  |  |  | NON_DEPENDENT_P_DET | [5 empty] | 0112/2///61987#ABD843 - Design conditions for actuators0112/2///61987#ABD966 - Parameters of valve body assembly [2] | 0112/2///61987#ABA000 | 0112/2///62720#UAA573 - kilonewton |  | 0112/2///61987#ABT562 - Force | Standard |  |  |  |  | - | C00004 |  | 0112-2---61987#ABD660 | https://cdd.iec.ch/cdd/iec61987/iec61987.nsf/PropertiesAllVersions/0112-2---61987%23ABD660
0112/2///61987#ABN726 | 001 | 02 | 0112/2///61987#ABN726#001 | autoadjust command |  |  |  | Autoadjust | property the value of which indicates the kind of autoadjustment function to be executed |  | also used by Process Automation - Device Information Model (PA-DIM) |  |  |  | ENUM_CODE_TYPE(0112/2///61987#ABN780) |  | 0112/2///61987#ABN780 |  |  | DEPENDENT_P_DET |  |  | 0112/2///61987#ABN780 | 0112/2///61987#ABN824 - no action0112/2///61987#ABN906 - zero point adjustment0112/2///61987#ABI407 - others |  | 0112/2///61987#ABN608 - LOPD for general functions | 0112/2///61987#ABA000 |  |  |  | Standard |  | IEC 61987 | IEC | IEC SC65E | 0112/2///61987#ABI406 - empty_property | C00112 |  | 0112-2---61987#ABN726 | https://cdd.iec.ch/cdd/iec61987/iec61987.nsf/PropertiesAllVersions/0112-2---61987%23ABN726
0112/2///61987#ABB452 | 004 | 01 | 0112/2///61987#ABB452#004 | remarks on battery life |  |  |  |  | plain text elaborating the statement on battery life | [5 empty] | STRING_TYPE |  |  |  |  | NON_DEPENDENT_P_DET | [5 empty] | 0112/2///61987#ABC138 - Battery | 0112/2///61987#ABA000 |  |  |  | Standard |  |  |  | SC65E – IEC 61987 | - | C00004 |  | 0112-2---61987#ABB452 | https://cdd.iec.ch/cdd/iec61987/iec61987.nsf/PropertiesAllVersions/0112-2---61987%23ABB452
0112/2///61987#ABB506 | 004 | 01 | 0112/2///61987#ABB506#004 | hazardous materials |  |  |  |  | materials which may jeopardize health or environment | [5 empty] | STRING_TYPE |  |  |  |  | NON_DEPENDENT_P_DET | [5 empty] | 0112/2///61987#ABC138 - Battery | 0112/2///61987#ABA000 |  |  |  | Standard |  |  |  | SC65E – IEC 61987 | - | C00004 |  | 0112-2---61987#ABB506 | https://cdd.iec.ch/cdd/iec61987/iec61987.nsf/PropertiesAllVersions/0112-2---61987%23ABB506
0112/2///61987#ABH388 | 004 | 02 | 0112/2///61987#ABH388#004 | designation of control/reference drawing |  |  |  |  | alphanumeric character sequence identifying a reference or control drawing | [5 empty] | STRING_TYPE |  |  |  |  | NON_DEPENDENT_P_DET | [5 empty] | 0112/2///61987#ABC156 - Certificates and approvals0112/2///61987#ABH515 - Certificate or approval | 0112/2///61987#ABA000 |  |  |  | Standard |  | IEC 61987 | IEC | IEC SC65E | - | C00112 |  | 0112-2---61987#ABH388 | https://cdd.iec.ch/cdd/iec61987/iec61987.nsf/PropertiesAllVersions/0112-2---61987%23ABH388
0112/2///61987#ABH010 | 001 | 02 | 0112/2///61987#ABH010#001 | reference to Process case [level] |  |  |  |  | reference to block ABG450 | [5 empty] | CLASS_REFERENCE_TYPE(0112/2///61987#ABG450) 0112/2///61987#ABG450 - Process case [level] |  |  |  |  | DEPENDENT_P_DET | [5 empty] | 0112/2///61987#ABE727 - Operating LOP for level measuring equipment | 0112/2///61987#ABA000 |  |  |  | Standard |  | IEC 61987 | IEC | IEC SC65E | 0112/2///61987#ABB164 - number of process cases | C00112 |  | 0112-2---61987#ABH010 | https://cdd.iec.ch/cdd/iec61987/iec61987.nsf/PropertiesAllVersions/0112-2---61987%23ABH010
0112/2///61987#ABE227 | 001 | 02 | 0112/2///61987#ABE227#001 | reference to Performance [12] |  |  |  |  | reference to block ABD971 | [5 empty] | CLASS_REFERENCE_TYPE(0112/2///61987#ABD971) 0112/2///61987#ABD971 - Performance [12] |  |  |  |  | NON_DEPENDENT_P_DET | [5 empty] | 0112/2///61987#ABE321 - Device LOP for positioner0112/2///61987#ABE634 - Device LOP for I/P converter | 0112/2///61987#ABA000 |  |  |  | Standard |  |  |  |  | - | C00004 |  | 0112-2---61987#ABE227 | https://cdd.iec.ch/cdd/iec61987/iec61987.nsf/PropertiesAllVersions/0112-2---61987%23ABE227
0112/2///61987#ABA330 | 005 | 01 | 0112/2///61987#ABA330#005 | base gauge pressure |  |  |  |  | gauge pressure used to calculate variables to reference conditions |  |  | bar |  |  | REAL_MEASURE_TYPE |  |  |  |  | NON_DEPENDENT_P_DET | [5 empty] | 0112/2///61987#ABC180 - Density measurement0112/2///61987#ABE562 - Parameters of restriction orifice/diffuser0112/2///61987#ABE784 - Concentration measurement0112/2///61987#ABE788 - Volume fraction measurement0112/2///61987#ABE812 - Level measurement0112/2///61987#ABE816 - Volume measurement0112/2///61987#ABE820 - Mass measurement0112/2///61987#ABE823 - Degree of filling measurement0112/2///61987#ABE871 - Point level measurement0112/2///61987#ABE888 - Ullage measurement0112/2///61987#ABF570 - Mass fraction measurement0112/2///61987#ABG359 - Density measurement [2]0112/2///61987#ABC079 - Actual volume flow measurement0112/2///61987#ABC337 - Mass flow measurement0112/2///61987#ABC456 - Normalized volume flow measurement0112/2///61987#ABD488 - Flow velocity measurement0112/2///61987#ABC475 - Other variable0112/2///61987#ABC520 - Pneumatic/hydraulic supply [2] | 0112/2///61987#ABA000 | 0112/2///62720#UAA323 - bar |  | 0112/2///61987#ABT524 - Pressure | Standard |  |  |  | SC65E – IEC 61987 | - | C00004 |  | 0112-2---61987#ABA330 | https://cdd.iec.ch/cdd/iec61987/iec61987.nsf/PropertiesAllVersions/0112-2---61987%23ABA330
0112/2///61987#ABA419 | 001 | 04 | 0112/2///61987#ABA419#001 | minimum assignable quantity of pulses per value of mass |  |  |  |  | lowest number of pulses assignable to quantity of pulses per value of mass |  |  | 1/kg |  |  | REAL_MEASURE_TYPE |  |  |  |  | NON_DEPENDENT_P_DET | [5 empty] | 0112/2///61987#ABC110 - Assigned mass pulse value | 0112/2///61987#ABA000 | 0112/2///62720#UAC003 - reciprocal kilogram |  | 0112/2///61987#ABT536 - Per mass | Standard |  |  |  | SC65E – IEC 61987 | - | C00004 |  | 0112-2---61987#ABA419 | https://cdd.iec.ch/cdd/iec61987/iec61987.nsf/PropertiesAllVersions/0112-2---61987%23ABA419
0112/2///61987#ABF446 | 001 | 01 | 0112/2///61987#ABF446#001 | tractive force of motor |  |  |  |  | highest tractive force a motor can exert |  |  | kN |  |  | REAL_MEASURE_TYPE |  |  |  |  | NON_DEPENDENT_P_DET | [5 empty] | 0112/2///61987#ABF431 - Structural design of a plumb bob level transmitter | 0112/2///61987#ABA000 | 0112/2///62720#UAA573 - kilonewton |  | 0112/2///61987#ABT562 - Force | Standard |  | IEC 61987 | IEC | SC65E | - | C00018 | 001-01 (2018-03-28 07:27:06 by BATCH 00000762) standard | 0112-2---61987#ABF446 | https://cdd.iec.ch/cdd/iec61987/iec61987.nsf/PropertiesAllVersions/0112-2---61987%23ABF446
0112/2///61987#ABE399 | 001 | 02 | 0112/2///61987#ABE399#001 | reference to Dynamic behaviour [2] |  |  |  |  | reference to block ABE398 | [5 empty] | CLASS_REFERENCE_TYPE(0112/2///61987#ABE398) 0112/2///61987#ABE398 - Dynamic behaviour [2] |  |  |  |  | NON_DEPENDENT_P_DET | [5 empty] | 0112/2///61987#ABD970 - Percentage performance [2] | 0112/2///61987#ABA000 |  |  |  | Standard |  |  |  | SC65E – IEC 61987 | - | C00004 |  | 0112-2---61987#ABE399 | https://cdd.iec.ch/cdd/iec61987/iec61987.nsf/PropertiesAllVersions/0112-2---61987%23ABE399
0112/2///61987#ABA353 | 001 | 04 | 0112/2///61987#ABA353#001 | lower range-value of density | lower range-value |  |  |  | density value assigned to the lower range end-value of an input or output signal |  |  | kg/m³ |  |  | REAL_MEASURE_TYPE |  |  |  |  | NON_DEPENDENT_P_DET | [5 empty] | 0112/2///61987#ABC107 - Assigned density range | 0112/2///61987#ABA000 | 0112/2///62720#UAA619 - kilogram per metre cubed |  | 0112/2///61987#ABT573 - Density | Standard |  |  |  | SC65E – IEC 61987 | - | C00004 |  | 0112-2---61987#ABA353 | https://cdd.iec.ch/cdd/iec61987/iec61987.nsf/PropertiesAllVersions/0112-2---61987%23ABA353
0112/2///61987#ABB975 | 002 | 01 | 0112/2///61987#ABB975#002 | type of display element |  |  |  |  | classification of a display element according to the form of the information provided by it | [5 empty] | ENUM_CODE_TYPE(0112/2///61987#ABL549) |  |  |  |  | DEPENDENT_P_DET |  |  | 0112/2///61987#ABL549 | 0112/2///61987#ABM803 - numeric display0112/2///61987#ABM804 - alphanumeric display0112/2///61987#ABL894 - bar graph0112/2///61987#ABM806 - icon0112/2///61987#ABI407 - others |  | 0112/2///61987#ABC206 - Display element | 0112/2///61987#ABA000 |  |  |  | Standard |  |  |  | SC65E – IEC 61987 | 0112/2///61987#ABI406 - empty_property | C00091 |  | 0112-2---61987#ABB975 | https://cdd.iec.ch/cdd/iec61987/iec61987.nsf/PropertiesAllVersions/0112-2---61987%23ABB975
0112/2///61987#ABH248 | 001 | 02 | 0112/2///61987#ABH248#001 | minimum operating temperature |  |  |  |  | lowest allowable temperature at which a device may operate |  |  | °C |  |  | REAL_MEASURE_TYPE |  |  |  |  | NON_DEPENDENT_P_DET | [5 empty] | 0112/2///61987#ABH247 - Window for radiation | 0112/2///61987#ABA000 | 0112/2///62720#UAA033 - degree Celsius |  | 0112/2///61987#ABT514 - Temperature | Standard |  | IEC 61987 | IEC | SC65E | - | C00019 |  | 0112-2---61987#ABH248 | https://cdd.iec.ch/cdd/iec61987/iec61987.nsf/PropertiesAllVersions/0112-2---61987%23ABH248
0112/2///61987#ABF406 | 001 | 02 | 0112/2///61987#ABF406#001 | diameter of rod |  |  |  |  | largest diameter of a rod |  |  | mm |  |  | REAL_MEASURE_TYPE |  |  |  |  | NON_DEPENDENT_P_DET | [5 empty] | 0112/2///61987#ABF405 - Structural design of an insert/element0112/2///61987#ABF515 - Insert/element | 0112/2///61987#ABA000 | 0112/2///62720#UAA862 - millimetre |  | 0112/2///61987#ABT548 - Length short | Standard |  | IEC 61987 | IEC | SC65E | - | C00019 |  | 0112-2---61987#ABF406 | https://cdd.iec.ch/cdd/iec61987/iec61987.nsf/PropertiesAllVersions/0112-2---61987%23ABF406
0112/2///61987#ABA591 | 005 | 01 | 0112/2///61987#ABA591#005 | nominal rating |  |  |  |  | alphanumeric designation of a pressure allowable within a piping system or piece of equipment, which is used for reference purposes | In the case of a differential pressure transmitter or gauge that pressure may be applied only to one side of the primary element |  |  |  |  | ENUM_CODE_TYPE(0112/2///61987#ABJ729) |  |  | In style of IEC 60534-1 |  | DEPENDENT_P_DET |  |  | 0112/2///61987#ABJ729 | 0112/2///61987#ABK220 - Class 250112/2///61987#ABK221 - Class 500112/2///61987#ABK222 - Class 750112/2///61987#ABK223 - Class 1250112/2///61987#ABK224 - Class 1500112/2///61987#ABK225 - Class 1750112/2///61987#ABK226 - Class 2000112/2///61987#ABK227 - Class 2500112/2///61987#ABK228 - Class 3000112/2///61987#ABK229 - Class 4000112/2///61987#ABK230 - Class 6000112/2///61987#ABK231 - Class 8000112/2///61987#ABK232 - Class 9000112/2///61987#ABK233 - Class 15000112/2///61987#ABK234 - Class 20000112/2///61987#ABK235 - Class 25000112/2///61987#ABK236 - Class 30000112/2///61987#ABK237 - Class 45000112/2///61987#ABK238 - Class 60000112/2///61987#ABK239 - PN 2.50112/2///61987#ABK240 - PN 60112/2///61987#ABK241 - PN 100112/2///61987#ABK242 - PN 160112/2///61987#ABK243 - PN 250112/2///61987#ABK244 - PN 400112/2///61987#ABK245 - PN 630112/2///61987#ABK246 - PN 1000112/2///61987#ABK247 - PN 1600112/2///61987#ABK248 - PN 2500112/2///61987#ABK249 - PN 3200112/2///61987#ABK250 - PN 4000112/2///61987#ABK251 - 2K0112/2///61987#ABK252 - 5K0112/2///61987#ABK253 - 10K0112/2///61987#ABK254 - 16K0112/2///61987#ABK255 - 20K0112/2///61987#ABK256 - 30K0112/2///61987#ABK257 - 40K0112/2///61987#ABK258 - 63K0112/2///61987#ABK259 - ND 3250112/2///61987#ABK260 - ND 5000112/2///61987#ABI407 - others |  | 0112/2///61987#ABC244 - Flow nozzle0112/2///61987#ABC266 - High/single pressure side line or nozzle0112/2///61987#ABC270 - Impulse line0112/2///61987#ABC325 - Low pressure side line or nozzle0112/2///61987#ABC445 - Meter run0112/2///61987#ABC465 - Orifice plate and holder0112/2///61987#ABD831 - Line or nozzle [2]0112/2///61987#ABD863 - End connection0112/2///61987#ABD985 - Pressure-temperature design conditions [2]0112/2///61987#ABD986 - Pressure-temperature design ratings [2]0112/2///61987#ABE013 - Steam jacket0112/2///61987#ABE403 - Closure member0112/2///61987#ABE595 - Pressure-temperature design ratings [4]0112/2///61987#ABE614 - Structural design of a restriction orifice/diffuser0112/2///61987#ABF017 - Structural design of a window0112/2///61987#ABF023 - Structural design of a bypass/measuring chamber0112/2///61987#ABF024 - Structural design of a stilling well0112/2///61987#ABF029 - Float0112/2///61987#ABF360 - Displacer0112/2///61987#ABF378 - Structural design of a thermowell extension0112/2///61987#ABF452 - Servo displacer0112/2///61987#ABH091 - Overall construction0112/2///61987#ABH128 - Process equipment connection0112/2///61987#ABH141 - Stilling well0112/2///61987#ABH145 - Bypass0112/2///61987#ABH204 - Window0112/2///61987#ABU455 - End connection0112/2///61987#ABC322 - Line or nozzle0112/2///61987#ABU458 - Process connection | 0112/2///61987#ABA000 |  |  |  | Standard |  |  |  | SC65E – IEC 61987 | 0112/2///61987#ABI406 - empty_property | C00091 |  | 0112-2---61987#ABA591 | https://cdd.iec.ch/cdd/iec61987/iec61987.nsf/PropertiesAllVersions/0112-2---61987%23ABA591
0112/2///61987#ABE176 | 001 | 02 | 0112/2///61987#ABE176#001 | reference to Material of steam jacket |  |  |  |  | reference to block ABD920 | [5 empty] | CLASS_REFERENCE_TYPE(0112/2///61987#ABD920) 0112/2///61987#ABD920 - Material of steam jacket |  |  |  |  | NON_DEPENDENT_P_DET | [5 empty] | 0112/2///61987#ABE013 - Steam jacket | 0112/2///61987#ABA000 |  |  |  | Standard |  |  |  |  | - | C00004 |  | 0112-2---61987#ABE176 | https://cdd.iec.ch/cdd/iec61987/iec61987.nsf/PropertiesAllVersions/0112-2---61987%23ABE176
0112/2///61987#ABF043 | 001 | 01 | 0112/2///61987#ABF043#001 | style of guide bottom fixing |  |  |  |  | classification of a guide bottom fixing according to its mechanical design or presence | [5 empty] | STRING_TYPE |  |  |  |  | NON_DEPENDENT_P_DET | [5 empty] | 0112/2///61987#ABF040 - Float guide | 0112/2///61987#ABA000 |  |  |  | Standard |  | IEC 61987 | IEC | SC65E | - | C00018 | 001-01 (2018-03-28 07:27:03 by BATCH 00000762) standard | 0112-2---61987#ABF043 | https://cdd.iec.ch/cdd/iec61987/iec61987.nsf/PropertiesAllVersions/0112-2---61987%23ABF043
0112/2///61987#ABF727 | 001 | 01 | 0112/2///61987#ABF727#001 | reference to Structural design of a guided-wave radar level transmitter |  |  |  |  | reference to block ABF117 | [5 empty] | CLASS_REFERENCE_TYPE(0112/2///61987#ABF117) 0112/2///61987#ABF117 - Structural design of a guided-wave radar level transmitter |  |  |  |  | NON_DEPENDENT_P_DET | [5 empty] | 0112/2///61987#ABG409 - Structural design [guided-wave radar level transmitter/switch] | 0112/2///61987#ABA000 |  |  |  | Standard |  | IEC 61987 | IEC | SC65E | - | C00018 | 001-01 (2018-03-28 07:27:08 by BATCH 00000762) standard | 0112-2---61987#ABF727 | https://cdd.iec.ch/cdd/iec61987/iec61987.nsf/PropertiesAllVersions/0112-2---61987%23ABF727
0112/2///61987#ABH292 | 001 | 01 | 0112/2///61987#ABH292#001 | reference to Position of nozzle |  |  |  |  | reference to block ABH129 | [5 empty] | CLASS_REFERENCE_TYPE(0112/2///61987#ABH129) 0112/2///61987#ABH129 - Position of nozzle |  |  |  |  | NON_DEPENDENT_P_DET | [5 empty] | 0112/2///61987#ABH128 - Process equipment connection | 0112/2///61987#ABA000 |  |  |  | Standard |  | IEC 61987 | IEC | SC65E | - | C00018 | 001-01 (2018-03-28 07:27:14 by BATCH 00000762) standard | 0112-2---61987#ABH292 | https://cdd.iec.ch/cdd/iec61987/iec61987.nsf/PropertiesAllVersions/0112-2---61987%23ABH292
0112/2///61987#ABI518 | 001 | 01 | 0112/2///61987#ABI518#001 | alternative spare part |  |  |  |  | spare part that can be used instead of another | [5 empty] | STRING_TYPE |  |  |  |  | NON_DEPENDENT_P_DET | [5 empty] | 0112/2///61987#ABI473 - Spare part | 0112/2///61987#ABA000 |  |  |  | Standard |  |  |  | SC65E – IEC 61987 | - | C00018 | 001-01 (2019-03-08 15:35:32 by BATCH 00000766) standard | 0112-2---61987#ABI518 | https://cdd.iec.ch/cdd/iec61987/iec61987.nsf/PropertiesAllVersions/0112-2---61987%23ABI518
0112/2///61987#ABC908 | 001 | 02 | 0112/2///61987#ABC908#001 | reference to Influence of external quantities expressed for dynamic viscosity |  |  |  |  | reference to block ABC278 | [5 empty] | CLASS_REFERENCE_TYPE(0112/2///61987#ABC278) 0112/2///61987#ABC278 - Influence of external quantities expressed for dynamic viscosity |  |  |  |  | NON_DEPENDENT_P_DET | [5 empty] | 0112/2///61987#ABC059 - Absolute performance for dynamic viscosity | 0112/2///61987#ABA000 |  |  |  | Standard |  |  |  | SC65E – IEC 61987 | - | C00004 |  | 0112-2---61987#ABC908 | https://cdd.iec.ch/cdd/iec61987/iec61987.nsf/PropertiesAllVersions/0112-2---61987%23ABC908
0112/2///61987#ABB438 | 004 | 01 | 0112/2///61987#ABB438#004 | quantity of data logging points |  |  |  |  | number of points recorded or to be recorded for a given variable | [5 empty] | INT_TYPE |  |  |  |  | NON_DEPENDENT_P_DET | [5 empty] | 0112/2///61987#ABC178 - Data logging | 0112/2///61987#ABA000 |  |  |  | Standard |  |  |  | SC65E – IEC 61987 | - | C00004 |  | 0112-2---61987#ABB438 | https://cdd.iec.ch/cdd/iec61987/iec61987.nsf/PropertiesAllVersions/0112-2---61987%23ABB438
0112/2///61987#ABA054 | 004 | 01 | 0112/2///61987#ABA054#004 | number of reset parameters |  |  |  |  | @number of reset parameters |  | cardinality property |  |  |  | INT_TYPE |  |  |  |  | CONDITION_DET | [5 empty] | 0112/2///61987#ABC163 - Communication variable | 0112/2///61987#ABA000 |  |  |  | Standard |  |  |  | SC65E – IEC 61987 | - | C00004 |  | 0112-2---61987#ABA054 | https://cdd.iec.ch/cdd/iec61987/iec61987.nsf/PropertiesAllVersions/0112-2---61987%23ABA054
0112/2///61987#ABB293 | 003 | 01 | 0112/2///61987#ABB293#003 | sublimation point |  |  |  |  | temperature at which a solid changes to the vapor state at the given operating pressure |  |  | °C |  |  | REAL_MEASURE_TYPE |  |  |  |  | NON_DEPENDENT_P_DET | [5 empty] | 0112/2///61987#ABC597 - Solid/particle phase [pressure]0112/2///61987#ABC598 - Solid/particle phase [flow]0112/2///61987#ABC654 - Total fluid [flow]0112/2///61987#ABG455 - Total fluid [temperature]0112/2///61987#ABG456 - Total fluid [density]0112/2///61987#ABG465 - Solid/particle phase [level]0112/2///61987#ABG466 - Solid/particle phase [density]0112/2///61987#ABH326 - Total process material | 0112/2///61987#ABA000 | 0112/2///62720#UAA033 - degree Celsius |  | 0112/2///61987#ABT514 - Temperature | Standard |  |  |  | SC65E – IEC 61987 | - | C00004 |  | 0112-2---61987#ABB293 | https://cdd.iec.ch/cdd/iec61987/iec61987.nsf/PropertiesAllVersions/0112-2---61987%23ABB293
0112/2///61987#ABJ637 | 001 | 01 | 0112/2///61987#ABJ637#001 | DISCRETE_PRIMARY_MEASUREMENT_VALUE |  |  |  |  | parameter indicating the value of the process value as a result of the Discrete input technology block | [5 empty] | BINARY_TYPE |  |  | IEC 61804-2 MOD |  | NON_DEPENDENT_P_DET | [5 empty] | 0112/2///61987#ABI824 - DISCRETE_PRIMARY_MEASUREMENT | 0112/2///61987#ABA000 |  |  |  | Standard |  |  |  | SC65E – IEC 61987 | - | C00018 | 001-01 (2019-03-08 15:35:33 by BATCH 00000766) standard | 0112-2---61987#ABJ637 | https://cdd.iec.ch/cdd/iec61987/iec61987.nsf/PropertiesAllVersions/0112-2---61987%23ABJ637
0112/2///61987#ABF719 | 001 | 02 | 0112/2///61987#ABF719#001 | reference to Accuracy for a subrange of voltage |  |  |  |  | reference to block ABF089 | [5 empty] | CLASS_REFERENCE_TYPE(0112/2///61987#ABF089) 0112/2///61987#ABF089 - Accuracy for a subrange of voltage |  |  |  |  | DEPENDENT_P_DET | [5 empty] | 0112/2///61987#ABF075 - Absolute performance for voltage | 0112/2///61987#ABA000 |  |  |  | Standard |  | IEC 61987 | IEC | IEC SC65E | 0112/2///61987#ABF087 - number of accuracies for a subrange of voltage | C00112 |  | 0112-2---61987#ABF719 | https://cdd.iec.ch/cdd/iec61987/iec61987.nsf/PropertiesAllVersions/0112-2---61987%23ABF719
0112/2///61987#ABG959 | 001 | 01 | 0112/2///61987#ABG959#001 | reference to Mechanical and electrical construction [vibrating tube density transmitter] |  |  |  |  | reference to block ABG399 | [5 empty] | CLASS_REFERENCE_TYPE(0112/2///61987#ABG399) 0112/2///61987#ABG399 - Mechanical and electrical construction [vibrating tube density transmitter] |  |  |  |  | NON_DEPENDENT_P_DET | [5 empty] | 0112/2///61987#ABF860 - Device LOP for vibrating tube density transmitter | 0112/2///61987#ABA000 |  |  |  | Standard |  | IEC 61987 | IEC | SC65E | - | C00017 | 001-01 (2018-03-28 07:27:12 by BATCH 00000762) standard | 0112-2---61987#ABG959 | https://cdd.iec.ch/cdd/iec61987/iec61987.nsf/PropertiesAllVersions/0112-2---61987%23ABG959
0112/2///61987#ABU305 | 001 | 04 | 0112/2///61987#ABU305#001 | reference to Binary relay output |  |  |  |  | reference to block ABC144 |  | Id specified in IEC61987-12/-13: ABC774 |  |  |  | CLASS_REFERENCE_TYPE(0112/2///61987#ABC144) 0112/2///61987#ABC144 - Binary relay output |  |  |  |  | DEPENDENT_P_DET | [5 empty] | 0112/2///61987#ABC667 - Type of output [4] | 0112/2///61987#ABA000 |  |  |  | Standard |  | IEC 61987 | IEC | IEC/SC 65E | 0112/2///61987#ABU292 - output type [4] | C00128 |  | 0112-2---61987#ABU305 | https://cdd.iec.ch/cdd/iec61987/iec61987.nsf/PropertiesAllVersions/0112-2---61987%23ABU305
0112/2///61987#ABU162 | 001 | 03 | 0112/2///61987#ABU162#001 | reference to Assigned actual volume flow range |  |  |  |  | reference to block ABC105 |  | Id specified in IEC61987-12/-13: ABC735 |  |  |  | CLASS_REFERENCE_TYPE(0112/2///61987#ABC105) 0112/2///61987#ABC105 - Assigned actual volume flow range |  |  |  |  | DEPENDENT_P_DET | [5 empty] | 0112/2///61987#ABC119 - Assigned variable [2] | 0112/2///61987#ABA000 |  |  |  | Standard |  |  |  | SC65E – IEC 61987 | 0112/2///61987#ABU145 - assigned variable type [2] | C00004 |  | 0112-2---61987#ABU162 | https://cdd.iec.ch/cdd/iec61987/iec61987.nsf/PropertiesAllVersions/0112-2---61987%23ABU162
0112/2///61987#ABH008 | 001 | 01 | 0112/2///61987#ABH008#001 | reference to Structural design [microwave density transmitter] |  |  |  |  | reference to block ABG448 | [5 empty] | CLASS_REFERENCE_TYPE(0112/2///61987#ABG448) 0112/2///61987#ABG448 - Structural design [microwave density transmitter] |  |  |  |  | NON_DEPENDENT_P_DET | [5 empty] | 0112/2///61987#ABG403 - Mechanical and electrical construction [microwave density transmitter] | 0112/2///61987#ABA000 |  |  |  | Standard |  | IEC 61987 | IEC | SC65E | - | C00017 | 001-01 (2018-03-28 07:27:12 by BATCH 00000762) standard | 0112-2---61987#ABH008 | https://cdd.iec.ch/cdd/iec61987/iec61987.nsf/PropertiesAllVersions/0112-2---61987%23ABH008
0112/2///61987#ABD594 | 001 | 04 | 0112/2///61987#ABD594#001 | full stroke time (t98) to open |  |  |  |  | for a step input signal and at rated supply pressure, time needed by a valve to reach 98% of rated travel to open |  |  | s |  |  | REAL_MEASURE_TYPE |  |  |  |  | NON_DEPENDENT_P_DET | [5 empty] | 0112/2///61987#ABD973 - Performance [10] | 0112/2///61987#ABA000 | 0112/2///62720#UAA972 - second |  | 0112/2///61987#ABT510 - Time/time duration short | Standard |  |  |  |  | - | C00004 |  | 0112-2---61987#ABD594 | https://cdd.iec.ch/cdd/iec61987/iec61987.nsf/PropertiesAllVersions/0112-2---61987%23ABD594
0112/2///61987#ABF779 | 003 | 02 | 0112/2///61987#ABF779#003 | reference to Connected cable |  |  |  |  | reference to block ABF335 | [5 empty] | CLASS_REFERENCE_TYPE(0112/2///61987#ABF335) 0112/2///61987#ABF335 - Connected cable |  |  |  |  | DEPENDENT_P_DET | [5 empty] | 0112/2///61987#ABF289 - RTD/thermocouple probe output | 0112/2///61987#ABA000 |  |  |  | Standard |  | IEC 61987 | IEC | IEC SC65E | 0112/2///61987#ABF413 - number of connected cables | C00112 |  | 0112-2---61987#ABF779 | https://cdd.iec.ch/cdd/iec61987/iec61987.nsf/PropertiesAllVersions/0112-2---61987%23ABF779
0112/2///61987#ABI502 | 001 | 01 | 0112/2///61987#ABI502#001 | number of event triggered inspections |  |  |  |  | cardinality property for event triggered inspection | [5 empty] | INT_TYPE |  |  |  |  | CONDITION_DET | [5 empty] | 0112/2///61987#ABI470 - Maintenance/service and repair | 0112/2///61987#ABA000 |  |  |  | Standard |  |  |  | SC65E – IEC 61987 | - | C00018 | 001-01 (2019-03-08 15:35:32 by BATCH 00000766) standard | 0112-2---61987#ABI502 | https://cdd.iec.ch/cdd/iec61987/iec61987.nsf/PropertiesAllVersions/0112-2---61987%23ABI502
0112/2///61987#ABE217 | 001 | 02 | 0112/2///61987#ABE217#001 | reference to Parameters of pneumatic linear actuator |  |  |  |  | reference to block ABD961 | [5 empty] | CLASS_REFERENCE_TYPE(0112/2///61987#ABD961) 0112/2///61987#ABD961 - Parameters of pneumatic linear actuator |  |  |  |  | NON_DEPENDENT_P_DET | [5 empty] | 0112/2///61987#ABE319 - Device LOP for pneumatic linear actuator | 0112/2///61987#ABA000 |  |  |  | Standard |  |  |  |  | - | C00004 |  | 0112-2---61987#ABE217 | https://cdd.iec.ch/cdd/iec61987/iec61987.nsf/PropertiesAllVersions/0112-2---61987%23ABE217
0112/2///61987#ABU443 | 001 | 03 | 0112/2///61987#ABU443#001 | reference to Assigned actual volume flow range |  |  |  |  | reference to block ABC105 |  | Id specified in IEC61987-12/-13: ABC735 |  |  |  | CLASS_REFERENCE_TYPE(0112/2///61987#ABC105) 0112/2///61987#ABC105 - Assigned actual volume flow range |  |  |  |  | DEPENDENT_P_DET | [5 empty] | 0112/2///61987#ABC120 - Assigned variable [3] | 0112/2///61987#ABA000 |  |  |  | Standard |  |  |  | SC65E – IEC 61987 | 0112/2///61987#ABU429 - assigned variable type [3] | C00004 |  | 0112-2---61987#ABU443 | https://cdd.iec.ch/cdd/iec61987/iec61987.nsf/PropertiesAllVersions/0112-2---61987%23ABU443
0112/2///61987#ABA265 | 005 | 01 | 0112/2///61987#ABA265#005 | details of telecommunication compliance |  |  |  |  | if appropriate, details of a telecommunication compliance | e.g. approval number or code, classification etc. |  |  |  |  | STRING_TYPE |  |  |  |  | NON_DEPENDENT_P_DET | [5 empty] | 0112/2///61987#ABC649 - Telecommunication compliance | 0112/2///61987#ABA000 |  |  |  | Standard |  |  |  | SC65E – IEC 61987 | - | C00018 |  | 0112-2---61987#ABA265 | https://cdd.iec.ch/cdd/iec61987/iec61987.nsf/PropertiesAllVersions/0112-2---61987%23ABA265
0112/2///61987#ABI441 | 001 | 01 | 0112/2///61987#ABI441#001 | shock test standard for transportation |  |  |  |  | standard applied for the execution of the shock test for transportation | [5 empty] | STRING_TYPE |  |  |  |  | NON_DEPENDENT_P_DET | [5 empty] | 0112/2///61987#ABI415 - Type of transportation | 0112/2///61987#ABA000 |  |  |  | Standard |  |  |  | SC65E – IEC 61987 | - | C00018 | 001-01 (2019-03-08 15:35:32 by BATCH 00000766) standard | 0112-2---61987#ABI441 | https://cdd.iec.ch/cdd/iec61987/iec61987.nsf/PropertiesAllVersions/0112-2---61987%23ABI441
0112/2///61987#ABU578 | 001 | 01 | 0112/2///61987#ABU578#001 | output type [9] |  |  |  |  | @polymorphic choices | [5 empty] | ENUM_STRING_TYPE(0112/2///61987#ABU572(Binary output IEC 60947-5-6 (NAMUR),0112/2///61987#Binary current output,0112/2///61987#Binary isolated output,0112/2///61987#Binary electronic output,0112/2///61987#Manufacturer-specific output,0112/2///61987#Binary pneumatic/hydraulic output)) |  |  |  |  | CONDITION_DET |  |  | 0112/2///61987#ABU572 | 0112/2///61987#ABU563 - IEC61987-11 Name of Binary output IEC 60947-5-6 (NAMUR)0112/2///61987#ABU564 - IEC61987-11 Name of Binary current output0112/2///61987#ABU565 - IEC61987-11 Name of Binary isolated output0112/2///61987#ABU566 - IEC61987-11 Name of Binary electronic output0112/2///61987#ABU567 - IEC61987-11 Name of Manufacturer-specific output0112/2///61987#ABU568 - IEC61987-11 Name of Binary pneumatic/hydraulic output |  | 0112/2///61987#ABE573 - Type of output [9] | 0112/2///61987#ABA000 |  |  |  | Standard |  | IEC 61987 | IEC | SC65E | - | C00016 | 001-01 (2018-03-28 07:27:21 by BATCH 00000762) standard | 0112-2---61987#ABU578 | https://cdd.iec.ch/cdd/iec61987/iec61987.nsf/PropertiesAllVersions/0112-2---61987%23ABU578
0112/2///61987#ABF256 | 002 | 01 | 0112/2///61987#ABF256#002 | style of objective |  |  |  |  | classification of the objective of a radiation thermometer according to its mechanical design | [5 empty] | ENUM_CODE_TYPE(0112/2///61987#ABL682) |  |  |  |  | DEPENDENT_P_DET |  |  | 0112/2///61987#ABL682 | 0112/2///61987#ABN333 - vacuum tight0112/2///61987#ABM449 - standard0112/2///61987#ABI407 - others |  | 0112/2///61987#ABF254 - Objective | 0112/2///61987#ABA000 |  |  |  | Standard |  | IEC 61987 | IEC | SC65E | 0112/2///61987#ABI406 - empty_property | C00091 |  | 0112-2---61987#ABF256 | https://cdd.iec.ch/cdd/iec61987/iec61987.nsf/PropertiesAllVersions/0112-2---61987%23ABF256
0112/2///61987#ABE490 | 001 | 02 | 0112/2///61987#ABE490#001 | reference to Output [10] |  |  |  |  | reference to block ABE574 | [5 empty] | CLASS_REFERENCE_TYPE(0112/2///61987#ABE574) 0112/2///61987#ABE574 - Output [10] |  |  |  |  | DEPENDENT_P_DET | [5 empty] | 0112/2///61987#ABE631 - Device LOP for solenoid valve | 0112/2///61987#ABA000 |  |  |  | Standard |  | IEC 61987 | IEC | IEC SC65E | 0112/2///61987#ABB206 - number of outputs | C00112 |  | 0112-2---61987#ABE490 | https://cdd.iec.ch/cdd/iec61987/iec61987.nsf/PropertiesAllVersions/0112-2---61987%23ABE490
0112/2///61987#ABA943 | 004 | 02 | 0112/2///61987#ABA943#004 | minimum signal voltage level for signal "0" |  |  |  |  | minimum value of an input or output voltage signal for the logical state "0" |  |  | V |  |  | REAL_MEASURE_TYPE |  |  |  |  | NON_DEPENDENT_P_DET | [5 empty] | 0112/2///61987#ABC142 - Binary input0112/2///61987#ABE570 - Solenoid valve binary input0112/2///61987#ABC141 - Binary transistor/triac output0112/2///61987#ABP074 - Signal levels | 0112/2///61987#ABA000 | 0112/2///62720#UAA296 - volt |  | 0112/2///61987#ABT506 - Voltage | Standard |  | IEC 61987 | IEC | IEC/SC 65E | - | C00128 |  | 0112-2---61987#ABA943 | https://cdd.iec.ch/cdd/iec61987/iec61987.nsf/PropertiesAllVersions/0112-2---61987%23ABA943
0112/2///61987#ABB115 | 002 | 01 | 0112/2///61987#ABB115#002 | style of flow control |  |  |  |  | classification of the means to control the flow through a variable area flowmeter according to the method used | [5 empty] | ENUM_CODE_TYPE(0112/2///61987#ABL701) |  |  |  |  | DEPENDENT_P_DET |  |  | 0112/2///61987#ABL701 | 0112/2///61987#ABN391 - without control0112/2///61987#ABN392 - manual adjustment0112/2///61987#ABN393 - needle valve controller0112/2///61987#ABI407 - others |  | 0112/2///61987#ABC638 - Structural design of a variable area flow transmitter or gauge | 0112/2///61987#ABA000 |  |  |  | Standard |  |  |  | SC65E – IEC 61987 | 0112/2///61987#ABI406 - empty_property | C00091 |  | 0112-2---61987#ABB115 | https://cdd.iec.ch/cdd/iec61987/iec61987.nsf/PropertiesAllVersions/0112-2---61987%23ABB115
0112/2///61987#ABF493 | 001 | 02 | 0112/2///61987#ABF493#001 | response time t90 in water |  |  |  |  | time duration from a step change in water temperature for the output of the system to reach for the first time 90% of its final steady state value at conditions given in the reference standard |  |  | s |  |  | REAL_MEASURE_TYPE |  |  | IEC 61515 MOD |  | NON_DEPENDENT_P_DET | [5 empty] | 0112/2///61987#ABF492 - Performance of temperature measuring devices | 0112/2///61987#ABA000 | 0112/2///62720#UAA972 - second |  | 0112/2///61987#ABT510 - Time/time duration short | Standard |  | IEC 61987 | IEC | SC65E | - | C00019 |  | 0112-2---61987#ABF493 | https://cdd.iec.ch/cdd/iec61987/iec61987.nsf/PropertiesAllVersions/0112-2---61987%23ABF493
0112/2///61987#ABE955 | 001 | 01 | 0112/2///61987#ABE955#001 | maximum influence of process pressure on level |  |  |  |  | change in output of a level measuring device caused by a change in process pressure with respect to reference conditions, expressed as the maximum error across the specified process pressure range |  |  | m/bar |  |  | REAL_MEASURE_TYPE |  |  |  |  | NON_DEPENDENT_P_DET | [5 empty] | 0112/2///61987#ABE949 - Influence of external quantities expressed for level | 0112/2///61987#ABA000 | 0112/2///62720#UAA731 - metre per bar |  | 0112/2///61987#ABT550 - Length per pressure | Standard |  | IEC 61987 | IEC | SC65E | - | C00018 | 001-01 (2018-03-28 07:27:03 by BATCH 00000762) standard | 0112-2---61987#ABE955 | https://cdd.iec.ch/cdd/iec61987/iec61987.nsf/PropertiesAllVersions/0112-2---61987%23ABE955
0112/2///61987#ABP266 | 001 | 01 | 0112/2///61987#ABP266#001 | reference to Pulse output [I/O module] |  |  |  |  | reference to block ABP062 | [5 empty] | CLASS_REFERENCE_TYPE(0112/2///61987#ABP062) 0112/2///61987#ABP062 - Pulse output [I/O module] |  |  |  |  | NON_DEPENDENT_P_DET | [5 empty] | 0112/2///61987#ABP052 - Output [I/O module] | 0112/2///61987#ABA000 |  |  |  | Standard |  | IEC 61987 | IEC | IEC/SC 65E | - | C00128 | 001-01 (2023-01-23 14:53:53 by BATCH 00000807) standard | 0112-2---61987#ABP266 | https://cdd.iec.ch/cdd/iec61987/iec61987.nsf/PropertiesAllVersions/0112-2---61987%23ABP266
0112/2///61987#ABA356 | 001 | 04 | 0112/2///61987#ABA356#001 | lower range-value of pressure | lower range-value |  |  |  | pressure value assigned to the lower range end-value of the input or output signal |  |  | bar |  |  | REAL_MEASURE_TYPE |  |  |  |  | NON_DEPENDENT_P_DET | [5 empty] | 0112/2///61987#ABC115 - Assigned pressure range | 0112/2///61987#ABA000 | 0112/2///62720#UAA323 - bar |  | 0112/2///61987#ABT524 - Pressure | Standard |  |  |  | SC65E – IEC 61987 | - | C00004 |  | 0112-2---61987#ABA356 | https://cdd.iec.ch/cdd/iec61987/iec61987.nsf/PropertiesAllVersions/0112-2---61987%23ABA356
0112/2///61987#ABB817 | 001 | 04 | 0112/2///61987#ABB817#001 | average influence of process pressure on mass flow |  |  |  |  | change in output of a mass flow measuring device caused by a change in process pressure with respect to reference conditions, expressed as the average error across the specified process pressure range |  |  | "(kg/h)/bar" |  |  | REAL_MEASURE_TYPE |  |  |  |  | NON_DEPENDENT_P_DET | [5 empty] | 0112/2///61987#ABC279 - Influence of external quantities expressed for mass flow | 0112/2///61987#ABA000 | 0112/2///62720#UAA609 - kilogram per hour bar |  | 0112/2///61987#ABT544 - Mass flow rate per pressure | Standard |  |  |  | SC65E – IEC 61987 | - | C00018 |  | 0112-2---61987#ABB817 | https://cdd.iec.ch/cdd/iec61987/iec61987.nsf/PropertiesAllVersions/0112-2---61987%23ABB817
0112/2///61987#ABF617 | 001 | 01 | 0112/2///61987#ABF617#001 | average influence of ambient temperature on volume fraction |  |  |  |  | change in output of a volume fraction measuring device caused by a change in ambient temperature with respect to reference conditions, expressed as the average error across the specified ambient temperature range |  |  | %/K |  |  | REAL_MEASURE_TYPE |  |  |  |  | NON_DEPENDENT_P_DET | [5 empty] | 0112/2///61987#ABF616 - Influence of external quantities expressed for volume fraction | 0112/2///61987#ABA000 | 0112/2///62720#UAA008 - percent per kelvin |  | 0112/2///61987#ABT527 - Percentage per temperature | Standard |  | IEC 61987 | IEC | SC65E | - | C00018 | 001-01 (2018-03-28 07:27:08 by BATCH 00000762) standard | 0112-2---61987#ABF617 | https://cdd.iec.ch/cdd/iec61987/iec61987.nsf/PropertiesAllVersions/0112-2---61987%23ABF617
0112/2///61987#ABP269 | 001 | 01 | 0112/2///61987#ABP269#001 | reference to Reference conditions for the performance variable [I/O module] |  |  |  |  | reference to block ABP065 | [5 empty] | CLASS_REFERENCE_TYPE(0112/2///61987#ABP065) 0112/2///61987#ABP065 - Reference conditions for the performance variable [I/O module] |  |  |  |  | NON_DEPENDENT_P_DET | [5 empty] | 0112/2///61987#ABP057 - Performance variable [input module]0112/2///61987#ABP058 - Performance variable [output module] | 0112/2///61987#ABA000 |  |  |  | Standard |  | IEC 61987 | IEC | IEC/SC 65E | - | C00128 | 001-01 (2023-01-23 14:53:53 by BATCH 00000807) standard | 0112-2---61987#ABP269 | https://cdd.iec.ch/cdd/iec61987/iec61987.nsf/PropertiesAllVersions/0112-2---61987%23ABP269
0112/2///61987#ABB207 | 001 | 05 | 0112/2///61987#ABB207#001 | set lower range end-value of interval of pressure |  |  |  |  | value defining the start of a subrange for pressure |  |  | bar |  |  | REAL_MEASURE_TYPE |  |  | IEC 61298-2, MOD. |  | NON_DEPENDENT_P_DET | [5 empty] | 0112/2///61987#ABC076 - Accuracy for a subrange of pressure | 0112/2///61987#ABA000 | 0112/2///62720#UAA323 - bar |  | 0112/2///61987#ABT524 - Pressure | Standard |  | IEC 61987 | IEC | IEC/SC 65E | - | C00128 |  | 0112-2---61987#ABB207 | https://cdd.iec.ch/cdd/iec61987/iec61987.nsf/PropertiesAllVersions/0112-2---61987%23ABB207
0112/2///61987#ABB660 | 002 | 01 | 0112/2///61987#ABB660#002 | reference base for interval |  |  |  |  | basis for stating an interval | [5 empty] | ENUM_CODE_TYPE(0112/2///61987#ABJ764) |  |  |  |  | DEPENDENT_P_DET |  |  | 0112/2///61987#ABJ764 | 0112/2///61987#ABL009 - relative to calibrated span0112/2///61987#ABL010 - relative to full scale0112/2///61987#ABL011 - relative to measured value0112/2///61987#ABL012 - relative to measuring upper range-limit0112/2///61987#ABL013 - relative to span0112/2///61987#ABI407 - others |  | 0112/2///61987#ABC077 - Accuracy for a subrange of span | 0112/2///61987#ABA000 |  |  |  | Standard |  |  |  | SC65E – IEC 61987 | 0112/2///61987#ABI406 - empty_property | C00091 |  | 0112-2---61987#ABB660 | https://cdd.iec.ch/cdd/iec61987/iec61987.nsf/PropertiesAllVersions/0112-2---61987%23ABB660
0112/2///61987#ABC988 | 001 | 02 | 0112/2///61987#ABC988#001 | reference to Material of external coating |  |  |  |  | reference to block ABC358 | [5 empty] | CLASS_REFERENCE_TYPE(0112/2///61987#ABC358) 0112/2///61987#ABC358 - Material of external coating |  |  |  |  | NON_DEPENDENT_P_DET | [5 empty] | 0112/2///61987#ABC445 - Meter run | 0112/2///61987#ABA000 |  |  |  | Standard |  |  |  | SC65E – IEC 61987 | - | C00004 |  | 0112-2---61987#ABC988 | https://cdd.iec.ch/cdd/iec61987/iec61987.nsf/PropertiesAllVersions/0112-2---61987%23ABC988
0112/2///61987#ABE837 | 001 | 01 | 0112/2///61987#ABE837#001 | accuracy of volume measuring instrument |  |  |  |  | quality which characterizes the ability of a volume measuring instrument to provide an indicated value close to a true value of the measurand under reference conditions | the accuracy is based on a statistical sample of test devices |  | m³ |  |  | REAL_MEASURE_TYPE |  |  | IEV 311-06-08 (modified |  | NON_DEPENDENT_P_DET | [5 empty] | 0112/2///61987#ABE836 - Absolute performance for volume0112/2///61987#ABE843 - Accuracy for a subrange of volume | 0112/2///61987#ABA000 | 0112/2///62720#UAA757 - metre cubed |  | 0112/2///61987#ABT505 - Volume | Standard |  | IEC 61987 | IEC | SC65E | - | C00018 | 001-01 (2018-03-28 07:27:02 by BATCH 00000762) standard | 0112-2---61987#ABE837 | https://cdd.iec.ch/cdd/iec61987/iec61987.nsf/PropertiesAllVersions/0112-2---61987%23ABE837
0112/2///61987#ABA899 | 001 | 04 | 0112/2///61987#ABA899#001 | length of extension |  |  |  |  | overall length of an extension tube of a pressure transmitter |  |  | mm |  |  | REAL_MEASURE_TYPE |  |  |  |  | NON_DEPENDENT_P_DET | [5 empty] | 0112/2///61987#ABC198 - Extended diaphragm seal0112/2///61987#ABF535 - Sight glass | 0112/2///61987#ABA000 | 0112/2///62720#UAA862 - millimetre |  | 0112/2///61987#ABT548 - Length short | Standard |  |  |  | SC65E – IEC 61987 | - | C00004 |  | 0112-2---61987#ABA899 | https://cdd.iec.ch/cdd/iec61987/iec61987.nsf/PropertiesAllVersions/0112-2---61987%23ABA899
0112/2///61987#ABB509 | 002 | 01 | 0112/2///61987#ABB509#002 | details of regulation |  |  |  |  | if appropriate, details of a special regulation | e.g. approval number or code etc. |  |  |  |  | ENUM_CODE_TYPE(0112/2///61987#ABL338) |  |  |  |  | DEPENDENT_P_DET |  |  | 0112/2///61987#ABL338 | 0112/2///61987#ABM091 - Class 40112/2///61987#ABM092 - Class 50112/2///61987#ABM093 - UN 34800112/2///61987#ABM094 - UN 34810112/2///61987#ABI407 - others |  | 0112/2///61987#ABC601 - Special regulation | 0112/2///61987#ABA000 |  |  |  | Standard |  |  |  | SC65E – IEC 61987 | 0112/2///61987#ABI406 - empty_property | C00091 |  | 0112-2---61987#ABB509 | https://cdd.iec.ch/cdd/iec61987/iec61987.nsf/PropertiesAllVersions/0112-2---61987%23ABB509
0112/2///61987#ABD768 | 003 | 01 | 0112/2///61987#ABD768#003 | type of setpoint adjustment |  |  |  |  | classification of a setpoint adjustment according to the method used to generate the setpoint | [5 empty] | ENUM_CODE_TYPE(0112/2///61987#ABL637) |  |  |  |  | DEPENDENT_P_DET |  |  | 0112/2///61987#ABL637 | 0112/2///61987#ABN157 - spring0112/2///61987#ABN159 - pilot valve0112/2///61987#ABI407 - others |  | 0112/2///61987#ABE035 - Structural design of a pressure reducing regulator or back pressure/excess pressure regulator0112/2///61987#ABE611 - Structural design of a filter regulator | 0112/2///61987#ABA000 |  |  |  | Standard |  |  |  |  | 0112/2///61987#ABI406 - empty_property | C00091 |  | 0112-2---61987#ABD768 | https://cdd.iec.ch/cdd/iec61987/iec61987.nsf/PropertiesAllVersions/0112-2---61987%23ABD768
0112/2///61987#ABH217 | 001 | 01 | 0112/2///61987#ABH217#001 | inactive length of antenna |  |  |  |  | length of an antenna section that does not contribute to wave emission or absorption |  |  | mm |  |  | REAL_MEASURE_TYPE |  |  |  |  | NON_DEPENDENT_P_DET | [5 empty] | 0112/2///61987#ABH208 - Structural design of an antenna | 0112/2///61987#ABA000 | 0112/2///62720#UAA862 - millimetre |  | 0112/2///61987#ABT548 - Length short | Standard |  |  |  | SC65E – IEC 61987 | - | C0018 | 001-01 (2018-03-28 07:27:14 by BATCH 00000762) standard | 0112-2---61987#ABH217 | https://cdd.iec.ch/cdd/iec61987/iec61987.nsf/PropertiesAllVersions/0112-2---61987%23ABH217
0112/2///61987#ABH211 | 001 | 01 | 0112/2///61987#ABH211#001 | maximum diameter of antenna |  |  |  |  | diameter of the antenna at its widest point |  |  | mm |  |  | REAL_MEASURE_TYPE |  |  |  |  | NON_DEPENDENT_P_DET | [5 empty] | 0112/2///61987#ABH208 - Structural design of an antenna | 0112/2///61987#ABA000 | 0112/2///62720#UAA862 - millimetre |  | 0112/2///61987#ABT548 - Length short | Standard |  |  |  | SC65E – IEC 61987 | - | C0018 | 001-01 (2018-03-28 07:27:14 by BATCH 00000762) standard | 0112-2---61987#ABH211 | https://cdd.iec.ch/cdd/iec61987/iec61987.nsf/PropertiesAllVersions/0112-2---61987%23ABH211
0112/2///61987#ABH567 | 001 | 01 | 0112/2///61987#ABH567#001 | value of analog voltage output |  |  |  |  | voltage signal representing the value of a variable |  |  | V |  |  | REAL_MEASURE_TYPE |  |  |  |  | NON_DEPENDENT_P_DET | [5 empty] | 0112/2///61987#ABH565 - Output values of mass flow0112/2///61987#ABH647 - Output values of actual volume flow0112/2///61987#ABH648 - Output values of normalized volume flow0112/2///61987#ABH649 - Output values of flow velocity0112/2///61987#ABH650 - Output values of density0112/2///61987#ABH651 - Output values of concentration0112/2///61987#ABH652 - Output values of volume fraction0112/2///61987#ABH653 - Output values of mass fraction0112/2///61987#ABH654 - Output values of pressure0112/2///61987#ABH655 - Output values of temperature0112/2///61987#ABH656 - Output values of dynamic viscosity0112/2///61987#ABH657 - Output values of level0112/2///61987#ABH658 - Output values of ullage0112/2///61987#ABH659 - Output values of mass0112/2///61987#ABH660 - Output values of volume0112/2///61987#ABH661 - Output values of degree of filling0112/2///61987#ABH662 - Output values of voltage0112/2///61987#ABH663 - Output values of resistance0112/2///61987#ABH664 - Output values of other variable | 0112/2///61987#ABA000 | 0112/2///62720#UAA296 - volt |  | 0112/2///61987#ABT506 - Voltage | Standard |  | IEC 61987 |  | SC65E – IEC 61987 | - | C00018 | 001-01 (2019-03-08 15:35:29 by BATCH 00000766) standard | 0112-2---61987#ABH567 | https://cdd.iec.ch/cdd/iec61987/iec61987.nsf/PropertiesAllVersions/0112-2---61987%23ABH567
0112/2///61987#ABB864 | 001 | 03 | 0112/2///61987#ABB864#001 | minimum assignable quantity of pulses per value of other variable |  |  |  |  | lowest other variable value assignable to pulse value of other variable | [5 empty] | REAL_TYPE |  |  |  |  | NON_DEPENDENT_P_DET | [5 empty] | 0112/2///61987#ABC113 - Assigned other variable pulse value | 0112/2///61987#ABA000 |  |  |  | Standard |  |  |  | SC65E – IEC 61987 | - | C00019 |  | 0112-2---61987#ABB864 | https://cdd.iec.ch/cdd/iec61987/iec61987.nsf/PropertiesAllVersions/0112-2---61987%23ABB864
0112/2///61987#ABB111 | 002 | 01 | 0112/2///61987#ABB111#002 | type of vortex flowmeter |  |  |  |  | classification of a vortex flowmeter according to the method of installation | [5 empty] | ENUM_CODE_TYPE(0112/2///61987#ABL415) |  |  |  |  | DEPENDENT_P_DET |  |  | 0112/2///61987#ABL415 | 0112/2///61987#ABM339 - flanged0112/2///61987#ABM346 - flanged with reduced bore0112/2///61987#ABM347 - wafer0112/2///61987#ABM348 - insertion0112/2///61987#ABI407 - others |  | 0112/2///61987#ABC639 - Structural design of a vortex flow transmitter | 0112/2///61987#ABA000 |  |  |  | Standard |  |  |  | SC65E – IEC 61987 | 0112/2///61987#ABI406 - empty_property | C00091 |  | 0112-2---61987#ABB111 | https://cdd.iec.ch/cdd/iec61987/iec61987.nsf/PropertiesAllVersions/0112-2---61987%23ABB111
0112/2///61987#ABU226 | 001 | 03 | 0112/2///61987#ABU226#001 | reference to Resistance temperature detector/thermocouple input |  |  |  |  | reference to block ABC580 |  | Id specified in IEC61987-12/-13: ABD206 |  |  |  | CLASS_REFERENCE_TYPE(0112/2///61987#ABC580) 0112/2///61987#ABC580 - RTD/thermocouple input |  |  |  |  | DEPENDENT_P_DET | [5 empty] | 0112/2///61987#ABC658 - Type of auxiliary input [8] | 0112/2///61987#ABA000 |  |  |  | Standard |  |  |  | SC65E – IEC 61987 | 0112/2///61987#ABU222 - auxiliary input type [8] | C00004 |  | 0112-2---61987#ABU226 | https://cdd.iec.ch/cdd/iec61987/iec61987.nsf/PropertiesAllVersions/0112-2---61987%23ABU226
0112/2///61987#ABI152 | 001 | 01 | 0112/2///61987#ABI152#001 | SETPOINT_HIGH_LIMIT |  |  |  |  | parameter setting a high limit for setpoint limiting | [5 empty] | REAL_TYPE |  |  |  |  | NON_DEPENDENT_P_DET | [5 empty] | 0112/2///61987#ABH885 - Control function block0112/2///61987#ABH888 - Analog output function block | 0112/2///61987#ABA000 |  |  |  | Standard |  |  |  | SC65E – IEC 61987 | - | C00018 | 001-01 (2019-03-08 15:35:31 by BATCH 00000766) standard | 0112-2---61987#ABI152 | https://cdd.iec.ch/cdd/iec61987/iec61987.nsf/PropertiesAllVersions/0112-2---61987%23ABI152
0112/2///61987#ABB295 | 002 | 01 | 0112/2///61987#ABB295#002 | number of phases |  |  |  |  | @number of phases |  | cardinality property |  |  |  | INT_TYPE |  |  |  |  | CONDITION_DET | [5 empty] | 0112/2///61987#ABC536 - Process case variables [pressure]0112/2///61987#ABC537 - Process case variables [flow]0112/2///61987#ABG453 - Process case variables [level]0112/2///61987#ABH054 - Process case variables [density] | 0112/2///61987#ABA000 |  |  |  | Standard |  |  |  | SC65E – IEC 61987 | - | C00004 |  | 0112-2---61987#ABB295 | https://cdd.iec.ch/cdd/iec61987/iec61987.nsf/PropertiesAllVersions/0112-2---61987%23ABB295
0112/2///61987#ABA520 | 001 | 02 | 0112/2///61987#ABA520#001 | designation of remote configuration tool |  |  |  |  | alphanumeric character sequence identifying a remote configuration tool for a device | [5 empty] | STRING_TYPE |  |  |  |  | NON_DEPENDENT_P_DET | [5 empty] | 0112/2///61987#ABC576 - Remote configuration tool | 0112/2///61987#ABA000 |  |  |  | Standard |  |  |  | SC65E – IEC 61987 | - | C00004 |  | 0112-2---61987#ABA520 | https://cdd.iec.ch/cdd/iec61987/iec61987.nsf/PropertiesAllVersions/0112-2---61987%23ABA520
0112/2///61987#ABI552 | 001 | 02 | 0112/2///61987#ABI552#001 | reference to Spare part |  |  |  |  | reference to block ABI473 | [5 empty] | CLASS_REFERENCE_TYPE(0112/2///61987#ABI473) 0112/2///61987#ABI473 - Spare part |  |  |  |  | DEPENDENT_P_DET | [5 empty] | 0112/2///61987#ABI467 - Accessories and spare parts | 0112/2///61987#ABA000 |  |  |  | Standard |  | IEC 61987 | IEC | IEC SC65E | 0112/2///61987#ABI491 - number of spare parts | C00112 |  | 0112-2---61987#ABI552 | https://cdd.iec.ch/cdd/iec61987/iec61987.nsf/PropertiesAllVersions/0112-2---61987%23ABI552
0112/2///61987#ABG498 | 001 | 01 | 0112/2///61987#ABG498#001 | reference to Input [31] |  |  |  |  | reference to block ABF938 | [5 empty] | CLASS_REFERENCE_TYPE(0112/2///61987#ABF938) 0112/2///61987#ABF938 - Input [31] |  |  |  |  | NON_DEPENDENT_P_DET | [5 empty] | 0112/2///61987#ABF858 - Device LOP for buoyancy density transmitter0112/2///61987#ABF859 - Device LOP for refractive index density transmitter0112/2///61987#ABF860 - Device LOP for vibrating tube density transmitter0112/2///61987#ABF861 - Device LOP for radiometric density transmitter0112/2///61987#ABF862 - Device LOP for vibrating fork/rod density transmitter0112/2///61987#ABF863 - Device LOP for ultrasonic density transmitter0112/2///61987#ABF864 - Device LOP for microwave density transmitter0112/2///61987#ABF865 - Device LOP for density transmitter0112/2///61987#ABF866 - Device LOP for separate density transmitter | 0112/2///61987#ABA000 |  |  |  | Standard |  | IEC 61987 | IEC | SC65E | - | C00017 | 001-01 (2018-03-28 07:27:10 by BATCH 00000762) standard | 0112-2---61987#ABG498 | https://cdd.iec.ch/cdd/iec61987/iec61987.nsf/PropertiesAllVersions/0112-2---61987%23ABG498
0112/2///61987#ABB591 | 005 | 01 | 0112/2///61987#ABB591#005 | function of audible control |  |  |  |  | purpose for which an audible control is provided | [5 empty] | ENUM_CODE_TYPE(0112/2///61987#ABL342) |  |  |  |  | DEPENDENT_P_DET |  |  | 0112/2///61987#ABL342 | 0112/2///61987#ABM101 - confirmation0112/2///61987#ABM102 - alarm0112/2///61987#ABM103 - remark0112/2///61987#ABI407 - others |  | 0112/2///61987#ABC125 - Audible controls | 0112/2///61987#ABA000 |  |  |  | Standard |  |  |  | SC65E – IEC 61987 | 0112/2///61987#ABI406 - empty_property | C00091 |  | 0112-2---61987#ABB591 | https://cdd.iec.ch/cdd/iec61987/iec61987.nsf/PropertiesAllVersions/0112-2---61987%23ABB591
0112/2///61987#ABU430 | 001 | 03 | 0112/2///61987#ABU430#001 | reference to Analog current output [5] |  |  |  |  | reference to block ABC090 |  | Id specified in IEC61987-12/-13: ABC720 |  |  |  | CLASS_REFERENCE_TYPE(0112/2///61987#ABC090) 0112/2///61987#ABC090 - Analog current output [5] |  |  |  |  | DEPENDENT_P_DET | [5 empty] | 0112/2///61987#ABC670 - Type of output [7] | 0112/2///61987#ABA000 |  |  |  | Standard |  |  |  | SC65E – IEC 61987 | 0112/2///61987#ABU426 - output type [7] | C00004 |  | 0112-2---61987#ABU430 | https://cdd.iec.ch/cdd/iec61987/iec61987.nsf/PropertiesAllVersions/0112-2---61987%23ABU430
0112/2///61987#ABH999 | 001 | 01 | 0112/2///61987#ABH999#001 | number of Control function blocks |  |  |  |  | cardinality property for Control function block | [5 empty] | INT_TYPE |  |  |  |  | CONDITION_DET | [5 empty] | 0112/2///61987#ABH840 - User application parameters | 0112/2///61987#ABA000 |  |  |  | Standard |  |  |  | SC65E – IEC 61987 | - | C00018 | 001-01 (2019-03-08 15:35:31 by BATCH 00000766) standard | 0112-2---61987#ABH999 | https://cdd.iec.ch/cdd/iec61987/iec61987.nsf/PropertiesAllVersions/0112-2---61987%23ABH999
0112/2///61987#ABI456 | 002 | 01 | 0112/2///61987#ABI456#002 | style of process connection |  |  |  |  | classification of a process connection according to its mechanical design | [5 empty] | ENUM_CODE_TYPE(0112/2///61987#ABJ732) |  |  |  |  | DEPENDENT_P_DET |  |  | 0112/2///61987#ABJ732 | 0112/2///61987#ABK274 - plate flange for welding0112/2///61987#ABK275 - loose plate flange with weld-on plate collar or lapped pipe end0112/2///61987#ABK276 - loose plate flange with weld ring neck0112/2///61987#ABK277 - loose plate flange with pressed collar with long neck0112/2///61987#ABK278 - loose plate flange with pressed collar0112/2///61987#ABK279 - loose plate flange with weld-neck collar0112/2///61987#ABK280 - blind flange0112/2///61987#ABK281 - weld-neck flange (WN)0112/2///61987#ABK282 - hubbed slip-on flange for welding0112/2///61987#ABK283 - hubbed threaded flange0112/2///61987#ABK284 - integral flange0112/2///61987#ABK285 - weld-on plate collar0112/2///61987#ABK286 - lapped pipe end0112/2///61987#ABK287 - weld-neck collar0112/2///61987#ABK288 - weldring neck0112/2///61987#ABK289 - pressed collar with long neck0112/2///61987#ABK290 - pressed collar0112/2///61987#ABK291 - female straight thread0112/2///61987#ABK292 - female tapered thread0112/2///61987#ABK293 - male straight thread0112/2///61987#ABK294 - male tapered thread0112/2///61987#ABK295 - threaded flange (TF)0112/2///61987#ABK296 - socket weld flange (SW)0112/2///61987#ABK297 - lapped joint flange (LJ)0112/2///61987#ABK298 - slip-on welding flange (SO)0112/2///61987#ABK299 - slip-on flange hub (SOH)0112/2///61987#ABK300 - slip-on flange plate (SOP)0112/2///61987#ABK301 - loose flange0112/2///61987#ABI407 - others |  | 0112/2///61987#ABU458 - Process connection | 0112/2///61987#ABA000 |  |  |  | Standard |  |  |  | SC65E – IEC 61987 | 0112/2///61987#ABI406 - empty_property | C00091 |  | 0112-2---61987#ABI456 | https://cdd.iec.ch/cdd/iec61987/iec61987.nsf/PropertiesAllVersions/0112-2---61987%23ABI456
0112/2///61987#ABG690 | 001 | 02 | 0112/2///61987#ABG690#001 | reference to Output [15] |  |  |  |  | reference to block ABG130 | [5 empty] | CLASS_REFERENCE_TYPE(0112/2///61987#ABG130) 0112/2///61987#ABG130 - Output [15] |  |  |  |  | DEPENDENT_P_DET | [5 empty] | 0112/2///61987#ABE736 - Device LOP for displacer level transmitter/switch | 0112/2///61987#ABA000 |  |  |  | Standard |  | IEC 61987 | IEC | IEC SC65E | 0112/2///61987#ABB206 - number of outputs | C00112 |  | 0112-2---61987#ABG690 | https://cdd.iec.ch/cdd/iec61987/iec61987.nsf/PropertiesAllVersions/0112-2---61987%23ABG690
0112/2///61987#ABD402 | 001 | 04 | 0112/2///61987#ABD402#001 | minimum frequency |  |  |  |  | lowest value for frequency that occurs or has to occur |  |  | Hz |  |  | REAL_MEASURE_TYPE |  |  |  |  | NON_DEPENDENT_P_DET | [5 empty] | 0112/2///61987#ABD397 - Vibration test condition | 0112/2///61987#ABA000 | 0112/2///62720#UAA170 - hertz |  | 0112/2///61987#ABT561 - Frequency | Standard |  |  |  | SC65E – IEC 61987 | - | C00018 |  | 0112-2---61987#ABD402 | https://cdd.iec.ch/cdd/iec61987/iec61987.nsf/PropertiesAllVersions/0112-2---61987%23ABD402
0112/2///61987#ABF227 | 001 | 02 | 0112/2///61987#ABF227#001 | noise equivalent temperature difference |  |  |  |  | contribution of the measurement uncertainty which is due to instrument noise |  |  | °C |  |  | REAL_MEASURE_TYPE |  |  | IEC 62492-2 MOD |  | NON_DEPENDENT_P_DET | [5 empty] | 0112/2///61987#ABF003 - Performance of non-contact temperature transmitter/radiation temperature transmitter | 0112/2///61987#ABA000 | 0112/2///62720#UAA033 - degree Celsius |  | 0112/2///61987#ABT514 - Temperature | Standard |  | IEC 61987 | IEC | SC65E | - | C00018 |  | 0112-2---61987#ABF227 | https://cdd.iec.ch/cdd/iec61987/iec61987.nsf/PropertiesAllVersions/0112-2---61987%23ABF227
0112/2///61987#ABV166 | 001 | 01 | 0112/2///61987#ABV166#001 | output type [19] |  |  |  |  | polymorphism property allowing selection of an output type for a device |  | Polymorphic control property |  |  |  | ENUM_STRING_TYPE(0112/2///61987#ABV144(Analog current output [14],Analog voltage output [14],Frequency output [14],Binary output IEC 60947-5-6 (NAMUR),0112/2///61987#Binary current output,0112/2///61987#Binary isolated output,0112/2///61987#Binary electronic output,0112/2///61987#Manufacturer-specific output [14],0112/2///61987#RTD/thermocouple probe output)) |  |  |  |  | CONDITION_DET |  |  | 0112/2///61987#ABV144 | 0112/2///61987#ABV102 - IEC61987-11 Name of Analog current output [14]0112/2///61987#ABV103 - IEC61987-11 Name of Analog voltage output [14]0112/2///61987#ABV104 - IEC61987-11 Name of Frequency output [14]0112/2///61987#ABV133 - IEC61987-11 Name of Binary output IEC 60947-5-6 (NAMUR)0112/2///61987#ABV134 - IEC61987-11 Name of Binary current output0112/2///61987#ABV135 - IEC61987-11 Name of Binary isolated output0112/2///61987#ABV136 - IEC61987-11 Name of Binary electronic output0112/2///61987#ABV105 - IEC61987-11 Name of Manufacturer-specific output [14]0112/2///61987#ABV129 - IEC61987-11 Name of RTD/thermocouple probe output |  | 0112/2///61987#ABG149 - Type of output [19] | 0112/2///61987#ABA000 |  |  |  | Standard |  | IEC 61987 | IEC | SC65E | - | C00019 | 001-01 (2018-03-28 07:27:23 by BATCH 00000762) standard | 0112-2---61987#ABV166 | https://cdd.iec.ch/cdd/iec61987/iec61987.nsf/PropertiesAllVersions/0112-2---61987%23ABV166
0112/2///61987#ABE514 | 001 | 01 | 0112/2///61987#ABE514#001 | reference to Mechanical and electrical construction [position transmitter] |  |  |  |  | reference to block ABE596 | [5 empty] | CLASS_REFERENCE_TYPE(0112/2///61987#ABE596) 0112/2///61987#ABE596 - Mechanical and electrical construction [position transmitter] |  |  |  |  | NON_DEPENDENT_P_DET | [5 empty] | 0112/2///61987#ABV520 - Device LOP for position transmitter | 0112/2///61987#ABA000 |  |  |  | Standard |  | IEC 61987 | IEC | SC65E | - | C00016 | 001-01 (2018-03-28 07:27:00 by BATCH 00000762) standard | 0112-2---61987#ABE514 | https://cdd.iec.ch/cdd/iec61987/iec61987.nsf/PropertiesAllVersions/0112-2---61987%23ABE514
0112/2///61987#ABB632 | 001 | 05 | 0112/2///61987#ABB632#001 | set lower range end-value of pneumatic/hydraulic output |  |  |  |  | pressure value to which the lower range end-value of a pneumatic/hydraulic output signal has been adjusted |  |  | bar |  |  | REAL_MEASURE_TYPE |  |  |  |  | NON_DEPENDENT_P_DET | [5 empty] | 0112/2///61987#ABC515 - Pneumatic/hydraulic input/output parameters | 0112/2///61987#ABA000 | 0112/2///62720#UAA323 - bar |  | 0112/2///61987#ABT524 - Pressure | Standard |  | IEC 61987 | IEC | IEC/SC 65E | - | C00128 |  | 0112-2---61987#ABB632 | https://cdd.iec.ch/cdd/iec61987/iec61987.nsf/PropertiesAllVersions/0112-2---61987%23ABB632
0112/2///61987#ABG611 | 001 | 02 | 0112/2///61987#ABG611#001 | reference to Auxiliary input [13] |  |  |  |  | reference to block ABG051 | [5 empty] | CLASS_REFERENCE_TYPE(0112/2///61987#ABG051) 0112/2///61987#ABG051 - Auxiliary input [13] |  |  |  |  | DEPENDENT_P_DET | [5 empty] | 0112/2///61987#ABV035 - Input [37] | 0112/2///61987#ABA000 |  |  |  | Standard |  | IEC 61987 | IEC | IEC SC65E | 0112/2///61987#ABA340 - number of auxiliary inputs | C00112 |  | 0112-2---61987#ABG611 | https://cdd.iec.ch/cdd/iec61987/iec61987.nsf/PropertiesAllVersions/0112-2---61987%23ABG611
0112/2///61987#ABH682 | 001 | 01 | 0112/2///61987#ABH682#001 | value of resistance indicator/display |  |  |  |  | reading of a value on a display or an indicator representing a resistance variable |  |  | Ω |  |  | REAL_MEASURE_TYPE |  |  |  |  | NON_DEPENDENT_P_DET | [5 empty] | 0112/2///61987#ABH663 - Output values of resistance | 0112/2///61987#ABA000 | 0112/2///62720#UAA017 - ohm |  | 0112/2///61987#ABT564 - Electrical resistance | Standard |  | IEC 61987 |  | SC65E – IEC 61987 | - | C00018 | 001-01 (2019-03-08 15:35:29 by BATCH 00000766) standard | 0112-2---61987#ABH682 | https://cdd.iec.ch/cdd/iec61987/iec61987.nsf/PropertiesAllVersions/0112-2---61987%23ABH682
0112/2///61987#ABF572 | 001 | 01 | 0112/2///61987#ABF572#001 | upper range-limit of mass fraction |  |  |  |  | highest value of mass fraction that a device can be adjusted to measure within its specified accuracy limits |  |  | % |  |  | REAL_MEASURE_TYPE |  |  |  |  | NON_DEPENDENT_P_DET | [5 empty] | 0112/2///61987#ABF569 - Measuring range for mass fraction | 0112/2///61987#ABA000 | 0112/2///62720#UAA000 - percent |  | 0112/2///61987#ABT533 - Percentage | Standard |  | IEC 61987 | IEC | SC65E | - | C00017 | 001-01 (2018-03-28 07:27:07 by BATCH 00000762) standard | 0112-2---61987#ABF572 | https://cdd.iec.ch/cdd/iec61987/iec61987.nsf/PropertiesAllVersions/0112-2---61987%23ABF572
0112/2///61987#ABG994 | 001 | 01 | 0112/2///61987#ABG994#001 | reference to Structural design [radiation thermometer] |  |  |  |  | reference to block ABG434 | [5 empty] | CLASS_REFERENCE_TYPE(0112/2///61987#ABG434) 0112/2///61987#ABG434 - Structural design [radiation thermometer] |  |  |  |  | NON_DEPENDENT_P_DET | [5 empty] | 0112/2///61987#ABG389 - Mechanical and electrical construction [radiation thermometer] | 0112/2///61987#ABA000 |  |  |  | Standard |  | IEC 61987 | IEC | SC65E | - | C00019 | 001-01 (2018-03-28 07:27:12 by BATCH 00000762) standard | 0112-2---61987#ABG994 | https://cdd.iec.ch/cdd/iec61987/iec61987.nsf/PropertiesAllVersions/0112-2---61987%23ABG994
0112/2///61987#ABA440 | 001 | 05 | 0112/2///61987#ABA440#001 | set lower range end-value of voltage output |  |  |  |  | voltage value to which the lower range end-value of a voltage output signal has been adjusted |  |  | V |  |  | REAL_MEASURE_TYPE |  |  |  |  | NON_DEPENDENT_P_DET | [5 empty] | 0112/2///61987#ABC099 - Analog voltage output parameters | 0112/2///61987#ABA000 | 0112/2///62720#UAA296 - volt |  | 0112/2///61987#ABT506 - Voltage | Standard |  | IEC 61987 | IEC | IEC/SC 65E | - | C00128 |  | 0112-2---61987#ABA440 | https://cdd.iec.ch/cdd/iec61987/iec61987.nsf/PropertiesAllVersions/0112-2---61987%23ABA440
0112/2///61987#ABF178 | 002 | 01 | 0112/2///61987#ABF178#002 | type of reference path |  |  |  |  | classification of a reference path for measuring the speed of sound according to the mounting location or presence of the temperature sensor | [5 empty] | ENUM_CODE_TYPE(0112/2///61987#ABN409) |  |  |  |  | DEPENDENT_P_DET |  |  | 0112/2///61987#ABN409 | 0112/2///61987#ABN413 - external reference path0112/2///61987#ABN414 - integral reference path0112/2///61987#ABN415 - without reference path0112/2///61987#ABI407 - others |  | 0112/2///61987#ABF182 - Structural design of an ultrasonic level transmitter | 0112/2///61987#ABA000 |  |  |  | Standard |  | IEC 61987 | IEC | SC65E | 0112/2///61987#ABI406 - empty_property | C00091 |  | 0112-2---61987#ABF178 | https://cdd.iec.ch/cdd/iec61987/iec61987.nsf/PropertiesAllVersions/0112-2---61987%23ABF178
0112/2///61987#ABH737 | 001 | 01 | 0112/2///61987#ABH737#001 | reference to Calibration of degree of filling |  |  |  |  | reference to block ABH625 | [5 empty] | CLASS_REFERENCE_TYPE(0112/2///61987#ABH625) 0112/2///61987#ABH625 - Calibration of degree of filling |  |  |  |  | DEPENDENT_P_DET | [5 empty] | 0112/2///61987#ABH561 - Calibration | 0112/2///61987#ABA000 |  |  |  | Standard |  | IEC 61987 |  | SC65E – IEC 61987 | 0112/2///61987#ABH562 - calibration variable type | C00018 | 001-01 (2019-03-08 15:35:30 by BATCH 00000766) standard | 0112-2---61987#ABH737 | https://cdd.iec.ch/cdd/iec61987/iec61987.nsf/PropertiesAllVersions/0112-2---61987%23ABH737
0112/2///61987#ABH579 | 001 | 01 | 0112/2///61987#ABH579#001 | value of pressure digital output |  |  |  |  | digital reading of a value representing a pressure variable |  |  | bar |  |  | REAL_MEASURE_TYPE |  |  |  |  | NON_DEPENDENT_P_DET | [5 empty] | 0112/2///61987#ABH654 - Output values of pressure | 0112/2///61987#ABA000 | 0112/2///62720#UAA323 - bar |  | 0112/2///61987#ABT524 - Pressure | Standard |  | IEC 61987 |  | SC65E – IEC 61987 | - | C00018 | 001-01 (2019-03-08 15:35:29 by BATCH 00000766) standard | 0112-2---61987#ABH579 | https://cdd.iec.ch/cdd/iec61987/iec61987.nsf/PropertiesAllVersions/0112-2---61987%23ABH579
0112/2///61987#ABD787 | 001 | 05 | 0112/2///61987#ABD787#001 | set upper range end-value of adjustment of zero |  |  |  |  | value defining the end of the range of a zero point adjustment, expressed as percentage of span |  |  | % |  |  | REAL_MEASURE_TYPE |  |  |  |  | NON_DEPENDENT_P_DET | [5 empty] | 0112/2///61987#ABD961 - Parameters of pneumatic linear actuator0112/2///61987#ABD962 - Parameters of pneumatic rotary actuator0112/2///61987#ABD963 - Parameters of positioner | 0112/2///61987#ABA000 | 0112/2///62720#UAA000 - percent |  | 0112/2///61987#ABT533 - Percentage | Standard |  | IEC 61987 | IEC | IEC/SC 65E | - | C00128 |  | 0112-2---61987#ABD787 | https://cdd.iec.ch/cdd/iec61987/iec61987.nsf/PropertiesAllVersions/0112-2---61987%23ABD787
0112/2///61987#ABH488 | 001 | 01 | 0112/2///61987#ABH488#001 | reference to Fire resistance |  |  |  |  | reference to block ABH467 | [5 empty] | CLASS_REFERENCE_TYPE(0112/2///61987#ABH467) 0112/2///61987#ABH467 - Fire resistance |  |  |  |  | NON_DEPENDENT_P_DET | [5 empty] | 0112/2///61987#ABF343 - Structural design of a nuclear level transmitter/switch0112/2///61987#ABF634 - Structural design of a radiometric density transmitter | 0112/2///61987#ABA000 |  |  |  | Standard |  | IEC 61987 | IEC | SC65E – IEC 61987 | - | C00018 | 001-01 (2018-03-28 07:27:16 by BATCH 00000762) standard | 0112-2---61987#ABH488 | https://cdd.iec.ch/cdd/iec61987/iec61987.nsf/PropertiesAllVersions/0112-2---61987%23ABH488
0112/2///61987#ABA117 | 003 | 01 | 0112/2///61987#ABA117#003 | reference standard for thermal shock resistance |  |  |  |  | standard to which a statement on thermal shock resistance refers | [5 empty] | STRING_TYPE |  |  |  |  | NON_DEPENDENT_P_DET | [5 empty] | 0112/2///61987#ABC318 - Limiting process conditions [1]0112/2///61987#ABC319 - Limiting process conditions [2]0112/2///61987#ABC320 - Limiting process conditions [3]0112/2///61987#ABD829 - Limiting process conditions [4]0112/2///61987#ABG349 - Limiting process conditions [7]0112/2///61987#ABG350 - Limiting process conditions [8]0112/2///61987#ABG351 - Limiting process conditions [9] | 0112/2///61987#ABA000 |  |  |  | Standard |  |  |  | SC65E – IEC 61987 | - | C00004 |  | 0112-2---61987#ABA117 | https://cdd.iec.ch/cdd/iec61987/iec61987.nsf/PropertiesAllVersions/0112-2---61987%23ABA117
0112/2///61987#ABB196 | 003 | 01 | 0112/2///61987#ABB196#003 | type of pressure measurement variable |  |  |  |  | classification of a pressure measurement according to the quantity being measured | [5 empty] | ENUM_CODE_TYPE(0112/2///61987#ABL271) |  |  |  |  | DEPENDENT_P_DET |  |  | 0112/2///61987#ABL271 | 0112/2///61987#ABL834 - absolute pressure0112/2///61987#ABN257 - differential pressure0112/2///61987#ABL836 - gauge pressure0112/2///61987#ABI407 - others |  | 0112/2///61987#ABC528 - Pressure measurement0112/2///61987#ABE776 - Pressure gauge input0112/2///61987#ABH618 - Calibration of pressure | 0112/2///61987#ABA000 |  |  |  | Standard |  |  |  | SC65E – IEC 61987 | 0112/2///61987#ABI406 - empty_property | C00091 |  | 0112-2---61987#ABB196 | https://cdd.iec.ch/cdd/iec61987/iec61987.nsf/PropertiesAllVersions/0112-2---61987%23ABB196
0112/2///61987#ABD582 | 002 | 01 | 0112/2///61987#ABD582#002 | factor of oversizing for intermediate position |  |  |  |  | factor by which the actuator of a final control element is oversized in the position between the open and the close |  |  | 1 |  |  | REAL_MEASURE_TYPE |  |  |  |  | NON_DEPENDENT_P_DET | [5 empty] | 0112/2///61987#ABD843 - Design conditions for actuators0112/2///61987#ABD844 - Design conditions for valve body assembly | 0112/2///61987#ABA000 | 0112/2///62720#UAA915 - quantity of dimension one |  |  | Standard |  |  |  |  | - | C00019 |  | 0112-2---61987#ABD582 | https://cdd.iec.ch/cdd/iec61987/iec61987.nsf/PropertiesAllVersions/0112-2---61987%23ABD582
0112/2///61987#ABJ679 | 001 | 01 | 0112/2///61987#ABJ679#001 | TRANSFORMATION_PARAMETER |  |  |  |  | parameter defined in manufacturer specific tables setting the type of linearization e.g. none, square-root, polynomial or tabular | [5 empty] | LIST(1,?) OF INT_TYPE |  |  |  |  | NON_DEPENDENT_P_DET | [5 empty] | 0112/2///61987#ABJ610 - MEASUREMENT_TRANSFORMATION0112/2///61987#ABJ611 - PRESSURE_MEASUREMENT_TRANSFORMATION0112/2///61987#ABJ612 - FLOW_MEASUREMENT_TRANSFORMATION | 0112/2///61987#ABA000 |  |  |  | Standard |  |  |  | SC65E – IEC 61987 | - | C00019 | 001-01 (2019-03-08 15:35:34 by BATCH 00000766) standard | 0112-2---61987#ABJ679 | https://cdd.iec.ch/cdd/iec61987/iec61987.nsf/PropertiesAllVersions/0112-2---61987%23ABJ679
0112/2///61987#ABB315 | 001 | 04 | 0112/2///61987#ABB315#001 | reference gas temperature for relative density |  |  |  |  | temperature of the gas on which a statement of relative density is based |  |  | °C |  |  | REAL_MEASURE_TYPE |  |  |  |  | NON_DEPENDENT_P_DET | [5 empty] | 0112/2///61987#ABC679 - Gas/vapor phase [pressure]0112/2///61987#ABC680 - Gas/vapor phase [flow]0112/2///61987#ABD881 - Gas phase [valves]0112/2///61987#ABE045 - Vapor phase [valves]0112/2///61987#ABG463 - Gas/vapor phase [level]0112/2///61987#ABG464 - Gas/vapor phase [density] | 0112/2///61987#ABA000 | 0112/2///62720#UAA033 - degree Celsius |  | 0112/2///61987#ABT514 - Temperature | Standard |  |  |  | SC65E – IEC 61987 | - | C00004 |  | 0112-2---61987#ABB315 | https://cdd.iec.ch/cdd/iec61987/iec61987.nsf/PropertiesAllVersions/0112-2---61987%23ABB315
0112/2///61987#ABP148 | 001 | 01 | 0112/2///61987#ABP148#001 | measuring current of resistor sensor |  |  |  |  | current drawn by a resistor during normal operation |  |  | mA |  |  | REAL_MEASURE_TYPE |  |  |  |  | NON_DEPENDENT_P_DET | [5 empty] | 0112/2///61987#ABP068 - Resistor input [I/O module] | 0112/2///61987#ABA000 | 0112/2///62720#UAA775 - milliampere |  | 0112/2///61987#ABT567 - Electrical current | Standard |  | IEC 61987 | IEC | IEC/SC 65E | - | C00128 | 001-01 (2023-01-23 14:53:52 by BATCH 00000807) standard | 0112-2---61987#ABP148 | https://cdd.iec.ch/cdd/iec61987/iec61987.nsf/PropertiesAllVersions/0112-2---61987%23ABP148
0112/2///61987#ABN597 | 002 | 01 | 0112/2///61987#ABN597#002 | set display language |  |  |  | Display language | language or languages set on the display |  | also used by Process Automation - Device Information Model (PA-DIM) |  |  |  | ENUM_CODE_TYPE(0112/2///61987#ABJ759) |  |  |  |  | DEPENDENT_P_DET |  |  | 0112/2///61987#ABJ759 | 0112/2///61987#ABK792 - Abkhazian0112/2///61987#ABK793 - Afar0112/2///61987#ABK794 - Afrikaans0112/2///61987#ABK795 - Akan0112/2///61987#ABK796 - Albanian0112/2///61987#ABK797 - Amharic0112/2///61987#ABK798 - Arabic0112/2///61987#ABK799 - Aragonese0112/2///61987#ABK800 - Armenian0112/2///61987#ABK801 - Assamese0112/2///61987#ABK802 - Avaric0112/2///61987#ABK803 - Avestan0112/2///61987#ABK804 - Aymara0112/2///61987#ABK805 - Azerbaijani0112/2///61987#ABK806 - Bambara0112/2///61987#ABK807 - Bashkir0112/2///61987#ABK808 - Basque0112/2///61987#ABK809 - Belarusian0112/2///61987#ABK810 - Bengali0112/2///61987#ABK811 - Bihari languages (Bih)0112/2///61987#ABK812 - Bislama0112/2///61987#ABK813 - Bokmål Norwegian; Norwegian Bokmål0112/2///61987#ABK814 - Bosnian0112/2///61987#ABK815 - Breton0112/2///61987#ABK816 - Bulgarian0112/2///61987#ABK817 - Burmese0112/2///61987#ABK818 - Catalan; Valencian0112/2///61987#ABK819 - Central Khmer0112/2///61987#ABK820 - Chamorro0112/2///61987#ABK821 - Chechen0112/2///61987#ABK822 - Chichewa; Chewa; Nyanja0112/2///61987#ABK823 - Chinese0112/2///61987#ABK824 - Church Slavic; Old Slavonic; Church Slavonic; Old Bulgarian; Old Church Slavonic0112/2///61987#ABK825 - Chuvash0112/2///61987#ABK826 - Cornish0112/2///61987#ABK827 - Corsican0112/2///61987#ABK828 - Cree0112/2///61987#ABK829 - Croatian0112/2///61987#ABK830 - Czech0112/2///61987#ABK831 - Danish0112/2///61987#ABK832 - Divehi; Dhivehi; Maldivian0112/2///61987#ABK833 - Dutch; Flemish0112/2///61987#ABK834 - Dzongkha0112/2///61987#ABK835 - English0112/2///61987#ABK836 - Esperanto0112/2///61987#ABK837 - Estonian0112/2///61987#ABK838 - Ewe0112/2///61987#ABK839 - Faroese0112/2///61987#ABK840 - Fijian0112/2///61987#ABK841 - Finnish0112/2///61987#ABK842 - French0112/2///61987#ABK843 - Fulah0112/2///61987#ABK844 - Gaelic; Scottish Gaelic0112/2///61987#ABK845 - Galician0112/2///61987#ABK846 - Ganda0112/2///61987#ABK847 - Georgian0112/2///61987#ABK848 - German0112/2///61987#ABK849 - Greek Modern (1453-)0112/2///61987#ABK850 - Guarani0112/2///61987#ABK851 - Gujarati0112/2///61987#ABK852 - Haitian; Haitian Creole0112/2///61987#ABK853 - Hausa0112/2///61987#ABK854 - Hebrew0112/2///61987#ABK855 - Herero0112/2///61987#ABK856 - Hindi0112/2///61987#ABK857 - Hiri Motu0112/2///61987#ABK858 - Hungarian0112/2///61987#ABK859 - Icelandic0112/2///61987#ABK860 - Ido0112/2///61987#ABK861 - Igbo0112/2///61987#ABK862 - Indonesian0112/2///61987#ABK863 - Interlingua (International Auxiliary Language Association)0112/2///61987#ABK864 - Interlingue; Occidental0112/2///61987#ABK865 - Inuktitut0112/2///61987#ABK866 - Inupiaq0112/2///61987#ABK867 - Irish0112/2///61987#ABK868 - Italian0112/2///61987#ABK869 - Japanese0112/2///61987#ABK870 - Javanese0112/2///61987#ABK871 - Kalaallisut; Greenlandic0112/2///61987#ABK872 - Kannada0112/2///61987#ABK873 - Kanuri0112/2///61987#ABK874 - Kashmiri0112/2///61987#ABK875 - Kazakh0112/2///61987#ABK876 - Kikuyu; Gikuyu0112/2///61987#ABK877 - Kinyarwanda0112/2///61987#ABK878 - Kirghiz; Kyrgyz0112/2///61987#ABK879 - Komi0112/2///61987#ABK880 - Kongo0112/2///61987#ABK881 - Korean0112/2///61987#ABK882 - Kuanyama; Kwanyama0112/2///61987#ABK883 - Kurdish0112/2///61987#ABK884 - Lao0112/2///61987#ABK885 - Latin0112/2///61987#ABK886 - Latvian0112/2///61987#ABK887 - Limburgan; Limburger; Limburgish0112/2///61987#ABK888 - Lingala0112/2///61987#ABK889 - Lithuanian0112/2///61987#ABK890 - Luba-Katanga0112/2///61987#ABK891 - Luxembourgish; Letzeburgesch0112/2///61987#ABK892 - Macedonian0112/2///61987#ABK893 - Malagasy0112/2///61987#ABK894 - Malay0112/2///61987#ABK895 - Malayalam0112/2///61987#ABK896 - Maltese0112/2///61987#ABK897 - Manx0112/2///61987#ABK898 - Maori0112/2///61987#ABK899 - Marathi0112/2///61987#ABK900 - Marshallese0112/2///61987#ABK901 - Mongolian0112/2///61987#ABK902 - Nauru0112/2///61987#ABK903 - Navajo; Navaho0112/2///61987#ABK904 - Ndebele North; North Ndebele0112/2///61987#ABK905 - Ndebele South; South Ndebele0112/2///61987#ABK906 - Ndonga0112/2///61987#ABK907 - Nepali0112/2///61987#ABK908 - Northern Sami0112/2///61987#ABK909 - Norwegian0112/2///61987#ABK910 - Norwegian Nynorsk; Nynorsk Norwegian0112/2///61987#ABK911 - Occitan (post 1500)0112/2///61987#ABK912 - Ojibwa0112/2///61987#ABK913 - Oriya0112/2///61987#ABK914 - Oromo0112/2///61987#ABK915 - Ossetian; Ossetic0112/2///61987#ABK916 - Pali0112/2///61987#ABK917 - Panjabi; Punjabi0112/2///61987#ABK918 - Persian0112/2///61987#ABK919 - Polish0112/2///61987#ABK920 - Portuguese0112/2///61987#ABK921 - Pushto; Pashto0112/2///61987#ABK922 - Quechua0112/2///61987#ABK923 - Romanian; Moldavian; Moldovan0112/2///61987#ABK924 - Romansh0112/2///61987#ABK925 - Rundi0112/2///61987#ABK926 - Russian0112/2///61987#ABK927 - Samoan0112/2///61987#ABK928 - Sango0112/2///61987#ABK929 - Sanskrit0112/2///61987#ABK930 - Sardinian0112/2///61987#ABK931 - Serbian0112/2///61987#ABK932 - Shona0112/2///61987#ABK933 - Sichuan Yi; Nuosu0112/2///61987#ABK934 - Sindhi0112/2///61987#ABK935 - Sinhala; Sinhalese0112/2///61987#ABK936 - Slovak0112/2///61987#ABK937 - Slovenian0112/2///61987#ABK938 - Somali0112/2///61987#ABK939 - Sotho Southern0112/2///61987#ABK940 - Spanish; Castilian0112/2///61987#ABK941 - Sundanese0112/2///61987#ABK942 - Swahili0112/2///61987#ABK943 - Swati0112/2///61987#ABK944 - Swedish0112/2///61987#ABK945 - Tagalog0112/2///61987#ABK946 - Tahitian0112/2///61987#ABK947 - Tajik0112/2///61987#ABK948 - Tamil0112/2///61987#ABK949 - Tatar0112/2///61987#ABK950 - Telugu0112/2///61987#ABK951 - Thai0112/2///61987#ABK952 - Tibetan0112/2///61987#ABK953 - Tigrinya0112/2///61987#ABK954 - Tonga (Tonga Islands)0112/2///61987#ABK955 - Tsonga0112/2///61987#ABK956 - Tswana0112/2///61987#ABK957 - Turkish0112/2///61987#ABK958 - Turkmen0112/2///61987#ABK959 - Twi0112/2///61987#ABK960 - Uighur; Uyghur0112/2///61987#ABK961 - Ukrainian0112/2///61987#ABK962 - Urdu0112/2///61987#ABK963 - Uzbek0112/2///61987#ABK964 - Venda0112/2///61987#ABK965 - Vietnamese0112/2///61987#ABK966 - Volapük0112/2///61987#ABK967 - Walloon0112/2///61987#ABK968 - Welsh0112/2///61987#ABK969 - Western Frisian0112/2///61987#ABK970 - Wolof0112/2///61987#ABK971 - Xhosa0112/2///61987#ABK972 - Yiddish0112/2///61987#ABK973 - Yoruba0112/2///61987#ABK974 - Zhuang; Chuang0112/2///61987#ABK975 - Zulu0112/2///61987#ABI407 - others |  | 0112/2///61987#ABC167 - Configurable display mode | 0112/2///61987#ABA000 |  |  |  | Standard |  | IEC 61987 | IEC | IEC/SC 65E | 0112/2///61987#ABI406 - empty_property | C00112 |  | 0112-2---61987#ABN597 | https://cdd.iec.ch/cdd/iec61987/iec61987.nsf/PropertiesAllVersions/0112-2---61987%23ABN597
0112/2///61987#ABU331 | 001 | 03 | 0112/2///61987#ABU331#001 | reference to Absolute performance for other variable |  |  |  |  | reference to block ABC063 |  | Id specified in IEC61987-12/-13: ABC693 |  |  |  | CLASS_REFERENCE_TYPE(0112/2///61987#ABC063) 0112/2///61987#ABC063 - Absolute performance for other variable |  |  |  |  | DEPENDENT_P_DET | [5 empty] | 0112/2///61987#ABC673 - Type of performance variable [3] | 0112/2///61987#ABA000 |  |  |  | Standard |  |  |  | SC65E – IEC 61987 | 0112/2///61987#ABU295 - performance variable type [3] | C00004 |  | 0112-2---61987#ABU331 | https://cdd.iec.ch/cdd/iec61987/iec61987.nsf/PropertiesAllVersions/0112-2---61987%23ABU331
0112/2///61987#ABE676 | 001 | 01 | 0112/2///61987#ABE676#001 | auxiliary input type [18] |  |  |  |  | polymorphic control property | [5 empty] | ENUM_STRING_TYPE(0112/2///61987#ABE677(Analog current input [3],Analog voltage input [3],Manufacturer-specific input [3])) |  |  |  |  | CONDITION_DET |  |  | 0112/2///61987#ABE677 | 0112/2///61987#ABU507 - IEC61987-11 Name of Analog current input [3]0112/2///61987#ABU508 - IEC61987-11 Name of Analog voltage input [3]0112/2///61987#ABU509 - IEC61987-11 Name of Manufacturer-specific input [3] |  | 0112/2///61987#ABE674 - Type of auxiliary input [18] | 0112/2///61987#ABA000 |  |  |  | Standard |  |  |  |  | - | C00016 | 001-01 (2018-03-28 07:27:01 by BATCH 00000762) standard | 0112-2---61987#ABE676 | https://cdd.iec.ch/cdd/iec61987/iec61987.nsf/PropertiesAllVersions/0112-2---61987%23ABE676
0112/2///61987#ABF131 | 001 | 01 | 0112/2///61987#ABF131#001 | maximum horizontal load |  |  |  |  | highest allowable permanent, horizontal force for which a device is or must be designed to operate within its specified limits |  |  | kN |  |  | REAL_MEASURE_TYPE |  |  |  |  | NON_DEPENDENT_P_DET | [5 empty] | 0112/2///61987#ABF118 - Microwave probe | 0112/2///61987#ABA000 | 0112/2///62720#UAA573 - kilonewton |  | 0112/2///61987#ABT562 - Force | Standard |  | IEC 61987 | IEC | SC65E | - | C00018 | 001-01 (2018-03-28 07:27:04 by BATCH 00000762) standard | 0112-2---61987#ABF131 | https://cdd.iec.ch/cdd/iec61987/iec61987.nsf/PropertiesAllVersions/0112-2---61987%23ABF131
0112/2///61987#ABH546 | 001 | 01 | 0112/2///61987#ABH546#001 | input value of temperature |  |  |  |  | input value of a temperature table |  |  | °C |  |  | REAL_MEASURE_TYPE |  |  |  |  | NON_DEPENDENT_P_DET | [5 empty] | 0112/2///61987#ABH637 - Calibration point of temperature | 0112/2///61987#ABA000 | 0112/2///62720#UAA033 - degree Celsius |  | 0112/2///61987#ABT514 - Temperature | Standard |  | IEC 61987 |  | SC65E – IEC 61987 | - | C00018 | 001-01 (2019-03-08 15:35:29 by BATCH 00000766) standard | 0112-2---61987#ABH546 | https://cdd.iec.ch/cdd/iec61987/iec61987.nsf/PropertiesAllVersions/0112-2---61987%23ABH546
0112/2///61987#ABG974 | 001 | 01 | 0112/2///61987#ABG974#001 | reference to Structural design [nuclear level transmitter/switch] |  |  |  |  | reference to block ABG414 | [5 empty] | CLASS_REFERENCE_TYPE(0112/2///61987#ABG414) 0112/2///61987#ABG414 - Structural design [nuclear level transmitter/switch] |  |  |  |  | NON_DEPENDENT_P_DET | [5 empty] | 0112/2///61987#ABG369 - Mechanical and electrical construction [nuclear level transmitter/switch] | 0112/2///61987#ABA000 |  |  |  | Standard |  | IEC 61987 | IEC | SC65E | - | C00018 | 001-01 (2018-03-28 07:27:12 by BATCH 00000762) standard | 0112-2---61987#ABG974 | https://cdd.iec.ch/cdd/iec61987/iec61987.nsf/PropertiesAllVersions/0112-2---61987%23ABG974
0112/2///61987#ABB553 | 001 | 04 | 0112/2///61987#ABB553#001 | long-term stability (period) |  |  |  |  | drift of zero output signal in percent of upper-range limit after a specified period of normal operating conditions | for flowmeter, maximum span instead of upper-range limit is used |  | % |  |  | REAL_MEASURE_TYPE |  |  |  |  | NON_DEPENDENT_P_DET | [5 empty] | 0112/2///61987#ABC324 - Long-term behaviour0112/2///61987#ABF308 - Long-term behaviour [2] | 0112/2///61987#ABA000 | 0112/2///62720#UAA000 - percent |  | 0112/2///61987#ABT533 - Percentage | Standard |  |  |  | SC65E – IEC 61987 | - | C00004 |  | 0112-2---61987#ABB553 | https://cdd.iec.ch/cdd/iec61987/iec61987.nsf/PropertiesAllVersions/0112-2---61987%23ABB553
0112/2///61987#ABD579 | 001 | 03 | 0112/2///61987#ABD579#001 | enthalpy of vapor |  |  |  |  | specific enthalpy of a saturated vapor in equilibrium with a liquid |  |  | kJ/kg |  |  | REAL_MEASURE_TYPE |  |  |  |  | NON_DEPENDENT_P_DET | [5 empty] | 0112/2///61987#ABD833 - Liquid phase [valves]0112/2///61987#ABD881 - Gas phase [valves]0112/2///61987#ABE045 - Vapor phase [valves] | 0112/2///61987#ABA000 | 0112/2///62720#UAA570 - kilojoule per kilogram |  | 0112/2///61987#ABT593 - Specific energy | Standard |  |  |  |  | - | C00018 |  | 0112-2---61987#ABD579 | https://cdd.iec.ch/cdd/iec61987/iec61987.nsf/PropertiesAllVersions/0112-2---61987%23ABD579
0112/2///61987#ABB498 | 002 | 01 | 0112/2///61987#ABB498#002 | style of vortex sensor |  |  |  |  | classification of a vortex sensor according to its replaceability | [5 empty] | ENUM_CODE_TYPE(0112/2///61987#ABL541) |  |  |  |  | DEPENDENT_P_DET |  |  | 0112/2///61987#ABL541 | 0112/2///61987#ABM781 - non-replaceable in operation0112/2///61987#ABM782 - replaceable in operation0112/2///61987#ABI407 - others |  | 0112/2///61987#ABC639 - Structural design of a vortex flow transmitter | 0112/2///61987#ABA000 |  |  |  | Standard |  |  |  | SC65E – IEC 61987 | 0112/2///61987#ABI406 - empty_property | C00091 |  | 0112-2---61987#ABB498 | https://cdd.iec.ch/cdd/iec61987/iec61987.nsf/PropertiesAllVersions/0112-2---61987%23ABB498
0112/2///61987#ABD430 | 001 | 04 | 0112/2///61987#ABD430#001 | lower range-limit of flow velocity |  |  |  |  | lowest value of flow velocity that a device can be adjusted to measure within its specified accuracy limits |  |  | m/s |  |  | REAL_MEASURE_TYPE |  |  |  |  | NON_DEPENDENT_P_DET | [5 empty] | 0112/2///61987#ABD468 - Measuring range for flow velocity | 0112/2///61987#ABA000 | 0112/2///62720#UAA733 - metre per second |  | 0112/2///61987#ABT509 - Velocity | Standard |  |  |  | SC65E – IEC 61987 | - | C00004 |  | 0112-2---61987#ABD430 | https://cdd.iec.ch/cdd/iec61987/iec61987.nsf/PropertiesAllVersions/0112-2---61987%23ABD430
0112/2///61987#ABF485 | 001 | 01 | 0112/2///61987#ABF485#001 | type of security lock |  |  |  |  | classification of a security lock according to its technical realization | [5 empty] | STRING_TYPE |  |  |  |  | NON_DEPENDENT_P_DET | [5 empty] | 0112/2///61987#ABF465 - Container of nuclear source | 0112/2///61987#ABA000 |  |  |  | Standard |  | IEC 61987 | IEC | SC65E | - | C00018 | 001-01 (2018-03-28 07:27:07 by BATCH 00000762) standard | 0112-2---61987#ABF485 | https://cdd.iec.ch/cdd/iec61987/iec61987.nsf/PropertiesAllVersions/0112-2---61987%23ABF485
0112/2///61987#ABH102 | 001 | 01 | 0112/2///61987#ABH102#001 | strapping point volume |  |  |  |  | volume of material in the process equipment at the associated strapping point |  |  | m³ |  |  | REAL_MEASURE_TYPE |  |  |  |  | NON_DEPENDENT_P_DET | [5 empty] | 0112/2///61987#ABH099 - Strapping table point | 0112/2///61987#ABA000 | 0112/2///62720#UAA757 - metre cubed |  | 0112/2///61987#ABT505 - Volume | Standard |  | IEC 61987 | IEC | SC65E | - | C00018 | 001-01 (2018-03-28 07:27:13 by BATCH 00000762) standard | 0112-2---61987#ABH102 | https://cdd.iec.ch/cdd/iec61987/iec61987.nsf/PropertiesAllVersions/0112-2---61987%23ABH102
0112/2///61987#ABI521 | 001 | 01 | 0112/2///61987#ABI521#001 | details of consumable |  |  |  |  | plain text characterizing a consumable | [5 empty] | STRING_TYPE |  |  |  |  | NON_DEPENDENT_P_DET | [5 empty] | 0112/2///61987#ABI474 - Consumable | 0112/2///61987#ABA000 |  |  |  | Standard |  |  |  | SC65E – IEC 61987 | - | C00018 | 001-01 (2019-03-08 15:35:32 by BATCH 00000766) standard | 0112-2---61987#ABI521 | https://cdd.iec.ch/cdd/iec61987/iec61987.nsf/PropertiesAllVersions/0112-2---61987%23ABI521
0112/2///61987#ABD264 | 001 | 02 | 0112/2///61987#ABD264#001 | reference to Structural design of a variable area flow transmitter or gauge |  |  |  |  | reference to block ABC638 | [5 empty] | CLASS_REFERENCE_TYPE(0112/2///61987#ABC638) 0112/2///61987#ABC638 - Structural design of a variable area flow transmitter or gauge |  |  |  |  | NON_DEPENDENT_P_DET | [5 empty] | 0112/2///61987#ABC614 - Structural design [variable area flow transmitter/gauge] | 0112/2///61987#ABA000 |  |  |  | Standard |  |  |  | SC65E – IEC 61987 | - | C00004 |  | 0112-2---61987#ABD264 | https://cdd.iec.ch/cdd/iec61987/iec61987.nsf/PropertiesAllVersions/0112-2---61987%23ABD264
0112/2///61987#ABF649 | 001 | 01 | 0112/2///61987#ABF649#001 | reference to Measuring range for volume fraction |  |  |  |  | reference to block ABE789 | [5 empty] | CLASS_REFERENCE_TYPE(0112/2///61987#ABE789) 0112/2///61987#ABE789 - Measuring range for volume fraction |  |  |  |  | NON_DEPENDENT_P_DET | [5 empty] | 0112/2///61987#ABE788 - Volume fraction measurement | 0112/2///61987#ABA000 |  |  |  | Standard |  | IEC 61987 | IEC | SC65E | - | C00017 | 001-01 (2018-03-28 07:27:08 by BATCH 00000762) standard | 0112-2---61987#ABF649 | https://cdd.iec.ch/cdd/iec61987/iec61987.nsf/PropertiesAllVersions/0112-2---61987%23ABF649
0112/2///61987#ABE962 | 001 | 01 | 0112/2///61987#ABE962#001 | maximum influence of process pressure on ullage |  |  |  |  | change in output of an ullage measuring device caused by a change in process pressure with respect to reference conditions, expressed as the maximum error across the specified process pressure range |  |  | m/bar |  |  | REAL_MEASURE_TYPE |  |  |  |  | NON_DEPENDENT_P_DET | [5 empty] | 0112/2///61987#ABE956 - Influence of external quantities expressed for ullage | 0112/2///61987#ABA000 | 0112/2///62720#UAA731 - metre per bar |  | 0112/2///61987#ABT550 - Length per pressure | Standard |  | IEC 61987 | IEC | SC65E | - | C00018 | 001-01 (2018-03-28 07:27:03 by BATCH 00000762) standard | 0112-2---61987#ABE962 | https://cdd.iec.ch/cdd/iec61987/iec61987.nsf/PropertiesAllVersions/0112-2---61987%23ABE962
0112/2///61987#ABU659 | 001 | 01 | 0112/2///61987#ABU659#001 | reference to Frequency output [16] |  |  |  |  | reference to block ABG198 | [5 empty] | CLASS_REFERENCE_TYPE(0112/2///61987#ABG198) 0112/2///61987#ABG198 - Frequency output [16] |  |  |  |  | DEPENDENT_P_DET | [5 empty] | 0112/2///61987#ABG153 - Type of output [23] | 0112/2///61987#ABA000 |  |  |  | Standard |  | IEC 61987 | IEC | SC65E | 0112/2///61987#ABU652 - output type [23] | C00017 | 001-01 (2018-03-28 07:27:21 by BATCH 00000762) standard | 0112-2---61987#ABU659 | https://cdd.iec.ch/cdd/iec61987/iec61987.nsf/PropertiesAllVersions/0112-2---61987%23ABU659
0112/2///61987#ABB271 | 008 | 01 | 0112/2///61987#ABB271#008 | tag name |  |  |  | Tag | alphanumeric character sequence uniquely identifying a measuring or control point | Normally a signal is generated or received. | also used by Process Automation - Device Information Model (PA-DIM) |  |  |  | STRING_TYPE |  |  |  |  | NON_DEPENDENT_P_DET | [5 empty] | 0112/2///61987#ABC163 - Communication variable0112/2///61987#ABC164 - Component part0112/2///61987#ABC181 - Dependability0112/2///61987#ABC208 - Displayed variable0112/2///61987#ABC209 - Displayed variable of an indicator0112/2///61987#ABC407 - Measured variable [1]0112/2///61987#ABC408 - Measured variable [2]0112/2///61987#ABC409 - Measured variable [3]0112/2///61987#ABC410 - Measured variable [4]0112/2///61987#ABC444 - Mechanical totalizer0112/2///61987#ABC476 - Output [1]0112/2///61987#ABC477 - Output [2]0112/2///61987#ABC478 - Output [3]0112/2///61987#ABC479 - Output [4]0112/2///61987#ABC480 - Output [5]0112/2///61987#ABC481 - Output [6]0112/2///61987#ABC482 - Output [7]0112/2///61987#ABC503 - Performance variable [1]0112/2///61987#ABC504 - Performance variable [2]0112/2///61987#ABC505 - Performance variable [3]0112/2///61987#ABC506 - Performance variable [4]0112/2///61987#ABC507 - Performance variable [5]0112/2///61987#ABC508 - Performance variable [6]0112/2///61987#ABC512 - Physical location0112/2///61987#ABD806 - Control input0112/2///61987#ABD840 - Dependability [2]0112/2///61987#ABD957 - Output [8]0112/2///61987#ABD974 - Performance variable [7]0112/2///61987#ABD976 - Physical location [2]0112/2///61987#ABD977 - Physical location [3]0112/2///61987#ABE393 - Auxiliary input [11]0112/2///61987#ABE562 - Parameters of restriction orifice/diffuser0112/2///61987#ABE564 - Measured variable [5]0112/2///61987#ABE572 - Output [9]0112/2///61987#ABE574 - Output [10]0112/2///61987#ABE578 - Output [11]0112/2///61987#ABE672 - Auxiliary input [18]0112/2///61987#ABE678 - Auxiliary input [19]0112/2///61987#ABE684 - Auxiliary input [20]0112/2///61987#ABE690 - Output [22]0112/2///61987#ABE774 - Measured variable [18]0112/2///61987#ABF942 - Measured variable [6]0112/2///61987#ABF943 - Measured variable [7]0112/2///61987#ABF944 - Measured variable [8]0112/2///61987#ABF945 - Measured variable [9]0112/2///61987#ABF946 - Measured variable [10]0112/2///61987#ABF947 - Measured variable [11]0112/2///61987#ABF948 - Measured variable [12]0112/2///61987#ABF949 - Measured variable [13]0112/2///61987#ABF950 - Measured variable [14]0112/2///61987#ABF951 - Measured variable [15]0112/2///61987#ABF952 - Measured variable [16]0112/2///61987#ABF953 - Measured variable [17]0112/2///61987#ABF975 - Measured variable [39]0112/2///61987#ABF976 - Measured variable [40]0112/2///61987#ABF977 - Measured variable [41]0112/2///61987#ABG050 - Auxiliary input [12]0112/2///61987#ABG051 - Auxiliary input [13]0112/2///61987#ABG052 - Auxiliary input [14]0112/2///61987#ABG053 - Auxiliary input [15]0112/2///61987#ABG054 - Auxiliary input [16]0112/2///61987#ABG055 - Auxiliary input [17]0112/2///61987#ABG059 - Auxiliary input [21]0112/2///61987#ABG060 - Auxiliary input [22]0112/2///61987#ABG127 - Output [12]0112/2///61987#ABG128 - Output [13]0112/2///61987#ABG129 - Output [14]0112/2///61987#ABG130 - Output [15]0112/2///61987#ABG131 - Output [16]0112/2///61987#ABG132 - Output [17]0112/2///61987#ABG133 - Output [18]0112/2///61987#ABG134 - Output [19]0112/2///61987#ABG135 - Output [20]0112/2///61987#ABG136 - Output [21]0112/2///61987#ABG138 - Output [23]0112/2///61987#ABG139 - Output [24]0112/2///61987#ABG140 - Output [25]0112/2///61987#ABG141 - Output [26]0112/2///61987#ABG248 - Performance variable [8]0112/2///61987#ABG249 - Performance variable [9]0112/2///61987#ABG250 - Performance variable [10]0112/2///61987#ABG251 - Performance variable [11]0112/2///61987#ABG252 - Performance variable [12]0112/2///61987#ABG253 - Performance variable [13]0112/2///61987#ABG254 - Performance variable [14]0112/2///61987#ABG255 - Performance variable [15]0112/2///61987#ABG256 - Performance variable [16]0112/2///61987#ABG257 - Performance variable [17]0112/2///61987#ABG260 - Performance variable [20]0112/2///61987#ABG263 - Performance variable [23]0112/2///61987#ABG264 - Performance variable [24]0112/2///61987#ABG480 - Physical location [4]0112/2///61987#ABH159 - Level measurement instrument installation0112/2///61987#ABH439 - Measuring or control point0112/2///61987#ABH532 - Input variable0112/2///61987#ABH533 - Output variable0112/2///61987#ABH561 - Calibration0112/2///61987#ABI711 - Standard parameters0112/2///61987#ABE696 - Performance variable [18]0112/2///61987#ABG259 - Performance variable [19] | 0112/2///61987#ABA000 |  |  |  | Standard |  | IEC 61987 | IEC | IEC/SC 65E | - | C00112 |  | 0112-2---61987#ABB271 | https://cdd.iec.ch/cdd/iec61987/iec61987.nsf/PropertiesAllVersions/0112-2---61987%23ABB271
0112/2///61987#ABA434 | 001 | 04 | 0112/2///61987#ABA434#001 | quantity of pulses per pulse value of normalized volume |  |  |  |  | number of pulses assigned per unit of normalized volume |  |  | 1/l |  |  | REAL_MEASURE_TYPE |  |  |  |  | NON_DEPENDENT_P_DET | [5 empty] | 0112/2///61987#ABC112 - Assigned normalized volume pulse value | 0112/2///61987#ABA000 | 0112/2///62720#UAA667 - reciprocal litre |  | 0112/2///61987#ABT534 - Per volume | Standard |  |  |  | SC65E – IEC 61987 | - | C00004 |  | 0112-2---61987#ABA434 | https://cdd.iec.ch/cdd/iec61987/iec61987.nsf/PropertiesAllVersions/0112-2---61987%23ABA434
0112/2///61987#ABA936 | 001 | 04 | 0112/2///61987#ABA936#001 | maximum design continuous load |  |  |  |  | highest flow value at which a device can be used without restriction in continuous operation |  |  | m³/h |  |  | REAL_MEASURE_TYPE |  |  |  |  | NON_DEPENDENT_P_DET | [5 empty] | 0112/2///61987#ABC627 - Structural design of a helix flow transmitter or gauge0112/2///61987#ABC628 - Structural design of a positive displacement flow transmitter or gauge0112/2///61987#ABC632 - Structural design of a piston flow transmitter or gauge0112/2///61987#ABC633 - Structural design of a rotating element flow transmitter or gauge0112/2///61987#ABC640 - Structural design of an (oval) gear flow transmitter or gauge | 0112/2///61987#ABA000 | 0112/2///62720#UAA763 - metre cubed per hour |  | 0112/2///61987#ABT504 - Volume flow rate | Standard |  |  |  | SC65E – IEC 61987 | - | C00004 |  | 0112-2---61987#ABA936 | https://cdd.iec.ch/cdd/iec61987/iec61987.nsf/PropertiesAllVersions/0112-2---61987%23ABA936
0112/2///61987#ABH093 | 001 | 01 | 0112/2///61987#ABH093#001 | angle of inclination |  |  |  |  | for an inclined object, angle of center line with reference to the horizontal |  |  | ° |  |  | REAL_MEASURE_TYPE |  |  |  |  | NON_DEPENDENT_P_DET | [5 empty] | 0112/2///61987#ABH091 - Overall construction | 0112/2///61987#ABA000 | 0112/2///62720#UAA024 - degree |  | 0112/2///61987#ABT580 - Angle | Standard |  | IEC 61987 | IEC | SC65E | - | C00018 | 001-01 (2018-03-28 07:27:13 by BATCH 00000762) standard | 0112-2---61987#ABH093 | https://cdd.iec.ch/cdd/iec61987/iec61987.nsf/PropertiesAllVersions/0112-2---61987%23ABH093
0112/2///61987#ABB722 | 001 | 04 | 0112/2///61987#ABB722#001 | zero point error of mass flow |  |  |  |  | absolute error of a flow device measuring mass flow under reference conditions, when the input is at the lower range value |  |  | kg/h |  |  | REAL_MEASURE_TYPE |  |  | IEC 61298 |  | NON_DEPENDENT_P_DET | [5 empty] | 0112/2///61987#ABC061 - Absolute performance for mass flow | 0112/2///61987#ABA000 | 0112/2///62720#UAA607 - kilogram per hour |  | 0112/2///61987#ABT545 - Mass flow rate | Standard |  |  |  | SC65E – IEC 61987 | - | C00004 |  | 0112-2---61987#ABB722 | https://cdd.iec.ch/cdd/iec61987/iec61987.nsf/PropertiesAllVersions/0112-2---61987%23ABB722
0112/2///61987#ABD275 | 003 | 02 | 0112/2///61987#ABD275#003 | reference to Telecommunication compliance |  |  |  |  | reference to block ABC649 | [5 empty] | CLASS_REFERENCE_TYPE(0112/2///61987#ABC649) 0112/2///61987#ABC649 - Telecommunication compliance |  |  |  |  | DEPENDENT_P_DET | [5 empty] | 0112/2///61987#ABC156 - Certificates and approvals | 0112/2///61987#ABA000 |  |  |  | Standard |  | IEC 61987 | IEC | IEC SC65E | 0112/2///61987#ABA262 - number of telecommunication compliances | C00112 |  | 0112-2---61987#ABD275 | https://cdd.iec.ch/cdd/iec61987/iec61987.nsf/PropertiesAllVersions/0112-2---61987%23ABD275
0112/2///61987#ABU193 | 001 | 03 | 0112/2///61987#ABU193#001 | reference to Percentage performance for pressure |  |  |  |  | reference to block ABC490 |  | Id specified in IEC61987-12/-13: ABD120 |  |  |  | CLASS_REFERENCE_TYPE(0112/2///61987#ABC490) 0112/2///61987#ABC490 - Percentage performance for pressure |  |  |  |  | DEPENDENT_P_DET | [5 empty] | 0112/2///61987#ABC672 - Type of performance variable [2] | 0112/2///61987#ABA000 |  |  |  | Standard |  |  |  | SC65E – IEC 61987 | 0112/2///61987#ABU168 - performance variable type [2] | C00004 |  | 0112-2---61987#ABU193 | https://cdd.iec.ch/cdd/iec61987/iec61987.nsf/PropertiesAllVersions/0112-2---61987%23ABU193
0112/2///61987#ABF457 | 001 | 01 | 0112/2///61987#ABF457#001 | material of nuclear source |  |  |  |  | isotope used as the source of nuclear radiation | [5 empty] | STRING_TYPE |  |  |  |  | NON_DEPENDENT_P_DET | [5 empty] | 0112/2///61987#ABF463 - Nuclear source | 0112/2///61987#ABA000 |  |  |  | Standard |  | IEC 61987 | IEC | SC65E | - | C00018 | 001-01 (2018-03-28 07:27:06 by BATCH 00000762) standard | 0112-2---61987#ABF457 | https://cdd.iec.ch/cdd/iec61987/iec61987.nsf/PropertiesAllVersions/0112-2---61987%23ABF457
0112/2///61987#ABG979 | 001 | 01 | 0112/2///61987#ABG979#001 | reference to Structural design [servo level transmitter ] |  |  |  |  | reference to block ABG419 | [5 empty] | CLASS_REFERENCE_TYPE(0112/2///61987#ABG419) 0112/2///61987#ABG419 - Structural design [servo level transmitter ] |  |  |  |  | NON_DEPENDENT_P_DET | [5 empty] | 0112/2///61987#ABG374 - Mechanical and electrical construction [servo level transmitter ] | 0112/2///61987#ABA000 |  |  |  | Standard |  | IEC 61987 | IEC | SC65E | - | C00018 | 001-01 (2018-03-28 07:27:12 by BATCH 00000762) standard | 0112-2---61987#ABG979 | https://cdd.iec.ch/cdd/iec61987/iec61987.nsf/PropertiesAllVersions/0112-2---61987%23ABG979
0112/2///61987#ABB792 | 001 | 03 | 0112/2///61987#ABB792#001 | inaccuracy of other variable |  |  |  |  | for another variable measurement, the maximum positive and negative deviation from the specified characteristic curve observed in testing a device under specified conditions and by a specified procedure | [5 empty] | REAL_TYPE |  |  |  |  | NON_DEPENDENT_P_DET | [5 empty] | 0112/2///61987#ABC063 - Absolute performance for other variable0112/2///61987#ABC075 - Accuracy for a subrange of other variable0112/2///61987#ABP007 - Absolute performance for other variable [I/O module] | 0112/2///61987#ABA000 |  |  |  | Standard |  |  |  | SC65E – IEC 61987 | - | C00019 |  | 0112-2---61987#ABB792 | https://cdd.iec.ch/cdd/iec61987/iec61987.nsf/PropertiesAllVersions/0112-2---61987%23ABB792
0112/2///61987#ABF588 | 001 | 01 | 0112/2///61987#ABF588#001 | maximum volume flow rate |  |  |  |  | highest volume flow rate for which a device is or must be designed to operate within its specified limits |  |  | m³/h |  |  | REAL_MEASURE_TYPE |  |  |  |  | NON_DEPENDENT_P_DET | [5 empty] | 0112/2///61987#ABG346 - Normal process conditions [8] | 0112/2///61987#ABA000 | 0112/2///62720#UAA763 - metre cubed per hour |  | 0112/2///61987#ABT504 - Volume flow rate | Standard |  | IEC 61987 | IEC | SC65E | - | C00017 | 001-01 (2018-03-28 07:27:08 by BATCH 00000762) standard | 0112-2---61987#ABF588 | https://cdd.iec.ch/cdd/iec61987/iec61987.nsf/PropertiesAllVersions/0112-2---61987%23ABF588
0112/2///61987#ABD461 | 004 | 01 | 0112/2///61987#ABD461#004 | minimum rated voltage |  |  |  |  | lowest operating voltage of the device as defined by the manufacturer |  |  | V |  |  | REAL_MEASURE_TYPE |  |  | IEV 151-16-08, MOD |  | NON_DEPENDENT_P_DET | [5 empty] | 0112/2///61987#ABC042 - Trace heating system0112/2///61987#ABC218 - Electrical power input circuit | 0112/2///61987#ABA000 | 0112/2///62720#UAA296 - volt |  | 0112/2///61987#ABT506 - Voltage | Standard |  |  |  | SC65E – IEC 61987 | - | C00004 |  | 0112-2---61987#ABD461 | https://cdd.iec.ch/cdd/iec61987/iec61987.nsf/PropertiesAllVersions/0112-2---61987%23ABD461
0112/2///61987#ABB285 | 002 | 01 | 0112/2///61987#ABB285#002 | base vapor/gas density |  |  |  |  | vapour or gas density used to calculate variables to reference conditions |  |  | kg/m³ |  |  | REAL_MEASURE_TYPE |  |  |  |  | NON_DEPENDENT_P_DET | [5 empty] | 0112/2///61987#ABC136 - Base conditions | 0112/2///61987#ABA000 | 0112/2///62720#UAA619 - kilogram per metre cubed |  | 0112/2///61987#ABT573 - Density | Standard |  |  |  | SC65E – IEC 61987 | - | C00004 |  | 0112-2---61987#ABB285 | https://cdd.iec.ch/cdd/iec61987/iec61987.nsf/PropertiesAllVersions/0112-2---61987%23ABB285
0112/2///61987#ABJ602 | 002 | 01 | 0112/2///61987#ABJ602#002 | style of diagnostic support |  |  |  |  | summarized result of all device diagnostics which are available for a device | Examples are "failure", "function check", "out of specification", "maintenance required". |  |  |  |  | ENUM_CODE_TYPE(0112/2///61987#ABJ778) |  |  |  |  | DEPENDENT_P_DET |  |  | 0112/2///61987#ABJ778 | 0112/2///61987#ABL149 - failure0112/2///61987#ABL150 - function check0112/2///61987#ABL151 - out of specification0112/2///61987#ABL152 - maintenance required0112/2///61987#ABI407 - others |  | 0112/2///61987#ABC189 - Device diagnostic | 0112/2///61987#ABA000 |  |  |  | Standard |  |  |  | SC65E – IEC 61987 | 0112/2///61987#ABI406 - empty_property | C00091 |  | 0112-2---61987#ABJ602 | https://cdd.iec.ch/cdd/iec61987/iec61987.nsf/PropertiesAllVersions/0112-2---61987%23ABJ602
0112/2///61987#ABU151 | 004 | 02 | 0112/2///61987#ABU151#004 | reference to Style of parametrization |  |  |  |  | reference to block ABC646 |  | Id specified in IEC61987-12/-13: ABD272 |  |  |  | CLASS_REFERENCE_TYPE(0112/2///61987#ABC646) 0112/2///61987#ABC646 - Style of parametrization |  |  |  |  | DEPENDENT_P_DET | [5 empty] | 0112/2///61987#ABC488 - Parametrization | 0112/2///61987#ABA000 |  |  |  | Standard |  | IEC 61987 | IEC | IEC SC65E | 0112/2///61987#ABA504 - number of parametrization styles | C00112 |  | 0112-2---61987#ABU151 | https://cdd.iec.ch/cdd/iec61987/iec61987.nsf/PropertiesAllVersions/0112-2---61987%23ABU151
0112/2///61987#ABA411 | 002 | 01 | 0112/2///61987#ABA411#002 | style of thermocouple isolation |  |  |  |  | style of electrical isolation of the thermocouple to the insert | [5 empty] | ENUM_CODE_TYPE(0112/2///61987#ABJ783) |  |  |  |  | DEPENDENT_P_DET |  |  | 0112/2///61987#ABJ783 | 0112/2///61987#ABL175 - isolated0112/2///61987#ABL176 - grounded0112/2///61987#ABI407 - others |  | 0112/2///61987#ABC652 - Thermocouple input0112/2///61987#ABP075 - Thermocouple input [I/O module] | 0112/2///61987#ABA000 |  |  |  | Standard |  |  |  | SC65E – IEC 61987 | 0112/2///61987#ABI406 - empty_property | C00091 |  | 0112-2---61987#ABA411 | https://cdd.iec.ch/cdd/iec61987/iec61987.nsf/PropertiesAllVersions/0112-2---61987%23ABA411
0112/2///61987#ABD767 | 001 | 02 | 0112/2///61987#ABD767#001 | type of surface treatment |  |  |  |  | classification of the surface treatment of a part of a final control element according to the coating material or mechanical treatment | [5 empty] | STRING_TYPE |  |  |  |  | NON_DEPENDENT_P_DET | [5 empty] | 0112/2///61987#ABE405 - Surface treatment0112/2///61987#ABE407 - Surface treatment of sealing edge | 0112/2///61987#ABA000 |  |  |  | Standard |  |  |  |  | - | C00004 |  | 0112-2---61987#ABD767 | https://cdd.iec.ch/cdd/iec61987/iec61987.nsf/PropertiesAllVersions/0112-2---61987%23ABD767
0112/2///61987#ABA527 | 004 | 01 | 0112/2///61987#ABA527#004 | number of switches |  |  |  |  | @number of switches |  | cardinality property |  |  |  | INT_TYPE |  |  |  |  | CONDITION_DET | [5 empty] | 0112/2///61987#ABC329 - Manual controls | 0112/2///61987#ABA000 |  |  |  | Standard |  |  |  | SC65E – IEC 61987 | - | C00004 |  | 0112-2---61987#ABA527 | https://cdd.iec.ch/cdd/iec61987/iec61987.nsf/PropertiesAllVersions/0112-2---61987%23ABA527
0112/2///61987#ABD178 | 001 | 05 | 0112/2///61987#ABD178#001 | reference to Process material component |  |  |  |  | reference to block ABC548 | [5 empty] | CLASS_REFERENCE_TYPE(0112/2///61987#ABC548) 0112/2///61987#ABC548 - Process material component |  |  |  |  | DEPENDENT_P_DET | [5 empty] | 0112/2///61987#ABC469 - Other material properties0112/2///61987#ABH220 - Material between detector and target | 0112/2///61987#ABA000 |  |  |  | Standard |  | IEC 61987 | IEC | IEC SC65E | 0112/2///61987#ABB303 - number of process material components | C00112 |  | 0112-2---61987#ABD178 | https://cdd.iec.ch/cdd/iec61987/iec61987.nsf/PropertiesAllVersions/0112-2---61987%23ABD178
0112/2///61987#ABG988 | 001 | 01 | 0112/2///61987#ABG988#001 | reference to Structural design [sight level gauge] |  |  |  |  | reference to block ABG428 | [5 empty] | CLASS_REFERENCE_TYPE(0112/2///61987#ABG428) 0112/2///61987#ABG428 - Structural design [sight level gauge] |  |  |  |  | NON_DEPENDENT_P_DET | [5 empty] | 0112/2///61987#ABG383 - Mechanical and electrical construction [sight level gauge] | 0112/2///61987#ABA000 |  |  |  | Standard |  | IEC 61987 | IEC | SC65E | - | C00018 | 001-01 (2018-03-28 07:27:12 by BATCH 00000762) standard | 0112-2---61987#ABG988 | https://cdd.iec.ch/cdd/iec61987/iec61987.nsf/PropertiesAllVersions/0112-2---61987%23ABG988
0112/2///61987#ABI065 | 001 | 01 | 0112/2///61987#ABI065#001 | burst device variable 4 |  |  |  |  | fourth device variable returned by Command 9 or 33 in burst mode | [5 empty] | INT_TYPE |  |  |  |  | NON_DEPENDENT_P_DET | [5 empty] | 0112/2///61987#ABH919 - HART burst mode parameters | 0112/2///61987#ABA000 |  |  |  | Standard |  |  |  | SC65E – IEC 61987 | - | C00019 | 001-01 (2018-03-28 07:27:16 by BATCH 00000762) standard | 0112-2---61987#ABI065 | https://cdd.iec.ch/cdd/iec61987/iec61987.nsf/PropertiesAllVersions/0112-2---61987%23ABI065
0112/2///61987#ABE855 | 001 | 02 | 0112/2///61987#ABE855#001 | set upper range end-value of interval of mass |  |  |  |  | value defining the end of a subrange for mass |  |  | kg |  |  | REAL_MEASURE_TYPE |  |  |  |  | NON_DEPENDENT_P_DET | [5 empty] | 0112/2///61987#ABE853 - Accuracy for a subrange of mass | 0112/2///61987#ABA000 | 0112/2///62720#UAA594 - kilogram |  | 0112/2///61987#ABT546 - Mass | Standard |  | IEC 61987 | IEC | IEC/SC 65E | - | C00128 |  | 0112-2---61987#ABE855 | https://cdd.iec.ch/cdd/iec61987/iec61987.nsf/PropertiesAllVersions/0112-2---61987%23ABE855
0112/2///61987#ABA966 | 001 | 04 | 0112/2///61987#ABA966#001 | minimum cable diameter |  |  |  |  | smallest cable diameter that still guarantees correct use for the purpose foreseen |  |  | mm |  |  | REAL_MEASURE_TYPE |  |  |  |  | NON_DEPENDENT_P_DET | [5 empty] | 0112/2///61987#ABC149 - Cable/conduit entry | 0112/2///61987#ABA000 | 0112/2///62720#UAA862 - millimetre |  | 0112/2///61987#ABT548 - Length short | Standard |  |  |  | SC65E – IEC 61987 | - | C00004 |  | 0112-2---61987#ABA966 | https://cdd.iec.ch/cdd/iec61987/iec61987.nsf/PropertiesAllVersions/0112-2---61987%23ABA966
0112/2///61987#ABU213 | 001 | 03 | 0112/2///61987#ABU213#001 | reference to Retractable thermal mass flow transmitter |  |  |  |  | reference to block ABC583 |  | Id specified in IEC61987-12/-13: ABD209 |  |  |  | CLASS_REFERENCE_TYPE(0112/2///61987#ABC583) 0112/2///61987#ABC583 - Retractable thermal mass flow transmitter |  |  |  |  | DEPENDENT_P_DET | [5 empty] | 0112/2///61987#ABC635 - Structural design of a thermal mass flow transmitter | 0112/2///61987#ABA000 |  |  |  | Standard |  |  |  | SC65E – IEC 61987 | 0112/2///61987#ABU204 - thermal mass flow transmitter mounting type | C00004 |  | 0112-2---61987#ABU213 | https://cdd.iec.ch/cdd/iec61987/iec61987.nsf/PropertiesAllVersions/0112-2---61987%23ABU213
0112/2///61987#ABD694 | 001 | 03 | 0112/2///61987#ABD694#001 | quantity of storable events |  |  |  |  | number of events that can be stored in a device | [5 empty] | INT_TYPE |  |  |  |  | NON_DEPENDENT_P_DET | [5 empty] | 0112/2///61987#ABE034 - Structural design of a positioner0112/2///61987#ABE618 - Structural design of an I/P converter | 0112/2///61987#ABA000 |  |  |  | Standard |  |  |  |  | - | C00004 |  | 0112-2---61987#ABD694 | https://cdd.iec.ch/cdd/iec61987/iec61987.nsf/PropertiesAllVersions/0112-2---61987%23ABD694
0112/2///61987#ABJ678 | 001 | 01 | 0112/2///61987#ABJ678#001 | AD_CONVERSION |  |  |  |  | parameter setting/indicating the A/D conversion parameters of a sensor | [5 empty] | LIST(1,?) OF REAL_TYPE |  |  |  |  | NON_DEPENDENT_P_DET | [5 empty] | 0112/2///61987#ABJ613 - TEMPERATURE_SENSOR_DESCRIPTION | 0112/2///61987#ABA000 |  |  |  | Standard |  |  |  | SC65E – IEC 61987 | - | C00018 | 001-01 (2019-03-08 15:35:34 by BATCH 00000766) standard | 0112-2---61987#ABJ678 | https://cdd.iec.ch/cdd/iec61987/iec61987.nsf/PropertiesAllVersions/0112-2---61987%23ABJ678
0112/2///61987#ABB074 | 005 | 01 | 0112/2///61987#ABB074#005 | temperature spacer |  |  |  |  | provision of a mechanical extension intended to increase the distance of the electronics from the process, serving to increase the allowable process temperature | [5 empty] | ENUM_CODE_TYPE(0112/2///61987#ABL702) |  |  |  |  | DEPENDENT_P_DET |  |  | 0112/2///61987#ABL702 | 0112/2///61987#ABN394 - without temperature spacer0112/2///61987#ABN395 - with temperature spacer0112/2///61987#ABI407 - others |  | 0112/2///61987#ABC195 - Dial indicator0112/2///61987#ABC202 - Digital indicator0112/2///61987#ABC630 - Structural design of a remote seal [1]0112/2///61987#ABC631 - Structural design of a remote seal [2]0112/2///61987#ABD848 - Dial indicator [3]0112/2///61987#ABD850 - Digital indicator [2]0112/2///61987#ABC040 - Totalizer indicator [2]0112/2///61987#ABC048 - Transmitter housing [1]0112/2///61987#ABC049 - Transmitter housing [2]0112/2///61987#ABE040 - Transmitter housing [3]0112/2///61987#ABE607 - Solenoid valve housing0112/2///61987#ABF375 - Transmitter/switch housing0112/2///61987#ABC626 - Structural design of a differential pressure transmitter0112/2///61987#ABC641 - Structural design of an absolute or a gauge pressure transmitter | 0112/2///61987#ABA000 |  |  |  | Standard |  |  |  | SC65E – IEC 61987 | 0112/2///61987#ABI406 - empty_property | C00091 |  | 0112-2---61987#ABB074 | https://cdd.iec.ch/cdd/iec61987/iec61987.nsf/PropertiesAllVersions/0112-2---61987%23ABB074
0112/2///61987#ABH313 | 001 | 01 | 0112/2///61987#ABH313#001 | reference to Material between detector and target |  |  |  |  | reference to block ABH220 | [5 empty] | CLASS_REFERENCE_TYPE(0112/2///61987#ABH220) 0112/2///61987#ABH220 - Material between detector and target |  |  |  |  | NON_DEPENDENT_P_DET | [5 empty] | 0112/2///61987#ABH229 - Process case variables for non-contact temperature transmitter | 0112/2///61987#ABA000 |  |  |  | Standard |  | IEC 61987 | IEC | SC65E | - | C00019 | 001-01 (2018-03-28 07:27:14 by BATCH 00000762) standard | 0112-2---61987#ABH313 | https://cdd.iec.ch/cdd/iec61987/iec61987.nsf/PropertiesAllVersions/0112-2---61987%23ABH313
0112/2///61987#ABD171 | 001 | 02 | 0112/2///61987#ABD171#001 | reference to Process design ratings [1] |  |  |  |  | reference to block ABC541 | [5 empty] | CLASS_REFERENCE_TYPE(0112/2///61987#ABC541) 0112/2///61987#ABC541 - Process design ratings [1] |  |  |  |  | NON_DEPENDENT_P_DET | [5 empty] | 0112/2///61987#ABC557 - Rated operating conditions [1] | 0112/2///61987#ABA000 |  |  |  | Standard |  |  |  | SC65E – IEC 61987 | - | C00004 |  | 0112-2---61987#ABD171 | https://cdd.iec.ch/cdd/iec61987/iec61987.nsf/PropertiesAllVersions/0112-2---61987%23ABD171
0112/2///61987#ABF505 | 002 | 01 | 0112/2///61987#ABF505#002 | type of hot junction grounding |  |  |  |  | classification of a hot junction of a thermocouple according to the electrical insulation to ground | [5 empty] | ENUM_CODE_TYPE(0112/2///61987#ABJ783) |  |  |  |  | DEPENDENT_P_DET |  |  | 0112/2///61987#ABJ783 | 0112/2///61987#ABL175 - isolated0112/2///61987#ABL176 - grounded0112/2///61987#ABI407 - others |  | 0112/2///61987#ABF419 - Thermocouple | 0112/2///61987#ABA000 |  |  |  | Standard |  | IEC 61987 | IEC | SC65E | 0112/2///61987#ABI406 - empty_property | C00091 |  | 0112-2---61987#ABF505 | https://cdd.iec.ch/cdd/iec61987/iec61987.nsf/PropertiesAllVersions/0112-2---61987%23ABF505
0112/2///61987#ABE500 | 001 | 01 | 0112/2///61987#ABE500#001 | reference to Performance [13] |  |  |  |  | reference to block ABE582 | [5 empty] | CLASS_REFERENCE_TYPE(0112/2///61987#ABE582) 0112/2///61987#ABE582 - Performance [13] |  |  |  |  | NON_DEPENDENT_P_DET | [5 empty] | 0112/2///61987#ABV520 - Device LOP for position transmitter | 0112/2///61987#ABA000 |  |  |  | Standard |  | IEC 61987 | IEC | SC65E | - | C00016 | 001-01 (2018-03-28 07:27:00 by BATCH 00000762) standard | 0112-2---61987#ABE500 | https://cdd.iec.ch/cdd/iec61987/iec61987.nsf/PropertiesAllVersions/0112-2---61987%23ABE500
0112/2///61987#ABA900 | 001 | 02 | 0112/2///61987#ABA900#001 | material of capillary sheath |  |  |  |  | material from which a protective sheath of a capillary is made | [5 empty] | STRING_TYPE |  |  |  |  | NON_DEPENDENT_P_DET | [5 empty] | 0112/2///61987#ABC153 - Capillary | 0112/2///61987#ABA000 |  |  |  | Standard |  |  |  | SC65E – IEC 61987 | - | C00004 |  | 0112-2---61987#ABA900 | https://cdd.iec.ch/cdd/iec61987/iec61987.nsf/PropertiesAllVersions/0112-2---61987%23ABA900
0112/2///61987#ABC028 | 003 | 01 | 0112/2///61987#ABC028#003 | type of feedthrough |  |  |  |  | classification of a feedthrough according to the mechanical design | [5 empty] | STRING_TYPE |  |  |  |  | NON_DEPENDENT_P_DET | [5 empty] | 0112/2///61987#ABC246 - Flowtube assembly0112/2///61987#ABC412 - Flow measuring chamber0112/2///61987#ABC625 - Structural design of a differential pressure gauge0112/2///61987#ABF117 - Structural design of a guided-wave radar level transmitter0112/2///61987#ABF136 - Structural design of a capacitance level transmitter/switch0112/2///61987#ABF154 - Structural design of a conductance level transmitter/switch0112/2///61987#ABF182 - Structural design of an ultrasonic level transmitter0112/2///61987#ABF183 - Structural design of a vibrating level switch0112/2///61987#ABF191 - Structural design of a rotary paddle switch0112/2///61987#ABF217 - Structural design of a magnetic level gauge0112/2///61987#ABF276 - Structural design of a sight level gauge0112/2///61987#ABF285 - Structural design of a thermal level switch0112/2///61987#ABF319 - Structural design of a thermowell0112/2///61987#ABF341 - Structural design of a hydrostatic pressure level transmitter0112/2///61987#ABF342 - Structural design of a displacer lever transmitter/switch0112/2///61987#ABF431 - Structural design of a plumb bob level transmitter0112/2///61987#ABF432 - Structural design of a servo level transmitter0112/2///61987#ABF518 - Structural design of a laser level transmitter0112/2///61987#ABF632 - Structural design of a refractive index density transmitter0112/2///61987#ABH365 - Insertion type microwave density transmitter0112/2///61987#ABF018 - Structural design of a free-space radar level transmitter0112/2///61987#ABC626 - Structural design of a differential pressure transmitter0112/2///61987#ABC641 - Structural design of an absolute or a gauge pressure transmitter | 0112/2///61987#ABA000 |  |  |  | Standard |  |  |  | SC65E – IEC 61987 | - | C00004 |  | 0112-2---61987#ABC028 | https://cdd.iec.ch/cdd/iec61987/iec61987.nsf/PropertiesAllVersions/0112-2---61987%23ABC028
0112/2///61987#ABH780 | 001 | 01 | 0112/2///61987#ABH780#001 | reference to Trip points |  |  |  |  | reference to block ABH702 | [5 empty] | CLASS_REFERENCE_TYPE(0112/2///61987#ABH702) 0112/2///61987#ABH702 - Trip points |  |  |  |  | NON_DEPENDENT_P_DET | [5 empty] | 0112/2///61987#ABH531 - Output signal processing variable | 0112/2///61987#ABA000 |  |  |  | Standard |  | IEC 61987 |  | SC65E – IEC 61987 | - | C00018 | 001-01 (2019-03-08 15:35:30 by BATCH 00000766) standard | 0112-2---61987#ABH780 | https://cdd.iec.ch/cdd/iec61987/iec61987.nsf/PropertiesAllVersions/0112-2---61987%23ABH780
0112/2///61987#ABF626 | 001 | 01 | 0112/2///61987#ABF626#001 | average influence of process temperature on mass fraction |  |  |  |  | change in output of a mass fraction measuring device caused by a change in process temperature with respect to reference conditions, expressed as the average error within the specified process temperature range |  |  | %/K |  |  | REAL_MEASURE_TYPE |  |  |  |  | NON_DEPENDENT_P_DET | [5 empty] | 0112/2///61987#ABF623 - Influence of external quantities expressed for mass fraction | 0112/2///61987#ABA000 | 0112/2///62720#UAA008 - percent per kelvin |  | 0112/2///61987#ABT527 - Percentage per temperature | Standard |  | IEC 61987 | IEC | SC65E | - | C00018 | 001-01 (2018-03-28 07:27:08 by BATCH 00000762) standard | 0112-2---61987#ABF626 | https://cdd.iec.ch/cdd/iec61987/iec61987.nsf/PropertiesAllVersions/0112-2---61987%23ABF626
0112/2///61987#ABU908 | 001 | 01 | 0112/2///61987#ABU908#001 | reference to Type of measured variable [12] |  |  |  |  | reference to block ABF984 | [5 empty] | CLASS_REFERENCE_TYPE(0112/2///61987#ABF984) 0112/2///61987#ABF984 - Type of measured variable [12] |  |  |  |  | NON_DEPENDENT_P_DET | [5 empty] | 0112/2///61987#ABF948 - Measured variable [12] | 0112/2///61987#ABA000 |  |  |  | Standard |  | IEC 61987 | IEC | SC65E | - | C00018 | 001-01 (2018-03-28 07:27:22 by BATCH 00000762) standard | 0112-2---61987#ABU908 | https://cdd.iec.ch/cdd/iec61987/iec61987.nsf/PropertiesAllVersions/0112-2---61987%23ABU908
0112/2///61987#ABF587 | 001 | 01 | 0112/2///61987#ABF587#001 | recommended minimum volume flow rate |  |  |  |  | lowest volume flow rate that is recommended by the manufacturer |  |  | m³/h |  |  | REAL_MEASURE_TYPE |  |  |  |  | NON_DEPENDENT_P_DET | [5 empty] | 0112/2///61987#ABG334 - Deployment conditions [9] | 0112/2///61987#ABA000 | 0112/2///62720#UAA763 - metre cubed per hour |  | 0112/2///61987#ABT504 - Volume flow rate | Standard |  | IEC 61987 | IEC | SC65E | - | C00017 | 001-01 (2018-03-28 07:27:08 by BATCH 00000762) standard | 0112-2---61987#ABF587 | https://cdd.iec.ch/cdd/iec61987/iec61987.nsf/PropertiesAllVersions/0112-2---61987%23ABF587
0112/2///61987#ABO097 | 001 | 01 | 0112/2///61987#ABO097#001 | date of issue |  |  |  |  | date when a document was issued | Note 1: The format for date is the lexical representation allowed by ISO 8601, i. e. "yyyy-mm-dd" with optional time zone. Note 2: The date of issue is normally the date, when the document becomes valid. |  |  |  |  | DATE_TYPE |  |  |  |  | NON_DEPENDENT_P_DET | [5 empty] | 0112/2///61987#ABH515 - Certificate or approval | 0112/2///61987#ABA000 |  |  |  | Standard |  | IEC 61987 | IEC | IEC SC65E | - | C00112 | 001-01 (2022-06-28 13:02:00 by BATCH 00000794) standard | 0112-2---61987#ABO097 | https://cdd.iec.ch/cdd/iec61987/iec61987.nsf/PropertiesAllVersions/0112-2---61987%23ABO097
0112/2///61987#ABB009 | 004 | 01 | 0112/2///61987#ABB009#004 | customer housing thermal insulation |  |  |  |  | type of material of any thermal insulation provided or specified by the customer for the electronics housing | [5 empty] | STRING_TYPE |  |  |  |  | NON_DEPENDENT_P_DET | [5 empty] | 0112/2///61987#ABC044 - Transmitter body [1]0112/2///61987#ABC045 - Transmitter body [2]0112/2///61987#ABC046 - Transmitter body [3]0112/2///61987#ABC047 - Transmitter body [4]0112/2///61987#ABC048 - Transmitter housing [1]0112/2///61987#ABC049 - Transmitter housing [2]0112/2///61987#ABE040 - Transmitter housing [3]0112/2///61987#ABE607 - Solenoid valve housing0112/2///61987#ABF375 - Transmitter/switch housing | 0112/2///61987#ABA000 |  |  |  | Standard |  |  |  | SC65E – IEC 61987 | - | C00004 |  | 0112-2---61987#ABB009 | https://cdd.iec.ch/cdd/iec61987/iec61987.nsf/PropertiesAllVersions/0112-2---61987%23ABB009
0112/2///61987#ABA611 | 006 | 01 | 0112/2///61987#ABA611#006 | short-circuit current |  |  |  |  | overcurrent resulting from a short-circuit due to a fault or an incorrect connection in an electric circuit |  |  | A |  |  | REAL_MEASURE_TYPE |  |  |  |  | NON_DEPENDENT_P_DET | [5 empty] | 0112/2///61987#ABC145 - Binary output IEC 60947-5-6 (NAMUR)0112/2///61987#ABC143 - Binary input IEC 60947-5-6 (NAMUR)0112/2///61987#ABC212 - Electrical data for active behaviour | 0112/2///61987#ABA000 | 0112/2///62720#UAA101 - ampere |  | 0112/2///61987#ABT567 - Electrical current | Standard |  |  |  | SC65E – IEC 61987 | - | C00019 |  | 0112-2---61987#ABA611 | https://cdd.iec.ch/cdd/iec61987/iec61987.nsf/PropertiesAllVersions/0112-2---61987%23ABA611
0112/2///61987#ABF071 | 002 | 02 | 0112/2///61987#ABF071#002 | set span for voltage |  |  |  |  | difference between the upper and lower range value of voltage to which a voltage measurement instrument is adjusted |  |  | mV |  |  | REAL_MEASURE_TYPE |  |  |  |  | NON_DEPENDENT_P_DET | [5 empty] | 0112/2///61987#ABF065 - Assigned voltage range | 0112/2///61987#ABA000 | 0112/2///62720#UAA804 - millivolt |  | 0112/2///61987#ABT506 - Voltage | Standard |  | IEC 61987 | IEC | IEC SC65E | - | C00112 |  | 0112-2---61987#ABF071 | https://cdd.iec.ch/cdd/iec61987/iec61987.nsf/PropertiesAllVersions/0112-2---61987%23ABF071
0112/2///61987#ABF189 | 002 | 01 | 0112/2///61987#ABF189#002 | style of vibration probe extension |  |  |  |  | classification of the vibration probe extension according to its mechanical design | [5 empty] | ENUM_CODE_TYPE(0112/2///61987#ABL602) |  |  |  |  | DEPENDENT_P_DET |  |  | 0112/2///61987#ABL602 | 0112/2///61987#ABM046 - rod0112/2///61987#ABN028 - rope0112/2///61987#ABI407 - others |  | 0112/2///61987#ABF188 - Extension of vibration probe | 0112/2///61987#ABA000 |  |  |  | Standard |  | IEC 61987 | IEC | SC65E | 0112/2///61987#ABI406 - empty_property | C00091 |  | 0112-2---61987#ABF189 | https://cdd.iec.ch/cdd/iec61987/iec61987.nsf/PropertiesAllVersions/0112-2---61987%23ABF189
0112/2///61987#ABI212 | 001 | 01 | 0112/2///61987#ABI212#001 | SV damping value |  |  |  |  | damping applied to the output channel of the secondary variable of a CPF 9 device | CPF 9 is the IEC 61784 acronym for HART. |  |  |  |  | REAL_TYPE |  |  |  |  | NON_DEPENDENT_P_DET | [5 empty] | 0112/2///61987#ABH917 - HART common practice parameters | 0112/2///61987#ABA000 |  |  |  | Standard |  |  |  | SC65E – IEC 61987 | - | C00019 | 001-01 (2018-03-28 07:27:16 by BATCH 00000762) standard | 0112-2---61987#ABI212 | https://cdd.iec.ch/cdd/iec61987/iec61987.nsf/PropertiesAllVersions/0112-2---61987%23ABI212
0112/2///61987#ABO093 | 001 | 01 | 0112/2///61987#ABO093#001 | consortium/user organization |  |  |  |  | non-governmental organization or association whose primary function is to develop, issue, maintain and promote technical specifications | [5 empty] | ENUM_CODE_TYPE(0112/2///61987#ABO128) |  |  |  |  | DEPENDENT_P_DET |  |  | 0112/2///61987#ABO128 | 0112/2///61987#ABO395 - 3-A Sanitary Standards0112/2///61987#ABO396 - American Society for Testing and Materials0112/2///61987#ABO397 - ECLASS0112/2///61987#ABO398 - European Hygienic Engineering and Design Group0112/2///61987#ABO399 - Federal Communications Commission0112/2///61987#ABO400 - Field Communication Group0112/2///61987#ABO401 - Factory Mutual0112/2///61987#ABO402 - International Society of Automation0112/2///61987#ABO403 - NAMUR0112/2///61987#ABO404 - National Electrical Manufacturer Association0112/2///61987#ABO405 - Open DeviceNet Vendors Organization0112/2///61987#ABO406 - Open Platform Communication Foundation0112/2///61987#ABO407 - PROFIBUS and PROFINET International0112/2///61987#ABO408 - VDE0112/2///61987#ABI407 - others |  | 0112/2///61987#ABP296 - Issuing organization | 0112/2///61987#ABA000 |  |  |  | Standard |  | IEC 61987 | IEC | IEC SC65E | 0112/2///61987#ABI406 - empty_property | C00112 | 001-01 (2022-06-28 13:02:00 by BATCH 00000794) standard | 0112-2---61987#ABO093 | https://cdd.iec.ch/cdd/iec61987/iec61987.nsf/PropertiesAllVersions/0112-2---61987%23ABO093
0112/2///61987#ABA637 | 001 | 03 | 0112/2///61987#ABA637#001 | quantity of trip switches |  |  |  |  | number of switches mounted on an indicator to trip an action | [5 empty] | INT_TYPE |  |  |  |  | NON_DEPENDENT_P_DET | [5 empty] | 0112/2///61987#ABC638 - Structural design of a variable area flow transmitter or gauge | 0112/2///61987#ABA000 |  |  |  | Standard |  |  |  | SC65E – IEC 61987 | - | C00004 |  | 0112-2---61987#ABA637 | https://cdd.iec.ch/cdd/iec61987/iec61987.nsf/PropertiesAllVersions/0112-2---61987%23ABA637
0112/2///61987#ABE125 | 002 | 01 | 0112/2///61987#ABE125#002 | reference to Gas phase [valves] |  |  |  |  | reference to block ABD881 | [5 empty] | CLASS_REFERENCE_TYPE(0112/2///61987#ABD881) 0112/2///61987#ABD881 - Gas phase [valves] |  |  |  |  | NON_DEPENDENT_P_DET | [5 empty] | 0112/2///61987#ABD988 - Process conditions at the inlet0112/2///61987#ABD989 - Process conditions at the outlet | 0112/2///61987#ABA000 |  |  |  | Standard |  |  |  |  | - | C00004 |  | 0112-2---61987#ABE125 | https://cdd.iec.ch/cdd/iec61987/iec61987.nsf/PropertiesAllVersions/0112-2---61987%23ABE125
0112/2///61987#ABF703 | 001 | 01 | 0112/2///61987#ABF703#001 | reference to Material of float |  |  |  |  | reference to block ABF039 | [5 empty] | CLASS_REFERENCE_TYPE(0112/2///61987#ABF039) 0112/2///61987#ABF039 - Material of float |  |  |  |  | NON_DEPENDENT_P_DET | [5 empty] | 0112/2///61987#ABF029 - Float | 0112/2///61987#ABA000 |  |  |  | Standard |  | IEC 61987 | IEC | SC65E | - | C00018 | 001-01 (2018-03-28 07:27:08 by BATCH 00000762) standard | 0112-2---61987#ABF703 | https://cdd.iec.ch/cdd/iec61987/iec61987.nsf/PropertiesAllVersions/0112-2---61987%23ABF703
0112/2///61987#ABJ158 | 001 | 01 | 0112/2///61987#ABJ158#001 | VALUE |  |  |  |  | parameter indicating the value of the associated block parameter | [5 empty] | REAL_TYPE |  |  |  |  | NON_DEPENDENT_P_DET | [5 empty] | 0112/2///61987#ABI759 - HIGH_HIGH_ALARM0112/2///61987#ABI760 - HIGH_ALARM0112/2///61987#ABI761 - LOW_ALARM0112/2///61987#ABI762 - LOW_LOW_ALARM | 0112/2///61987#ABA000 |  |  |  | Standard |  |  |  | SC65E – IEC 61987 | - | C00018 | 001-01 (2019-03-08 15:35:33 by BATCH 00000766) standard | 0112-2---61987#ABJ158 | https://cdd.iec.ch/cdd/iec61987/iec61987.nsf/PropertiesAllVersions/0112-2---61987%23ABJ158
0112/2///61987#ABA991 | 001 | 04 | 0112/2///61987#ABA991#001 | maximum external inductance (Lo) |  |  |  |  | maximum value of inductance that can be connected to the connection facilities of the apparatus without invalidating the type of protection |  |  | mH |  |  | REAL_MEASURE_TYPE |  |  | IEC 60050, part 426-11-12 (Draft) |  | NON_DEPENDENT_P_DET | [5 empty] | 0112/2///61987#ABC585 - Safety related properties for active behaviour | 0112/2///61987#ABA000 | 0112/2///62720#UAA789 - millihenry |  | 0112/2///61987#ABT566 - Electrical inductance | Standard |  |  |  | SC65E – IEC 61987 | - | C00004 |  | 0112-2---61987#ABA991 | https://cdd.iec.ch/cdd/iec61987/iec61987.nsf/PropertiesAllVersions/0112-2---61987%23ABA991
0112/2///61987#ABG795 | 001 | 01 | 0112/2///61987#ABG795#001 | reference to Reference conditions of the device [6] |  |  |  |  | reference to block ABG235 | [5 empty] | CLASS_REFERENCE_TYPE(0112/2///61987#ABG235) 0112/2///61987#ABG235 - Reference conditions of the device [6] |  |  |  |  | NON_DEPENDENT_P_DET | [5 empty] | 0112/2///61987#ABG223 - Performance [20] | 0112/2///61987#ABA000 |  |  |  | Standard |  | IEC 61987 | IEC | SC65E | - | C00018 | 001-01 (2018-03-28 07:27:11 by BATCH 00000762) standard | 0112-2---61987#ABG795 | https://cdd.iec.ch/cdd/iec61987/iec61987.nsf/PropertiesAllVersions/0112-2---61987%23ABG795
0112/2///61987#ABH078 | 001 | 01 | 0112/2///61987#ABH078#001 | minimum water content |  |  |  |  | lowest water content as mass fraction for which a device is or must be designed to operate within its specified limits |  |  | % |  |  | REAL_MEASURE_TYPE |  |  |  |  | NON_DEPENDENT_P_DET | [5 empty] | 0112/2///61987#ABH071 - Fluid phase design conditions0112/2///61987#ABG343 - Normal process conditions [5] | 0112/2///61987#ABA000 | 0112/2///62720#UAA000 - percent |  | 0112/2///61987#ABT533 - Percentage | Standard |  | IEC 61987 | IEC | SC65E | - | C00018 | 001-01 (2018-03-28 07:27:13 by BATCH 00000762) standard | 0112-2---61987#ABH078 | https://cdd.iec.ch/cdd/iec61987/iec61987.nsf/PropertiesAllVersions/0112-2---61987%23ABH078
0112/2///61987#ABJ642 | 001 | 01 | 0112/2///61987#ABJ642#001 | SIMULATE_DISCRETE_VALUE |  |  |  |  | discrete value written by an operator to simulate the Transducer or Function Block value | [5 empty] | BOOLEAN_TYPE |  |  |  |  | NON_DEPENDENT_P_DET | [5 empty] | 0112/2///61987#ABI773 - SIMULATE_DISCRETE | 0112/2///61987#ABA000 |  |  |  | Standard |  |  |  | SC65E – IEC 61987 | - | C00019 | 001-01 (2019-03-08 15:35:34 by BATCH 00000766) standard | 0112-2---61987#ABJ642 | https://cdd.iec.ch/cdd/iec61987/iec61987.nsf/PropertiesAllVersions/0112-2---61987%23ABJ642
0112/2///61987#ABF304 | 003 | 01 | 0112/2///61987#ABF304#003 | reference confidence level |  |  |  |  | value of the confidence level with which the performance of a device was tested | [5 empty] | ENUM_CODE_TYPE(0112/2///61987#ABJ769) |  |  |  |  | DEPENDENT_P_DET |  |  | 0112/2///61987#ABJ769 | 0112/2///61987#ABL109 - 1 sigma0112/2///61987#ABL110 - 2 sigma0112/2///61987#ABL111 - 3 sigma0112/2///61987#ABL112 - infinity0112/2///61987#ABI407 - others |  | 0112/2///61987#ABG241 - Reference device conditions [2]0112/2///61987#ABG245 - Reference device conditions [6]0112/2///61987#ABU697 - Reference device conditions [7]0112/2///61987#ABU698 - Reference device conditions [3] | 0112/2///61987#ABA000 |  |  |  | Standard |  | IEC 61987 | IEC | SC65E | 0112/2///61987#ABI406 - empty_property | C00091 |  | 0112-2---61987#ABF304 | https://cdd.iec.ch/cdd/iec61987/iec61987.nsf/PropertiesAllVersions/0112-2---61987%23ABF304
0112/2///61987#ABB848 | 001 | 02 | 0112/2///61987#ABB848#001 | influence of ambient temperature (-10 °C to 60 °C) |  |  |  |  | combined influence on zero and span caused by a change in ambient temperature over the range of -10 °C to 60 °C, expressed as percentage of URL |  |  | % |  |  | REAL_MEASURE_TYPE |  |  |  |  | NON_DEPENDENT_P_DET | [5 empty] | 0112/2///61987#ABC277 - Influence of external quantities expressed as a percentage for pressure | 0112/2///61987#ABA000 | 0112/2///62720#UAA000 - percent |  | 0112/2///61987#ABT533 - Percentage | Standard |  |  |  | SC65E – IEC 61987 | - | C00004 |  | 0112-2---61987#ABB848 | https://cdd.iec.ch/cdd/iec61987/iec61987.nsf/PropertiesAllVersions/0112-2---61987%23ABB848
0112/2///61987#ABF355 | 001 | 01 | 0112/2///61987#ABF355#001 | minimum bending radius of cable |  |  |  |  | lowest bending radius a cable may have without permanent impairment of its operating characteristics |  |  | mm |  |  | REAL_MEASURE_TYPE |  |  |  |  | NON_DEPENDENT_P_DET | [5 empty] | 0112/2///61987#ABF353 - Cable or tube | 0112/2///61987#ABA000 | 0112/2///62720#UAA862 - millimetre |  | 0112/2///61987#ABT548 - Length short | Standard |  | IEC 61987 | IEC | SC65E | - | C00018 | 001-01 (2018-03-28 07:27:06 by BATCH 00000762) standard | 0112-2---61987#ABF355 | https://cdd.iec.ch/cdd/iec61987/iec61987.nsf/PropertiesAllVersions/0112-2---61987%23ABF355
0112/2///61987#ABB182 | 004 | 01 | 0112/2///61987#ABB182#004 | gauge pressure |  |  |  | Gauge pressure | pressure using atmospheric pressure as the datum point |  |  | bar |  |  | REAL_MEASURE_TYPE |  |  |  |  | NON_DEPENDENT_P_DET | [5 empty] | 0112/2///61987#ABC187 - Design conditions for internal cleaning in place0112/2///61987#ABC653 - Total fluid [pressure]0112/2///61987#ABC654 - Total fluid [flow]0112/2///61987#ABD988 - Process conditions at the inlet0112/2///61987#ABD989 - Process conditions at the outlet0112/2///61987#ABG455 - Total fluid [temperature]0112/2///61987#ABG456 - Total fluid [density]0112/2///61987#ABH326 - Total process material0112/2///61987#ABN683 - Specific pressure measurement variables | 0112/2///61987#ABA000 | 0112/2///62720#UAA323 - bar |  | 0112/2///61987#ABT524 - Pressure | Standard |  |  |  | SC65E – IEC 61987 | - | C00091 |  | 0112-2---61987#ABB182 | https://cdd.iec.ch/cdd/iec61987/iec61987.nsf/PropertiesAllVersions/0112-2---61987%23ABB182
0112/2///61987#ABC968 | 002 | 02 | 0112/2///61987#ABC968#002 | reference to Material of additional inner part |  |  |  |  | reference to block ABC338 | [5 empty] | CLASS_REFERENCE_TYPE(0112/2///61987#ABC338) 0112/2///61987#ABC338 - Material of additional inner part |  |  |  |  | DEPENDENT_P_DET | [5 empty] | 0112/2///61987#ABC246 - Flowtube assembly0112/2///61987#ABC412 - Flow measuring chamber | 0112/2///61987#ABA000 |  |  |  | Standard |  | IEC 61987 | IEC | IEC SC65E | 0112/2///61987#ABB887 - number of material of additional parts | C00112 |  | 0112-2---61987#ABC968 | https://cdd.iec.ch/cdd/iec61987/iec61987.nsf/PropertiesAllVersions/0112-2---61987%23ABC968
0112/2///61987#ABU225 | 001 | 03 | 0112/2///61987#ABU225#001 | reference to Analog voltage input [2] |  |  |  |  | reference to block ABC093 |  | Id specified in IEC61987-12/-13: ABC723 |  |  |  | CLASS_REFERENCE_TYPE(0112/2///61987#ABC093) 0112/2///61987#ABC093 - Analog voltage input [2] |  |  |  |  | DEPENDENT_P_DET | [5 empty] | 0112/2///61987#ABC658 - Type of auxiliary input [8] | 0112/2///61987#ABA000 |  |  |  | Standard |  |  |  | SC65E – IEC 61987 | 0112/2///61987#ABU222 - auxiliary input type [8] | C00004 |  | 0112-2---61987#ABU225 | https://cdd.iec.ch/cdd/iec61987/iec61987.nsf/PropertiesAllVersions/0112-2---61987%23ABU225
0112/2///61987#ABP147 | 001 | 01 | 0112/2///61987#ABP147#001 | measured error of reactive power |  |  |  |  | largest positive or negative value of error of the average upscale or downscale value at each point of reactive power measurement expressed as an absolute value |  |  | var |  |  | REAL_MEASURE_TYPE |  |  | IEC 61298 and IEC 60770-2 |  | NON_DEPENDENT_P_DET | [5 empty] | 0112/2///61987#ABP009 - Absolute performance for reactive power [I/O module] | 0112/2///61987#ABA000 | 0112/2///62720#UAB023 - volt ampere reactive |  |  | Standard |  | IEC 61987 | IEC | IEC/SC 65E | - | C00128 | 001-01 (2023-01-23 14:53:52 by BATCH 00000807) standard | 0112-2---61987#ABP147 | https://cdd.iec.ch/cdd/iec61987/iec61987.nsf/PropertiesAllVersions/0112-2---61987%23ABP147
0112/2///61987#ABH560 | 001 | 01 | 0112/2///61987#ABH560#001 | number of calibrations |  |  |  |  | cardinality property for calibration | [5 empty] | INT_TYPE |  |  |  |  | CONDITION_DET | [5 empty] | 0112/2///61987#ABH552 - Calibration and test results | 0112/2///61987#ABA000 |  |  |  | Standard |  | IEC 61987 |  | SC65E – IEC 61987 | - | C00018 | 001-01 (2019-03-08 15:35:29 by BATCH 00000766) standard | 0112-2---61987#ABH560 | https://cdd.iec.ch/cdd/iec61987/iec61987.nsf/PropertiesAllVersions/0112-2---61987%23ABH560
0112/2///61987#ABD586 | 001 | 04 | 0112/2///61987#ABD586#001 | flow coefficient Cv in case of failure |  |  |  |  | flow coefficient Cv in the event of a device failure | failure include failure of control or of design but not wearing of parts |  | gal (US liq.)/min |  |  | REAL_MEASURE_TYPE |  |  |  |  | NON_DEPENDENT_P_DET | [5 empty] | 0112/2///61987#ABD964 - Parameters of valve body assembly [4]0112/2///61987#ABD965 - Parameters of valve body assembly [1]0112/2///61987#ABD966 - Parameters of valve body assembly [2]0112/2///61987#ABD967 - Parameters of valve body assembly [3] | 0112/2///61987#ABA000 | 0112/2///62720#UAA508 - gallon (US) per minute |  | 0112/2///61987#ABT504 - Volume flow rate | Standard |  |  |  |  | - | C00004 |  | 0112-2---61987#ABD586 | https://cdd.iec.ch/cdd/iec61987/iec61987.nsf/PropertiesAllVersions/0112-2---61987%23ABD586
0112/2///61987#ABF763 | 001 | 01 | 0112/2///61987#ABF763#001 | reference to Structural design of a sight level gauge |  |  |  |  | reference to block ABF276 | [5 empty] | CLASS_REFERENCE_TYPE(0112/2///61987#ABF276) 0112/2///61987#ABF276 - Structural design of a sight level gauge |  |  |  |  | NON_DEPENDENT_P_DET | [5 empty] | 0112/2///61987#ABG428 - Structural design [sight level gauge] | 0112/2///61987#ABA000 |  |  |  | Standard |  | IEC 61987 | IEC | SC65E | - | C00018 | 001-01 (2018-03-28 07:27:09 by BATCH 00000762) standard | 0112-2---61987#ABF763 | https://cdd.iec.ch/cdd/iec61987/iec61987.nsf/PropertiesAllVersions/0112-2---61987%23ABF763
0112/2///61987#ABD595 | 002 | 01 | 0112/2///61987#ABD595#002 | gas mass fraction |  |  |  |  | ratio of the mass of the gases to the mass sum of all constituents the fluid |  |  | % |  |  | REAL_MEASURE_TYPE |  |  |  |  | NON_DEPENDENT_P_DET | [5 empty] | 0112/2///61987#ABD988 - Process conditions at the inlet0112/2///61987#ABD989 - Process conditions at the outlet | 0112/2///61987#ABA000 | 0112/2///62720#UAA000 - percent |  | 0112/2///61987#ABT533 - Percentage | Standard |  |  |  |  | - | C00004 |  | 0112-2---61987#ABD595 | https://cdd.iec.ch/cdd/iec61987/iec61987.nsf/PropertiesAllVersions/0112-2---61987%23ABD595
0112/2///61987#ABH569 | 001 | 01 | 0112/2///61987#ABH569#001 | value of mass flow digital output |  |  |  |  | digital reading of a value representing a mass flow variable |  |  | kg/h |  |  | REAL_MEASURE_TYPE |  |  |  |  | NON_DEPENDENT_P_DET | [5 empty] | 0112/2///61987#ABH565 - Output values of mass flow | 0112/2///61987#ABA000 | 0112/2///62720#UAA607 - kilogram per hour |  | 0112/2///61987#ABT545 - Mass flow rate | Standard |  | IEC 61987 |  | SC65E – IEC 61987 | - | C00018 | 001-01 (2019-03-08 15:35:29 by BATCH 00000766) standard | 0112-2---61987#ABH569 | https://cdd.iec.ch/cdd/iec61987/iec61987.nsf/PropertiesAllVersions/0112-2---61987%23ABH569
0112/2///61987#ABC923 | 001 | 02 | 0112/2///61987#ABC923#001 | reference to Input [4] |  |  |  |  | reference to block ABC293 | [5 empty] | CLASS_REFERENCE_TYPE(0112/2///61987#ABC293) 0112/2///61987#ABC293 - Input [4] |  |  |  |  | NON_DEPENDENT_P_DET | [5 empty] | 0112/2///61987#ABA008 - Device LOP for electromagnetic flow transmitter0112/2///61987#ABA009 - Device LOP for electromagnetic insertion flow transmitter0112/2///61987#ABA010 - Device LOP for orifice/differential pressure flow transmitter0112/2///61987#ABA016 - Device LOP for thermal mass flow transmitter0112/2///61987#ABA019 - Device LOP for ultrasonic flow transmitter0112/2///61987#ABA020 - Device LOP for variable area flow transmitter/gauge0112/2///61987#ABA022 - Device LOP for vortex flow transmitter | 0112/2///61987#ABA000 |  |  |  | Standard |  |  |  | SC65E – IEC 61987 | - | C00004 |  | 0112-2---61987#ABC923 | https://cdd.iec.ch/cdd/iec61987/iec61987.nsf/PropertiesAllVersions/0112-2---61987%23ABC923
0112/2///61987#ABB335 | 004 | 01 | 0112/2///61987#ABB335#004 | number of lines or nozzles |  |  |  |  | @number of lines or nozzles |  | cardinality property |  |  |  | INT_TYPE |  |  |  |  | CONDITION_DET | [5 empty] | 0112/2///61987#ABC546 - Process equipment0112/2///61987#ABD994 - Process equipment [2]0112/2///61987#ABF023 - Structural design of a bypass/measuring chamber0112/2///61987#ABG478 - Process equipment [level]0112/2///61987#ABG479 - Process equipment [temperature]0112/2///61987#ABH145 - Bypass | 0112/2///61987#ABA000 |  |  |  | Standard |  |  |  | SC65E – IEC 61987 | - | C00004 |  | 0112-2---61987#ABB335 | https://cdd.iec.ch/cdd/iec61987/iec61987.nsf/PropertiesAllVersions/0112-2---61987%23ABB335
0112/2///61987#ABD291 | 001 | 05 | 0112/2///61987#ABD291#001 | reference to Transmitter housing [2] |  |  |  |  | reference to block ABC049 | [5 empty] | CLASS_REFERENCE_TYPE(0112/2///61987#ABC049) 0112/2///61987#ABC049 - Transmitter housing [2] |  |  |  |  | DEPENDENT_P_DET | [5 empty] | 0112/2///61987#ABC609 - Structural design [(oval) gear flow transmitter/gauge]0112/2///61987#ABC610 - Structural design [piston flow transmitter/gauge]0112/2///61987#ABC612 - Structural design [rotating element flow transmitter/gauge]0112/2///61987#ABC616 - Structural design [positive displacement flow transmitter/gauge]0112/2///61987#ABC618 - Structural design [remote/separate transmitter]0112/2///61987#ABC619 - Structural design [absolute/gauge pressure transmitter]0112/2///61987#ABC620 - Structural design [differential pressure transmitter] | 0112/2///61987#ABA000 |  |  |  | Standard |  | IEC 61987 | IEC | IEC SC65E | 0112/2///61987#ABA177 - number of transmitter housings | C00112 |  | 0112-2---61987#ABD291 | https://cdd.iec.ch/cdd/iec61987/iec61987.nsf/PropertiesAllVersions/0112-2---61987%23ABD291
0112/2///61987#ABE245 | 002 | 02 | 0112/2///61987#ABE245#002 | reference to Process conditions at the outlet |  |  |  |  | reference to block ABD989 | [5 empty] | CLASS_REFERENCE_TYPE(0112/2///61987#ABD989) 0112/2///61987#ABD989 - Process conditions at the outlet |  |  |  |  | DEPENDENT_P_DET | [5 empty] | 0112/2///61987#ABD990 - Process conditions for final control elements0112/2///61987#ABE660 - Process conditions for flow modification accessories | 0112/2///61987#ABA000 |  |  |  | Standard |  | IEC 61987 | IEC | IEC SC65E | 0112/2///61987#ABD673 - number of process conditions at the outlet | C00112 |  | 0112-2---61987#ABE245 | https://cdd.iec.ch/cdd/iec61987/iec61987.nsf/PropertiesAllVersions/0112-2---61987%23ABE245
0112/2///61987#ABF902 | 001 | 01 | 0112/2///61987#ABF902#001 | reference to Device LOP for thermowell extension |  |  |  |  | reference to block ABE766 | [5 empty] | CLASS_REFERENCE_TYPE(0112/2///61987#ABE766) 0112/2///61987#ABE766 - Device LOP for thermowell extension |  |  |  |  | NON_DEPENDENT_P_DET | [5 empty] | 0112/2///61987#ABE664 - Thermowell extension | 0112/2///61987#ABA000 |  |  |  | Standard |  | IEC 61987 | IEC | SC65E | - | C00019 | 001-01 (2018-03-28 07:27:10 by BATCH 00000762) standard | 0112-2---61987#ABF902 | https://cdd.iec.ch/cdd/iec61987/iec61987.nsf/PropertiesAllVersions/0112-2---61987%23ABF902
0112/2///61987#ABA326 | 002 | 01 | 0112/2///61987#ABA326#002 | base dynamic viscosity |  |  |  |  | dynamic viscosity used to calculate variables to reference conditions |  |  | mPa·s |  |  | REAL_MEASURE_TYPE |  |  |  |  | NON_DEPENDENT_P_DET | [5 empty] | 0112/2///61987#ABC180 - Density measurement0112/2///61987#ABE562 - Parameters of restriction orifice/diffuser0112/2///61987#ABE784 - Concentration measurement0112/2///61987#ABE788 - Volume fraction measurement0112/2///61987#ABF570 - Mass fraction measurement0112/2///61987#ABG359 - Density measurement [2]0112/2///61987#ABC079 - Actual volume flow measurement0112/2///61987#ABC337 - Mass flow measurement0112/2///61987#ABC456 - Normalized volume flow measurement0112/2///61987#ABD488 - Flow velocity measurement0112/2///61987#ABC475 - Other variable | 0112/2///61987#ABA000 | 0112/2///62720#UAA797 - millipascal second |  | 0112/2///61987#ABT571 - Dynamic viscosity | Standard |  |  |  | SC65E – IEC 61987 | - | C00018 |  | 0112-2---61987#ABA326 | https://cdd.iec.ch/cdd/iec61987/iec61987.nsf/PropertiesAllVersions/0112-2---61987%23ABA326
0112/2///61987#ABP115 | 001 | 01 | 0112/2///61987#ABP115#001 | internal resistance |  |  |  |  | effective ohmic resistance of an electrical power source |  |  | Ω |  |  | REAL_MEASURE_TYPE |  |  |  |  | NON_DEPENDENT_P_DET | [5 empty] | 0112/2///61987#ABC212 - Electrical data for active behaviour | 0112/2///61987#ABA000 | 0112/2///62720#UAA017 - ohm |  | 0112/2///61987#ABT564 - Electrical resistance | Standard |  | IEC 61987 | IEC | IEC/SC 65E | - | C00128 | 001-01 (2023-01-23 14:53:52 by BATCH 00000807) standard | 0112-2---61987#ABP115 | https://cdd.iec.ch/cdd/iec61987/iec61987.nsf/PropertiesAllVersions/0112-2---61987%23ABP115
0112/2///61987#ABI466 | 002 | 01 | 0112/2///61987#ABI466#002 | brand name of lining/coating material |  |  |  |  | designation of coating or lining material in common industrial use given by a manufacturer | [5 empty] | STRING_TYPE |  |  |  |  | NON_DEPENDENT_P_DET | [5 empty] | 0112/2///61987#ABD863 - End connection0112/2///61987#ABU455 - End connection0112/2///61987#ABU458 - Process connection | 0112/2///61987#ABA000 |  |  |  | Standard |  |  |  | SC65E – IEC 61987 | - | C00019 |  | 0112-2---61987#ABI466 | https://cdd.iec.ch/cdd/iec61987/iec61987.nsf/PropertiesAllVersions/0112-2---61987%23ABI466
0112/2///61987#ABF661 | 001 | 02 | 0112/2///61987#ABF661#001 | reference to Accuracy for a subrange of level |  |  |  |  | reference to block ABE833 | [5 empty] | CLASS_REFERENCE_TYPE(0112/2///61987#ABE833) 0112/2///61987#ABE833 - Accuracy for a subrange of level |  |  |  |  | DEPENDENT_P_DET | [5 empty] | 0112/2///61987#ABE826 - Absolute performance for level | 0112/2///61987#ABA000 |  |  |  | Standard |  | IEC 61987 | IEC | IEC SC65E | 0112/2///61987#ABE832 - number of accuracies for a subrange of level | C00112 |  | 0112-2---61987#ABF661 | https://cdd.iec.ch/cdd/iec61987/iec61987.nsf/PropertiesAllVersions/0112-2---61987%23ABF661
0112/2///61987#ABF073 | 001 | 01 | 0112/2///61987#ABF073#001 | calibrated span for voltage |  |  |  |  | difference between the upper and lower range value of voltage to which a voltage measurement instrument is adjusted and calibrated |  |  | mV |  |  | REAL_MEASURE_TYPE |  |  |  |  | NON_DEPENDENT_P_DET | [5 empty] | 0112/2///61987#ABF065 - Assigned voltage range | 0112/2///61987#ABA000 | 0112/2///62720#UAA804 - millivolt |  | 0112/2///61987#ABT506 - Voltage | Standard |  | IEC 61987 | IEC | SC65E | - | C00019 | 001-01 (2018-03-28 07:27:04 by BATCH 00000762) standard | 0112-2---61987#ABF073 | https://cdd.iec.ch/cdd/iec61987/iec61987.nsf/PropertiesAllVersions/0112-2---61987%23ABF073
0112/2///61987#ABB915 | 002 | 01 | 0112/2///61987#ABB915#002 | number of material of wetted inner seals |  |  |  |  | @number of material of wetted inner seals |  | cardinality property |  |  |  | INT_TYPE |  |  |  |  | CONDITION_DET | [5 empty] | 0112/2///61987#ABC246 - Flowtube assembly0112/2///61987#ABC412 - Flow measuring chamber0112/2///61987#ABF025 - Structural design of a float level transmitter and switch0112/2///61987#ABF117 - Structural design of a guided-wave radar level transmitter0112/2///61987#ABF136 - Structural design of a capacitance level transmitter/switch0112/2///61987#ABF154 - Structural design of a conductance level transmitter/switch0112/2///61987#ABF182 - Structural design of an ultrasonic level transmitter0112/2///61987#ABF183 - Structural design of a vibrating level switch0112/2///61987#ABF191 - Structural design of a rotary paddle switch0112/2///61987#ABF217 - Structural design of a magnetic level gauge0112/2///61987#ABF276 - Structural design of a sight level gauge0112/2///61987#ABF282 - Structural design of a sight level indicator0112/2///61987#ABF283 - Structural design of an optical level switch0112/2///61987#ABF285 - Structural design of a thermal level switch0112/2///61987#ABF341 - Structural design of a hydrostatic pressure level transmitter0112/2///61987#ABF342 - Structural design of a displacer lever transmitter/switch0112/2///61987#ABF343 - Structural design of a nuclear level transmitter/switch0112/2///61987#ABF431 - Structural design of a plumb bob level transmitter0112/2///61987#ABF432 - Structural design of a servo level transmitter0112/2///61987#ABF433 - Structural design of an ultrasonic level switch0112/2///61987#ABF517 - Structural design of a microwave level switch0112/2///61987#ABF518 - Structural design of a laser level transmitter0112/2///61987#ABF632 - Structural design of a refractive index density transmitter0112/2///61987#ABF635 - Structural design of a vibrating fork/rod density transmitter0112/2///61987#ABH365 - Insertion type microwave density transmitter0112/2///61987#ABF018 - Structural design of a free-space radar level transmitter | 0112/2///61987#ABA000 |  |  |  | Standard |  |  |  | SC65E – IEC 61987 | - | C00004 |  | 0112-2---61987#ABB915 | https://cdd.iec.ch/cdd/iec61987/iec61987.nsf/PropertiesAllVersions/0112-2---61987%23ABB915
0112/2///61987#ABE375 | 002 | 01 | 0112/2///61987#ABE375#002 | face-to-face dimension/center-to-face dimension |  |  |  |  | for straight pattern valves, distance between the two planes perpendicular to the valve axis located at the extremities of the body end ports or for angle pattern valves distance between the plane located at the extremity of either body end port and perpendicular to, its axis and the axis of the other body end port |  |  | mm |  |  | REAL_MEASURE_TYPE |  |  |  |  | NON_DEPENDENT_P_DET | [5 empty] | 0112/2///61987#ABE391 - Overall dimensions and weight [2] | 0112/2///61987#ABA000 | 0112/2///62720#UAA862 - millimetre |  | 0112/2///61987#ABT548 - Length short | Standard |  |  |  | SC65E – IEC 61987 | - | C00004 |  | 0112-2---61987#ABE375 | https://cdd.iec.ch/cdd/iec61987/iec61987.nsf/PropertiesAllVersions/0112-2---61987%23ABE375
0112/2///61987#ABJ639 | 001 | 01 | 0112/2///61987#ABJ639#001 | DISCRETE_MEASUREMENT_VALUE |  |  |  |  | parameter indicating the value of the process value as a result of the Discrete input function block | [5 empty] | BOOLEAN_TYPE |  |  | IEC 61804-2 MOD |  | NON_DEPENDENT_P_DET | [5 empty] | 0112/2///61987#ABJ617 - DISCRETE_MEASUREMENT | 0112/2///61987#ABA000 |  |  |  | Standard |  |  |  | SC65E – IEC 61987 | - | C00019 | 001-01 (2019-03-08 15:35:34 by BATCH 00000766) standard | 0112-2---61987#ABJ639 | https://cdd.iec.ch/cdd/iec61987/iec61987.nsf/PropertiesAllVersions/0112-2---61987%23ABJ639
0112/2///61987#ABI368 | 001 | 02 | 0112/2///61987#ABI368#001 | reference to Analog output function block |  |  |  |  | reference to block ABH888 | [5 empty] | CLASS_REFERENCE_TYPE(0112/2///61987#ABH888) 0112/2///61987#ABH888 - Analog output function block |  |  |  |  | DEPENDENT_P_DET | [5 empty] | 0112/2///61987#ABH840 - User application parameters | 0112/2///61987#ABA000 |  |  |  | Standard |  | IEC 61987 | IEC | IEC SC65E | 0112/2///61987#ABI001 - number of Analog output function blocks | C00112 |  | 0112-2---61987#ABI368 | https://cdd.iec.ch/cdd/iec61987/iec61987.nsf/PropertiesAllVersions/0112-2---61987%23ABI368
0112/2///61987#ABU518 | 001 | 02 | 0112/2///61987#ABU518#001 | reference to Device LOP for diaphragm valve |  |  |  |  | reference to block ABE313 | [5 empty] | CLASS_REFERENCE_TYPE(0112/2///61987#ABE313) 0112/2///61987#ABE313 - Device LOP for diaphragm/pinch valve |  |  |  |  | NON_DEPENDENT_P_DET | [5 empty] | 0112/2///61987#ABD346 - Diaphragm/pinch valve | 0112/2///61987#ABA000 |  |  |  | Standard |  |  |  |  | - | C00004 |  | 0112-2---61987#ABU518 | https://cdd.iec.ch/cdd/iec61987/iec61987.nsf/PropertiesAllVersions/0112-2---61987%23ABU518
0112/2///61987#ABD786 | 001 | 05 | 0112/2///61987#ABD786#001 | set upper range end-value of adjustment of span |  |  |  |  | value defining the end of the range of a span adjustment, expressed as percentage of span |  |  | % |  |  | REAL_MEASURE_TYPE |  |  |  |  | NON_DEPENDENT_P_DET | [5 empty] | 0112/2///61987#ABD961 - Parameters of pneumatic linear actuator0112/2///61987#ABD962 - Parameters of pneumatic rotary actuator0112/2///61987#ABD963 - Parameters of positioner | 0112/2///61987#ABA000 | 0112/2///62720#UAA000 - percent |  | 0112/2///61987#ABT533 - Percentage | Standard |  | IEC 61987 | IEC | IEC/SC 65E | - | C00128 |  | 0112-2---61987#ABD786 | https://cdd.iec.ch/cdd/iec61987/iec61987.nsf/PropertiesAllVersions/0112-2---61987%23ABD786
0112/2///61987#ABD771 | 002 | 01 | 0112/2///61987#ABD771#002 | type of spring compartment venting |  |  |  |  | classification of a spring compartment venting according to its mechanical construction and venting fluid | [5 empty] | ENUM_CODE_TYPE(0112/2///61987#ABL640) |  |  |  |  | DEPENDENT_P_DET |  |  | 0112/2///61987#ABL640 | 0112/2///61987#ABN169 - standard type0112/2///61987#ABM560 - without0112/2///61987#ABI407 - others |  | 0112/2///61987#ABE032 - Structural design of a pneumatic linear actuator0112/2///61987#ABE033 - Structural design of a pneumatic rotary actuator | 0112/2///61987#ABA000 |  |  |  | Standard |  |  |  |  | 0112/2///61987#ABI406 - empty_property | C00091 |  | 0112-2---61987#ABD771 | https://cdd.iec.ch/cdd/iec61987/iec61987.nsf/PropertiesAllVersions/0112-2---61987%23ABD771
0112/2///61987#ABH553 | 002 | 01 | 0112/2///61987#ABH553#002 | action |  |  |  |  | instrument output response to an increase in the input variable | [5 empty] | ENUM_CODE_TYPE(0112/2///61987#ABL368) |  |  |  |  | DEPENDENT_P_DET |  |  | 0112/2///61987#ABL368 | 0112/2///61987#ABL147 - direct0112/2///61987#ABM187 - inverse0112/2///61987#ABI407 - others |  | 0112/2///61987#ABH561 - Calibration | 0112/2///61987#ABA000 |  |  |  | Standard |  | IEC 61987 |  | SC65E – IEC 61987 | 0112/2///61987#ABI406 - empty_property | C00091 |  | 0112-2---61987#ABH553 | https://cdd.iec.ch/cdd/iec61987/iec61987.nsf/PropertiesAllVersions/0112-2---61987%23ABH553
0112/2///61987#ABB265 | 005 | 01 | 0112/2///61987#ABB265#005 | height of tag plate |  |  |  |  | vertical distance between the top and bottom of a tag plate, standing in its normal position of use |  |  | mm |  |  | REAL_MEASURE_TYPE |  |  |  |  | NON_DEPENDENT_P_DET | [5 empty] | 0112/2///61987#ABC193 - Device tag plate | 0112/2///61987#ABA000 | 0112/2///62720#UAA862 - millimetre |  | 0112/2///61987#ABT548 - Length short | Standard |  |  |  | SC65E – IEC 61987 | - | C00004 |  | 0112-2---61987#ABB265 | https://cdd.iec.ch/cdd/iec61987/iec61987.nsf/PropertiesAllVersions/0112-2---61987%23ABB265
0112/2///61987#ABU336 | 001 | 03 | 0112/2///61987#ABU336#001 | reference to Assigned temperature range |  |  |  |  | reference to block ABC116 |  | Id specified in IEC61987-12/-13: ABC746 |  |  |  | CLASS_REFERENCE_TYPE(0112/2///61987#ABC116) 0112/2///61987#ABC116 - Assigned temperature range |  |  |  |  | DEPENDENT_P_DET | [5 empty] | 0112/2///61987#ABC124 - Assigned variable [7] | 0112/2///61987#ABA000 |  |  |  | Standard |  |  |  | SC65E – IEC 61987 | 0112/2///61987#ABU296 - assigned variable type [7] | C00004 |  | 0112-2---61987#ABU336 | https://cdd.iec.ch/cdd/iec61987/iec61987.nsf/PropertiesAllVersions/0112-2---61987%23ABU336
0112/2///61987#ABU403 | 001 | 03 | 0112/2///61987#ABU403#001 | reference to Binary pneumatic/hydraulic output |  |  |  |  | reference to block ABC146 |  | Id specified in IEC61987-12/-13: ABC776 |  |  |  | CLASS_REFERENCE_TYPE(0112/2///61987#ABC146) 0112/2///61987#ABC146 - Binary pneumatic/hydraulic output |  |  |  |  | DEPENDENT_P_DET | [5 empty] | 0112/2///61987#ABC669 - Type of output [6] | 0112/2///61987#ABA000 |  |  |  | Standard |  |  |  | SC65E – IEC 61987 | 0112/2///61987#ABU388 - output type [6] | C00004 |  | 0112-2---61987#ABU403 | https://cdd.iec.ch/cdd/iec61987/iec61987.nsf/PropertiesAllVersions/0112-2---61987%23ABU403
0112/2///61987#ABU407 | 001 | 03 | 0112/2///61987#ABU407#001 | reference to Binary input |  |  |  |  | reference to block ABC142 |  | Id specified in IEC61987-12/-13: ABC772 |  |  |  | CLASS_REFERENCE_TYPE(0112/2///61987#ABC142) 0112/2///61987#ABC142 - Binary input |  |  |  |  | DEPENDENT_P_DET | [5 empty] | 0112/2///61987#ABC659 - Type of auxiliary input [9] | 0112/2///61987#ABA000 |  |  |  | Standard |  |  |  | SC65E – IEC 61987 | 0112/2///61987#ABU390 - auxiliary input type [9] | C00004 |  | 0112-2---61987#ABU407 | https://cdd.iec.ch/cdd/iec61987/iec61987.nsf/PropertiesAllVersions/0112-2---61987%23ABU407
0112/2///61987#ABF667 | 001 | 02 | 0112/2///61987#ABF667#001 | reference to Accuracy for a subrange of degree of filling |  |  |  |  | reference to block ABE863 | [5 empty] | CLASS_REFERENCE_TYPE(0112/2///61987#ABE863) 0112/2///61987#ABE863 - Accuracy for a subrange of degree of filling |  |  |  |  | DEPENDENT_P_DET | [5 empty] | 0112/2///61987#ABE856 - Absolute performance for degree of filling | 0112/2///61987#ABA000 |  |  |  | Standard |  | IEC 61987 | IEC | IEC SC65E | 0112/2///61987#ABE862 - number of accuracies for a subrange of degree of filling | C00112 |  | 0112-2---61987#ABF667 | https://cdd.iec.ch/cdd/iec61987/iec61987.nsf/PropertiesAllVersions/0112-2---61987%23ABF667
0112/2///61987#ABV174 | 001 | 02 | 0112/2///61987#ABV174#001 | reference to Analog current output [14] |  |  |  |  | reference to block ABG178 | [5 empty] | CLASS_REFERENCE_TYPE(0112/2///61987#ABG178) 0112/2///61987#ABG178 - Analog current output [14] |  |  |  |  | DEPENDENT_P_DET | [5 empty] | 0112/2///61987#ABG149 - Type of output [19] | 0112/2///61987#ABA000 |  |  |  | Standard |  | IEC 61987 | IEC | SC65E | 0112/2///61987#ABV166 - output type [19] | C00019 |  | 0112-2---61987#ABV174 | https://cdd.iec.ch/cdd/iec61987/iec61987.nsf/PropertiesAllVersions/0112-2---61987%23ABV174
0112/2///61987#ABI314 | 001 | 01 | 0112/2///61987#ABI314#001 | designation of device-specific parameter |  |  |  |  | name of device-specific CPF 9 parameter | CPF 9 is the IEC 61784 acronym for HART. |  |  |  |  | STRING_TYPE |  |  |  |  | NON_DEPENDENT_P_DET | [5 empty] | 0112/2///61987#ABH923 - Device-specific HART parameter | 0112/2///61987#ABA000 |  |  |  | Standard |  |  |  | SC65E – IEC 61987 | - | C00004 | 001-01 (2018-03-28 07:27:17 by BATCH 00000762) standard | 0112-2---61987#ABI314 | https://cdd.iec.ch/cdd/iec61987/iec61987.nsf/PropertiesAllVersions/0112-2---61987%23ABI314
0112/2///61987#ABE663 | 001 | 02 | 0112/2///61987#ABE663#001 | reference to Process case [flow modification accessory] |  |  |  |  | reference to block ABE662 | [5 empty] | CLASS_REFERENCE_TYPE(0112/2///61987#ABE662) 0112/2///61987#ABE662 - Process case [flow modification accessory] |  |  |  |  | DEPENDENT_P_DET | [5 empty] | 0112/2///61987#ABE656 - Operating LOP for flow modification accessory | 0112/2///61987#ABA000 |  |  |  | Standard |  | IEC 61987 | IEC | IEC SC65E | 0112/2///61987#ABB164 - number of process cases | C00112 |  | 0112-2---61987#ABE663 | https://cdd.iec.ch/cdd/iec61987/iec61987.nsf/PropertiesAllVersions/0112-2---61987%23ABE663
0112/2///61987#ABA557 | 003 | 02 | 0112/2///61987#ABA557#003 | density at base conditions |  |  |  |  | density of a process material calculated to base conditions |  |  | kg/m³ |  |  | REAL_MEASURE_TYPE |  |  |  |  | NON_DEPENDENT_P_DET | [5 empty] | 0112/2///61987#ABC103 - Aqueous phase0112/2///61987#ABC323 - Liquid phase0112/2///61987#ABC447 - Non-aqueous liquid phase0112/2///61987#ABC653 - Total fluid [pressure]0112/2///61987#ABC654 - Total fluid [flow]0112/2///61987#ABC679 - Gas/vapor phase [pressure]0112/2///61987#ABC680 - Gas/vapor phase [flow]0112/2///61987#ABD833 - Liquid phase [valves]0112/2///61987#ABD881 - Gas phase [valves]0112/2///61987#ABE045 - Vapor phase [valves]0112/2///61987#ABG455 - Total fluid [temperature]0112/2///61987#ABG456 - Total fluid [density]0112/2///61987#ABG459 - Aqueous phase [level]0112/2///61987#ABG460 - Aqueous phase [density]0112/2///61987#ABG461 - Non-aqueous liquid phase [level]0112/2///61987#ABG462 - Non-aqueous liquid phase [density]0112/2///61987#ABG463 - Gas/vapor phase [level]0112/2///61987#ABG464 - Gas/vapor phase [density]0112/2///61987#ABH067 - Intermediate phase [level]0112/2///61987#ABH190 - Foam phase [level]0112/2///61987#ABH326 - Total process material0112/2///61987#ABN687 - Specific density measurement variables | 0112/2///61987#ABA000 | 0112/2///62720#UAA619 - kilogram per metre cubed |  | 0112/2///61987#ABT573 - Density | Standard |  | IEC 61987 | IEC | IEC SC65E | - | C00112 |  | 0112-2---61987#ABA557 | https://cdd.iec.ch/cdd/iec61987/iec61987.nsf/PropertiesAllVersions/0112-2---61987%23ABA557
0112/2///61987#ABC970 | 001 | 02 | 0112/2///61987#ABC970#001 | reference to Material of ball valve |  |  |  |  | reference to block ABC340 | [5 empty] | CLASS_REFERENCE_TYPE(0112/2///61987#ABC340) 0112/2///61987#ABC340 - Material of ball valve |  |  |  |  | NON_DEPENDENT_P_DET | [5 empty] | 0112/2///61987#ABC582 - Retractable electromagnetic insertion flow transmitter0112/2///61987#ABC583 - Retractable thermal mass flow transmitter | 0112/2///61987#ABA000 |  |  |  | Standard |  |  |  | SC65E – IEC 61987 | - | C00004 |  | 0112-2---61987#ABC970 | https://cdd.iec.ch/cdd/iec61987/iec61987.nsf/PropertiesAllVersions/0112-2---61987%23ABC970
0112/2///61987#ABP227 | 001 | 01 | 0112/2///61987#ABP227#001 | reference to Binary powered output |  |  |  |  | reference to block ABP023 | [5 empty] | CLASS_REFERENCE_TYPE(0112/2///61987#ABP023) 0112/2///61987#ABP023 - Binary powered output |  |  |  |  | NON_DEPENDENT_P_DET | [5 empty] | 0112/2///61987#ABP052 - Output [I/O module] | 0112/2///61987#ABA000 |  |  |  | Standard |  | IEC 61987 | IEC | IEC/SC 65E | - | C00128 | 001-01 (2023-01-23 14:53:53 by BATCH 00000807) standard | 0112-2---61987#ABP227 | https://cdd.iec.ch/cdd/iec61987/iec61987.nsf/PropertiesAllVersions/0112-2---61987%23ABP227
0112/2///61987#ABF559 | 001 | 02 | 0112/2///61987#ABF559#001 | maximum dynamic pressure |  |  |  |  | highest dynamic pressure for which a device is or must be designed to operate within its specified limits |  |  | bar |  |  | REAL_MEASURE_TYPE |  |  |  |  | NON_DEPENDENT_P_DET | [5 empty] | 0112/2///61987#ABV238 - Design ratings for thermowell | 0112/2///61987#ABA000 | 0112/2///62720#UAA323 - bar |  | 0112/2///61987#ABT524 - Pressure | Standard |  | IEC 61987 | IEC | SC65E | - | C00019 |  | 0112-2---61987#ABF559 | https://cdd.iec.ch/cdd/iec61987/iec61987.nsf/PropertiesAllVersions/0112-2---61987%23ABF559
0112/2///61987#ABB870 | 002 | 01 | 0112/2///61987#ABB870#002 | set input/output polarity |  |  |  |  | polarity to which an electrical input or output is configured | [5 empty] | ENUM_CODE_TYPE(0112/2///61987#ABL572) |  |  |  |  | DEPENDENT_P_DET |  |  | 0112/2///61987#ABL572 | 0112/2///61987#ABM885 - positive0112/2///61987#ABM886 - negative0112/2///61987#ABI407 - others |  | 0112/2///61987#ABC555 - Pulse/frequency input/output parameters0112/2///61987#ABP031 - Frequency input parameters [I/O module] | 0112/2///61987#ABA000 |  |  |  | Standard |  |  |  | SC65E – IEC 61987 | 0112/2///61987#ABI406 - empty_property | C00091 |  | 0112-2---61987#ABB870 | https://cdd.iec.ch/cdd/iec61987/iec61987.nsf/PropertiesAllVersions/0112-2---61987%23ABB870
0112/2///61987#ABF186 | 002 | 01 | 0112/2///61987#ABF186#002 | type of probe fixation |  |  |  |  | classification of the fastening of a probe according to its positioning | [5 empty] | ENUM_CODE_TYPE(0112/2///61987#ABJ779) |  |  |  |  | DEPENDENT_P_DET |  |  | 0112/2///61987#ABJ779 | 0112/2///61987#ABL153 - fixed0112/2///61987#ABL154 - exchangeable0112/2///61987#ABL155 - retractable0112/2///61987#ABI407 - others |  | 0112/2///61987#ABF185 - Vibration probe0112/2///61987#ABF283 - Structural design of an optical level switch0112/2///61987#ABF285 - Structural design of a thermal level switch0112/2///61987#ABF520 - Ultrasonic probe0112/2///61987#ABF632 - Structural design of a refractive index density transmitter | 0112/2///61987#ABA000 |  |  |  | Standard |  | IEC 61987 | IEC | SC65E | 0112/2///61987#ABI406 - empty_property | C00091 |  | 0112-2---61987#ABF186 | https://cdd.iec.ch/cdd/iec61987/iec61987.nsf/PropertiesAllVersions/0112-2---61987%23ABF186
0112/2///61987#ABP170 | 001 | 01 | 0112/2///61987#ABP170#001 | response frequency |  |  |  |  | frequency of a low pass filter at which the output amplitude is reduced by 3 dB with respect to the input amplitude |  |  | Hz |  |  | REAL_MEASURE_TYPE |  |  |  |  | NON_DEPENDENT_P_DET | [5 empty] | 0112/2///61987#ABC210 - Dynamic behaviour | 0112/2///61987#ABA000 | 0112/2///62720#UAA170 - hertz |  | 0112/2///61987#ABT561 - Frequency | Standard |  | IEC 61987 | IEC | IEC/SC 65E | - | C00128 | 001-01 (2023-01-23 14:53:52 by BATCH 00000807) standard | 0112-2---61987#ABP170 | https://cdd.iec.ch/cdd/iec61987/iec61987.nsf/PropertiesAllVersions/0112-2---61987%23ABP170
0112/2///61987#ABA524 | 001 | 02 | 0112/2///61987#ABA524#001 | designation of trimmer |  |  |  |  | alphanumeric character sequence identifying a trimmer | [5 empty] | STRING_TYPE |  |  |  |  | NON_DEPENDENT_P_DET | [5 empty] | 0112/2///61987#ABC050 - Trimmer | 0112/2///61987#ABA000 |  |  |  | Standard |  |  |  | SC65E – IEC 61987 | - | C00004 |  | 0112-2---61987#ABA524 | https://cdd.iec.ch/cdd/iec61987/iec61987.nsf/PropertiesAllVersions/0112-2---61987%23ABA524
0112/2///61987#ABA346 | 001 | 01 | 0112/2///61987#ABA346#001 | address 1 |  |  |  |  | first line of a company or business partner's postal address | [5 empty] | STRING_TYPE |  |  |  |  | NON_DEPENDENT_P_DET | [5 empty] | 0112/2///61987#ABI571 - Address | 0112/2///61987#ABA000 |  |  |  | Standard |  | IEC 61987 |  | SC65E – IEC 61987 | - | C00018 | 001-01 (2019-03-08 15:35:28 by BATCH 00000766) standard | 0112-2---61987#ABA346 | https://cdd.iec.ch/cdd/iec61987/iec61987.nsf/PropertiesAllVersions/0112-2---61987%23ABA346
0112/2///61987#ABU910 | 001 | 01 | 0112/2///61987#ABU910#001 | reference to Analog voltage output [8] |  |  |  |  | reference to block ABG181 | [5 empty] | CLASS_REFERENCE_TYPE(0112/2///61987#ABG181) 0112/2///61987#ABG181 - Analog voltage output [8] |  |  |  |  | DEPENDENT_P_DET | [5 empty] | 0112/2///61987#ABG142 - Type of output [12]0112/2///61987#ABG143 - Type of output [13]0112/2///61987#ABG147 - Type of output [17]0112/2///61987#ABG156 - Type of output [26] | 0112/2///61987#ABA000 |  |  |  | Standard |  | IEC 61987 | IEC | SC65E | 0112/2///61987#ABU903 - output type [12] | C00018 | 001-01 (2018-03-28 07:27:22 by BATCH 00000762) standard | 0112-2---61987#ABU910 | https://cdd.iec.ch/cdd/iec61987/iec61987.nsf/PropertiesAllVersions/0112-2---61987%23ABU910
0112/2///61987#ABB959 | 001 | 02 | 0112/2///61987#ABB959#001 | type of valve |  |  |  |  | classification of a valve according to its construction | [5 empty] | STRING_TYPE |  |  |  |  | NON_DEPENDENT_P_DET | [5 empty] | 0112/2///61987#ABC677 - Valve | 0112/2///61987#ABA000 |  |  |  | Standard |  |  |  | SC65E – IEC 61987 | - | C00004 |  | 0112-2---61987#ABB959 | https://cdd.iec.ch/cdd/iec61987/iec61987.nsf/PropertiesAllVersions/0112-2---61987%23ABB959
0112/2///61987#ABA180 | 001 | 03 | 0112/2///61987#ABA180#001 | quantity of terminals |  |  |  |  | number of terminals for the connection of single wires within a connection compartment | [5 empty] | INT_TYPE |  |  |  |  | NON_DEPENDENT_P_DET | [5 empty] | 0112/2///61987#ABC171 - Connection compartment | 0112/2///61987#ABA000 |  |  |  | Standard |  |  |  | SC65E – IEC 61987 | - | C00004 |  | 0112-2---61987#ABA180 | https://cdd.iec.ch/cdd/iec61987/iec61987.nsf/PropertiesAllVersions/0112-2---61987%23ABA180
0112/2///61987#ABP130 | 001 | 01 | 0112/2///61987#ABP130#001 | maximum measured current |  |  |  |  | highest current measured under given conditions |  |  | mA |  |  | REAL_MEASURE_TYPE |  |  |  |  | NON_DEPENDENT_P_DET | [5 empty] | 0112/2///61987#ABP060 - Protective conductor current0112/2///61987#ABP076 - Touch current | 0112/2///61987#ABA000 | 0112/2///62720#UAA775 - milliampere |  | 0112/2///61987#ABT567 - Electrical current | Standard |  | IEC 61987 | IEC | IEC/SC 65E | - | C00128 | 001-01 (2023-01-23 14:53:52 by BATCH 00000807) standard | 0112-2---61987#ABP130 | https://cdd.iec.ch/cdd/iec61987/iec61987.nsf/PropertiesAllVersions/0112-2---61987%23ABP130
0112/2///61987#ABA046 | 004 | 01 | 0112/2///61987#ABA046#004 | type of address adjustment |  |  |  |  | classification of an address adjustment according to the means proved to assign it | [5 empty] | STRING_TYPE |  |  |  |  | NON_DEPENDENT_P_DET | [5 empty] | 0112/2///61987#ABC162 - Communication protocol | 0112/2///61987#ABA000 |  |  |  | Standard |  |  |  | SC65E – IEC 61987 | - | C00004 |  | 0112-2---61987#ABA046 | https://cdd.iec.ch/cdd/iec61987/iec61987.nsf/PropertiesAllVersions/0112-2---61987%23ABA046
0112/2///61987#ABC036 | 002 | 01 | 0112/2///61987#ABC036#002 | style of pressure gauge movement |  |  |  |  | classification of a pressure restriction element according to its construction | [5 empty] | ENUM_CODE_TYPE(0112/2///61987#ABL604) |  |  |  |  | DEPENDENT_P_DET |  |  | 0112/2///61987#ABL604 | 0112/2///61987#ABN034 - rotary gear0112/2///61987#ABN035 - spring suspended0112/2///61987#ABM523 - magnetic0112/2///61987#ABN037 - cam and roller0112/2///61987#ABN038 - bushed0112/2///61987#ABN039 - crank0112/2///61987#ABI407 - others |  | 0112/2///61987#ABC526 - Pressure gauge sensing element and movement | 0112/2///61987#ABA000 |  |  |  | Standard |  |  |  | SC65E – IEC 61987 | 0112/2///61987#ABI406 - empty_property | C00091 |  | 0112-2---61987#ABC036 | https://cdd.iec.ch/cdd/iec61987/iec61987.nsf/PropertiesAllVersions/0112-2---61987%23ABC036
0112/2///61987#ABF822 | 001 | 02 | 0112/2///61987#ABF822#001 | reference to Resistance parameter setting/sensor matching parameters |  |  |  |  | reference to block ABF497 | [5 empty] | CLASS_REFERENCE_TYPE(0112/2///61987#ABF497) 0112/2///61987#ABF497 - Resistance parameter setting/sensor matching parameters |  |  |  |  | DEPENDENT_P_DET | [5 empty] | 0112/2///61987#ABF398 - RTD/resistance measurement0112/2///61987#ABF418 - RTD | 0112/2///61987#ABA000 |  |  |  | Standard |  | IEC 61987 | IEC | IEC SC65E | 0112/2///61987#ABF498 - number of resistance parameter setting/sensor matching parameters | C00112 |  | 0112-2---61987#ABF822 | https://cdd.iec.ch/cdd/iec61987/iec61987.nsf/PropertiesAllVersions/0112-2---61987%23ABF822
0112/2///61987#ABH523 | 002 | 01 | 0112/2///61987#ABH523#002 | set auto adjust |  |  |  |  | value to which the auto adjust function is adjusted | [5 empty] | ENUM_CODE_TYPE(0112/2///61987#ABJ791) |  |  |  |  | DEPENDENT_P_DET |  |  | 0112/2///61987#ABJ791 | 0112/2///61987#ABL213 - on0112/2///61987#ABL214 - off0112/2///61987#ABI407 - others |  | 0112/2///61987#ABE034 - Structural design of a positioner | 0112/2///61987#ABA000 |  |  |  | Standard |  | IEC 61987 |  | SC65E – IEC 61987 | 0112/2///61987#ABI406 - empty_property | C00091 |  | 0112-2---61987#ABH523 | https://cdd.iec.ch/cdd/iec61987/iec61987.nsf/PropertiesAllVersions/0112-2---61987%23ABH523
0112/2///61987#ABG982 | 001 | 01 | 0112/2///61987#ABG982#001 | reference to Structural design [rotary paddle switch] |  |  |  |  | reference to block ABG422 | [5 empty] | CLASS_REFERENCE_TYPE(0112/2///61987#ABG422) 0112/2///61987#ABG422 - Structural design [rotary paddle switch] |  |  |  |  | NON_DEPENDENT_P_DET | [5 empty] | 0112/2///61987#ABG377 - Mechanical and electrical construction [rotary paddle switch] | 0112/2///61987#ABA000 |  |  |  | Standard |  | IEC 61987 | IEC | SC65E | - | C00018 | 001-01 (2018-03-28 07:27:12 by BATCH 00000762) standard | 0112-2---61987#ABG982 | https://cdd.iec.ch/cdd/iec61987/iec61987.nsf/PropertiesAllVersions/0112-2---61987%23ABG982
0112/2///61987#ABG779 | 001 | 01 | 0112/2///61987#ABG779#001 | reference to Performance [16] |  |  |  |  | reference to block ABG219 | [5 empty] | CLASS_REFERENCE_TYPE(0112/2///61987#ABG219) 0112/2///61987#ABG219 - Performance [16] |  |  |  |  | NON_DEPENDENT_P_DET | [5 empty] | 0112/2///61987#ABE728 - Device LOP for magnetic level gauge0112/2///61987#ABE737 - Device LOP for capacitance level transmitter/switch0112/2///61987#ABE738 - Device LOP for conductance level transmitter/switch0112/2///61987#ABE739 - Device LOP for float level transmitter/switch0112/2///61987#ABE743 - Device LOP for guided-wave radar level transmitter/switch | 0112/2///61987#ABA000 |  |  |  | Standard |  | IEC 61987 | IEC | SC65E | - | C00018 | 001-01 (2018-03-28 07:27:11 by BATCH 00000762) standard | 0112-2---61987#ABG779 | https://cdd.iec.ch/cdd/iec61987/iec61987.nsf/PropertiesAllVersions/0112-2---61987%23ABG779
0112/2///61987#ABD693 | 001 | 03 | 0112/2///61987#ABD693#001 | quantity of springs |  |  |  |  | number of springs built into a device | [5 empty] | INT_TYPE |  |  |  |  | NON_DEPENDENT_P_DET | [5 empty] | 0112/2///61987#ABE032 - Structural design of a pneumatic linear actuator0112/2///61987#ABE033 - Structural design of a pneumatic rotary actuator | 0112/2///61987#ABA000 |  |  |  | Standard |  |  |  |  | - | C00004 |  | 0112-2---61987#ABD693 | https://cdd.iec.ch/cdd/iec61987/iec61987.nsf/PropertiesAllVersions/0112-2---61987%23ABD693
0112/2///61987#ABE431 | 001 | 03 | 0112/2///61987#ABE431#001 | operating spring range |  |  |  |  | range of gauge pressure applied to the actuator under operating conditions |  |  | bar |  |  | LEVEL(MIN,MAX) OF REAL_MEASURE_TYPE |  |  |  |  | NON_DEPENDENT_P_DET | [5 empty] | 0112/2///61987#ABE032 - Structural design of a pneumatic linear actuator0112/2///61987#ABE033 - Structural design of a pneumatic rotary actuator | 0112/2///61987#ABA000 | 0112/2///62720#UAA323 - bar |  | 0112/2///61987#ABT524 - Pressure | Standard |  |  |  |  | - | C00004 |  | 0112-2---61987#ABE431 | https://cdd.iec.ch/cdd/iec61987/iec61987.nsf/PropertiesAllVersions/0112-2---61987%23ABE431
0112/2///61987#ABA171 | 002 | 01 | 0112/2///61987#ABA171#002 | academic title |  |  |  |  | academic title preceding a contact person's name | [5 empty] | ENUM_CODE_TYPE(0112/2///61987#ABL381) |  |  |  |  | DEPENDENT_P_DET |  |  | 0112/2///61987#ABL381 | 0112/2///61987#ABM245 - Dr.0112/2///61987#ABM246 - Prof.0112/2///61987#ABI407 - others |  | 0112/2///61987#ABI572 - Contact information | 0112/2///61987#ABA000 |  |  |  | Standard |  | IEC 61987 |  | SC65E – IEC 61987 | 0112/2///61987#ABI406 - empty_property | C00091 |  | 0112-2---61987#ABA171 | https://cdd.iec.ch/cdd/iec61987/iec61987.nsf/PropertiesAllVersions/0112-2---61987%23ABA171
0112/2///61987#ABA382 | 002 | 01 | 0112/2///61987#ABA382#002 | maximum power |  |  |  |  | highest power that is to be consumed or can be supplied |  |  | W |  |  | REAL_MEASURE_TYPE |  |  |  |  | NON_DEPENDENT_P_DET | [5 empty] | 0112/2///61987#ABC212 - Electrical data for active behaviour0112/2///61987#ABC213 - Electrical data for passive behaviour | 0112/2///61987#ABA000 | 0112/2///62720#UAA306 - watt |  | 0112/2///61987#ABT525 - Power | Standard |  |  |  | SC65E – IEC 61987 | - | C00004 |  | 0112-2---61987#ABA382 | https://cdd.iec.ch/cdd/iec61987/iec61987.nsf/PropertiesAllVersions/0112-2---61987%23ABA382
0112/2///61987#ABB601 | 004 | 01 | 0112/2///61987#ABB601#004 | type of process diagnostic |  |  |  |  | classification of a process diagnostic according to the source of failure | [5 empty] | ENUM_CODE_TYPE(0112/2///61987#ABL498) |  |  |  |  | DEPENDENT_P_DET |  |  | 0112/2///61987#ABL498 | 0112/2///61987#ABM619 - low flow cutoff0112/2///61987#ABM620 - direction of flow0112/2///61987#ABM621 - back-flow0112/2///61987#ABM622 - plug-flow0112/2///61987#ABM623 - empty pipe0112/2///61987#ABM624 - build-up0112/2///61987#ABI407 - others |  | 0112/2///61987#ABC545 - Process diagnostic | 0112/2///61987#ABA000 |  |  |  | Standard |  |  |  | SC65E – IEC 61987 | 0112/2///61987#ABI406 - empty_property | C00091 |  | 0112-2---61987#ABB601 | https://cdd.iec.ch/cdd/iec61987/iec61987.nsf/PropertiesAllVersions/0112-2---61987%23ABB601
0112/2///61987#ABC029 | 002 | 01 | 0112/2///61987#ABC029#002 | type of case pressure relief/safety category |  |  |  |  | classification of a pressure relief of a case according to its construction or category | [5 empty] | ENUM_CODE_TYPE(0112/2///61987#ABL607) |  |  |  |  | DEPENDENT_P_DET |  |  | 0112/2///61987#ABL607 | 0112/2///61987#ABM758 - rupture disk0112/2///61987#ABN051 - pressure relief plug0112/2///61987#ABN052 - valve0112/2///61987#ABN053 - pressure relief opening0112/2///61987#ABI407 - others |  | 0112/2///61987#ABC625 - Structural design of a differential pressure gauge0112/2///61987#ABC629 - Structural design of a pressure or differential pressure gauge | 0112/2///61987#ABA000 |  |  |  | Standard |  |  |  | SC65E – IEC 61987 | 0112/2///61987#ABI406 - empty_property | C00091 |  | 0112-2---61987#ABC029 | https://cdd.iec.ch/cdd/iec61987/iec61987.nsf/PropertiesAllVersions/0112-2---61987%23ABC029
0112/2///61987#ABD210 | 001 | 05 | 0112/2///61987#ABD210#001 | reference to Rotary switch position |  |  |  |  | reference to block ABC584 | [5 empty] | CLASS_REFERENCE_TYPE(0112/2///61987#ABC584) 0112/2///61987#ABC584 - Rotary switch position |  |  |  |  | DEPENDENT_P_DET | [5 empty] | 0112/2///61987#ABC648 - Switch | 0112/2///61987#ABA000 |  |  |  | Standard |  | IEC 61987 | IEC | IEC SC65E | 0112/2///61987#ABA532 - number of rotary switch positions | C00112 |  | 0112-2---61987#ABD210 | https://cdd.iec.ch/cdd/iec61987/iec61987.nsf/PropertiesAllVersions/0112-2---61987%23ABD210
0112/2///61987#ABA347 | 001 | 04 | 0112/2///61987#ABA347#001 | upper range-value of mass flow |  |  |  |  | mass flow value assigned to the upper range end-value of the input or output signal |  |  | kg/h |  |  | REAL_MEASURE_TYPE |  |  |  |  | NON_DEPENDENT_P_DET | [5 empty] | 0112/2///61987#ABC109 - Assigned mass flow range | 0112/2///61987#ABA000 | 0112/2///62720#UAA607 - kilogram per hour |  | 0112/2///61987#ABT545 - Mass flow rate | Standard |  |  |  | SC65E – IEC 61987 | - | C00004 |  | 0112-2---61987#ABA347 | https://cdd.iec.ch/cdd/iec61987/iec61987.nsf/PropertiesAllVersions/0112-2---61987%23ABA347
0112/2///61987#ABF230 | 001 | 02 | 0112/2///61987#ABF230#001 | repeatability of a radiation thermometer |  |  |  |  | twice the standard deviation of measurements repeated under the same conditions within a very short time span (of several minutes) |  |  | °C |  |  | REAL_MEASURE_TYPE |  |  | IEC 62492-2 MOD |  | NON_DEPENDENT_P_DET | [5 empty] | 0112/2///61987#ABF003 - Performance of non-contact temperature transmitter/radiation temperature transmitter | 0112/2///61987#ABA000 | 0112/2///62720#UAA033 - degree Celsius |  | 0112/2///61987#ABT514 - Temperature | Standard |  | IEC 61987 | IEC | SC65E | - | C00019 |  | 0112-2---61987#ABF230 | https://cdd.iec.ch/cdd/iec61987/iec61987.nsf/PropertiesAllVersions/0112-2---61987%23ABF230
0112/2///61987#ABU880 | 001 | 01 | 0112/2///61987#ABU880#001 | reference to Assigned variable [17] |  |  |  |  | reference to block ABG097 | [5 empty] | CLASS_REFERENCE_TYPE(0112/2///61987#ABG097) 0112/2///61987#ABG097 - Assigned variable [17] |  |  |  |  | NON_DEPENDENT_P_DET | [5 empty] | 0112/2///61987#ABH041 - Pneumatic/hydraulic output [17] | 0112/2///61987#ABA000 |  |  |  | Standard |  | IEC 61987 | IEC | SC65E | - | C00018 | 001-01 (2018-03-28 07:27:22 by BATCH 00000762) standard | 0112-2---61987#ABU880 | https://cdd.iec.ch/cdd/iec61987/iec61987.nsf/PropertiesAllVersions/0112-2---61987%23ABU880
0112/2///61987#ABI421 | 001 | 01 | 0112/2///61987#ABI421#001 | minimum packing unit |  |  |  |  | lowest number items of product per packing |  |  | 1 |  |  | REAL_MEASURE_TYPE |  |  |  |  | NON_DEPENDENT_P_DET | [5 empty] | 0112/2///61987#ABI417 - Packing information | 0112/2///61987#ABA000 | 0112/2///62720#UAD673 - one |  |  | Standard |  |  |  | SC65E – IEC 61987 | - | C00019 | 001-01 (2019-03-08 15:35:31 by BATCH 00000766) standard | 0112-2---61987#ABI421 | https://cdd.iec.ch/cdd/iec61987/iec61987.nsf/PropertiesAllVersions/0112-2---61987%23ABI421
0112/2///61987#ABE979 | 001 | 01 | 0112/2///61987#ABE979#001 | maximum influence of ambient temperature on degree of filling |  |  |  |  | change in output of a degree of filling measuring device caused by a change in ambient temperature with respect to reference conditions, expressed as the maximum error across the specified ambient temperature range |  |  | %/K |  |  | REAL_MEASURE_TYPE |  |  |  |  | NON_DEPENDENT_P_DET | [5 empty] | 0112/2///61987#ABE977 - Influence of external quantities expressed for degree of filling | 0112/2///61987#ABA000 | 0112/2///62720#UAA008 - percent per kelvin |  | 0112/2///61987#ABT527 - Percentage per temperature | Standard |  | IEC 61987 | IEC | SC65E | - | C00018 | 001-01 (2018-03-28 07:27:03 by BATCH 00000762) standard | 0112-2---61987#ABE979 | https://cdd.iec.ch/cdd/iec61987/iec61987.nsf/PropertiesAllVersions/0112-2---61987%23ABE979
0112/2///61987#ABF697 | 001 | 01 | 0112/2///61987#ABF697#001 | reference to Structural design of a free-space radar level transmitter |  |  |  |  | reference to block ABF018 | [5 empty] | CLASS_REFERENCE_TYPE(0112/2///61987#ABF018) 0112/2///61987#ABF018 - Structural design of a free-space radar level transmitter |  |  |  |  | NON_DEPENDENT_P_DET | [5 empty] | 0112/2///61987#ABG415 - Structural design [free-space radar level transmitter] | 0112/2///61987#ABA000 |  |  |  | Standard |  | IEC 61987 | IEC | SC65E | - | C00018 | 001-01 (2018-03-28 07:27:08 by BATCH 00000762) standard | 0112-2---61987#ABF697 | https://cdd.iec.ch/cdd/iec61987/iec61987.nsf/PropertiesAllVersions/0112-2---61987%23ABF697
0112/2///61987#ABE084 | 002 | 02 | 0112/2///61987#ABE084#002 | reference to Dependability [2] |  |  |  |  | reference to block ABD840 | [5 empty] | CLASS_REFERENCE_TYPE(0112/2///61987#ABD840) 0112/2///61987#ABD840 - Dependability [2] |  |  |  |  | DEPENDENT_P_DET | [5 empty] | 0112/2///61987#ABU550 - Function and system design [3]0112/2///61987#ABU553 - Function and system design [4]0112/2///61987#ABU556 - Function and system design [5]0112/2///61987#ABU557 - Function and system design [6] | 0112/2///61987#ABA000 |  |  |  | Standard |  | IEC 61987 | IEC | IEC SC65E | 0112/2///61987#ABA310 - number of dependabilities | C00112 |  | 0112-2---61987#ABE084 | https://cdd.iec.ch/cdd/iec61987/iec61987.nsf/PropertiesAllVersions/0112-2---61987%23ABE084
0112/2///61987#ABB855 | 001 | 02 | 0112/2///61987#ABB855#001 | unit of measure for maximum influence of ambient temperature on other variable |  |  |  |  | standardized unit of measure for maximum influence of ambient temperature on other variable | [5 empty] | STRING_TYPE |  |  |  |  | NON_DEPENDENT_P_DET | [5 empty] | 0112/2///61987#ABC283 - Influence of external quantities expressed for other variable0112/2///61987#ABP038 - Influence of external quantities expressed for other variable [I/O module] | 0112/2///61987#ABA000 |  |  |  | Standard |  |  |  | SC65E – IEC 61987 | - | C00004 |  | 0112-2---61987#ABB855 | https://cdd.iec.ch/cdd/iec61987/iec61987.nsf/PropertiesAllVersions/0112-2---61987%23ABB855
0112/2///61987#ABI438 | 002 | 01 | 0112/2///61987#ABI438#002 | restrictions of transportation means |  |  |  |  | plain text describing a restriction on the transportation of a product | [5 empty] | ENUM_CODE_TYPE(0112/2///61987#ABL615) |  |  |  |  | DEPENDENT_P_DET |  |  | 0112/2///61987#ABL615 | 0112/2///61987#ABN084 - seaworthy packing0112/2///61987#ABI407 - others |  | 0112/2///61987#ABI415 - Type of transportation | 0112/2///61987#ABA000 |  |  |  | Standard |  |  |  | SC65E – IEC 61987 | 0112/2///61987#ABI406 - empty_property | C00091 |  | 0112-2---61987#ABI438 | https://cdd.iec.ch/cdd/iec61987/iec61987.nsf/PropertiesAllVersions/0112-2---61987%23ABI438
0112/2///61987#ABD191 | 001 | 02 | 0112/2///61987#ABD191#001 | reference to Rated Operating Conditions [5] |  |  |  |  | reference to block ABC561 | [5 empty] | CLASS_REFERENCE_TYPE(0112/2///61987#ABC561) 0112/2///61987#ABC561 - Rated operating conditions [5] |  |  |  |  | NON_DEPENDENT_P_DET | [5 empty] | 0112/2///61987#ABA035 - Device LOP for remote seal | 0112/2///61987#ABA000 |  |  |  | Standard |  |  |  | SC65E – IEC 61987 | - | C00004 |  | 0112-2---61987#ABD191 | https://cdd.iec.ch/cdd/iec61987/iec61987.nsf/PropertiesAllVersions/0112-2---61987%23ABD191
0112/2///61987#ABB612 | 004 | 02 | 0112/2///61987#ABB612#004 | maximum current consumption |  |  |  |  | highest current that may flow in a device circuit |  |  | A |  |  | REAL_MEASURE_TYPE |  |  |  |  | NON_DEPENDENT_P_DET | [5 empty] | 0112/2///61987#ABC218 - Electrical power input circuit | 0112/2///61987#ABA000 | 0112/2///62720#UAA101 - ampere |  | 0112/2///61987#ABT567 - Electrical current | Standard |  | IEC 61987 | IEC | IEC/SC 65E | - | C00128 |  | 0112-2---61987#ABB612 | https://cdd.iec.ch/cdd/iec61987/iec61987.nsf/PropertiesAllVersions/0112-2---61987%23ABB612
0112/2///61987#ABE108 | 001 | 02 | 0112/2///61987#ABE108#001 | reference to End connection of trace heating system |  |  |  |  | reference to block ABD864 | [5 empty] | CLASS_REFERENCE_TYPE(0112/2///61987#ABD864) 0112/2///61987#ABD864 - End connection of trace heating system |  |  |  |  | NON_DEPENDENT_P_DET | [5 empty] | 0112/2///61987#ABE039 - Trace heating system [2] | 0112/2///61987#ABA000 |  |  |  | Standard |  |  |  |  | - | C00004 |  | 0112-2---61987#ABE108 | https://cdd.iec.ch/cdd/iec61987/iec61987.nsf/PropertiesAllVersions/0112-2---61987%23ABE108
0112/2///61987#ABI309 | 001 | 01 | 0112/2///61987#ABI309#001 | designation of monitored event |  |  |  |  | name of event monitored by HART event notification | [5 empty] | STRING_TYPE |  |  |  |  | NON_DEPENDENT_P_DET | [5 empty] | 0112/2///61987#ABH921 - Monitored events | 0112/2///61987#ABA000 |  |  |  | Standard |  |  |  | SC65E – IEC 61987 | - | C00004 | 001-01 (2018-03-28 07:27:16 by BATCH 00000762) standard | 0112-2---61987#ABI309 | https://cdd.iec.ch/cdd/iec61987/iec61987.nsf/PropertiesAllVersions/0112-2---61987%23ABI309
0112/2///61987#ABU136 | 001 | 03 | 0112/2///61987#ABU136#001 | phase type |  |  |  |  | polymorphic property determining the fluid phase to be described |  | polymorphic control property; Id specified in IEC61987-12/-13: ABA575 |  |  |  | ENUM_STRING_TYPE(0112/2///61987#ABU089(Liquid phase,Vapor phase [pressure],Solid/particle phase [pressure])) |  | 0112/2///61987#ABU089 |  |  | CONDITION_DET |  |  | 0112/2///61987#ABU089 | 0112/2///61987#ABU005 - IEC61987-11 Name of Liquid phase0112/2///61987#ABU006 - IEC61987-11 Name of Gas/vapor phase [pressure]0112/2///61987#ABU007 - IEC61987-11 Name of Solid/particle phase [pressure] |  | 0112/2///61987#ABC509 - Phase [pressure] | 0112/2///61987#ABA000 |  |  |  | Standard |  | IEC 61987 | IEC | IEC/SC 65E | - | C00112 |  | 0112-2---61987#ABU136 | https://cdd.iec.ch/cdd/iec61987/iec61987.nsf/PropertiesAllVersions/0112-2---61987%23ABU136
0112/2///61987#ABJ296 | 001 | 01 | 0112/2///61987#ABJ296#001 | DIAGNOSIS |  |  |  |  | parameter, the bits of which indicate the current status of a device | [5 empty] | BINARY_TYPE | B32 |  |  |  | NON_DEPENDENT_P_DET | [5 empty] | 0112/2///61987#ABH841 - Device (resource) block | 0112/2///61987#ABA000 |  |  |  | Standard |  |  |  | SC65E – IEC 61987 | - | C00018 | 001-01 (2019-03-08 15:35:33 by BATCH 00000766) standard | 0112-2---61987#ABJ296 | https://cdd.iec.ch/cdd/iec61987/iec61987.nsf/PropertiesAllVersions/0112-2---61987%23ABJ296
0112/2///61987#ABC978 | 002 | 01 | 0112/2///61987#ABC978#002 | reference to Material of body/upper housing |  |  |  |  | reference to block ABC348 | [5 empty] | CLASS_REFERENCE_TYPE(0112/2///61987#ABC348) 0112/2///61987#ABC348 - Material of body/upper housing |  |  |  |  | NON_DEPENDENT_P_DET | [5 empty] | 0112/2///61987#ABC630 - Structural design of a remote seal [1]0112/2///61987#ABC631 - Structural design of a remote seal [2] | 0112/2///61987#ABA000 |  |  |  | Standard |  |  |  | SC65E – IEC 61987 | - | C00004 |  | 0112-2---61987#ABC978 | https://cdd.iec.ch/cdd/iec61987/iec61987.nsf/PropertiesAllVersions/0112-2---61987%23ABC978
0112/2///61987#ABU677 | 001 | 01 | 0112/2///61987#ABU677#001 | reference to Binary input IEC 60947-5-6 (NAMUR) |  |  |  |  | reference to block ABC143 | [5 empty] | CLASS_REFERENCE_TYPE(0112/2///61987#ABC143) 0112/2///61987#ABC143 - Binary input IEC 60947-5-6 (NAMUR) |  |  |  |  | DEPENDENT_P_DET | [5 empty] | 0112/2///61987#ABG070 - Type of auxiliary input [21] | 0112/2///61987#ABA000 |  |  |  | Standard |  | IEC 61987 | IEC | SC65E | 0112/2///61987#ABU654 - auxiliary input type [21] | C00017 | 001-01 (2018-03-28 07:27:21 by BATCH 00000762) standard | 0112-2---61987#ABU677 | https://cdd.iec.ch/cdd/iec61987/iec61987.nsf/PropertiesAllVersions/0112-2---61987%23ABU677
0112/2///61987#ABI430 | 001 | 01 | 0112/2///61987#ABI430#001 | class of special treatment |  |  |  |  | alphanumeric character sequence identifying the class of a unit requiring special treatment | [5 empty] | STRING_TYPE |  |  |  |  | NON_DEPENDENT_P_DET | [5 empty] | 0112/2///61987#ABI416 - Special packing information | 0112/2///61987#ABA000 |  |  |  | Standard |  |  |  | SC65E – IEC 61987 | - | C00018 | 001-01 (2019-03-08 15:35:32 by BATCH 00000766) standard | 0112-2---61987#ABI430 | https://cdd.iec.ch/cdd/iec61987/iec61987.nsf/PropertiesAllVersions/0112-2---61987%23ABI430
0112/2///61987#ABU465 | 001 | 03 | 0112/2///61987#ABU465#001 | reference to Assigned flow velocity range |  |  |  |  | reference to block ABD493 | [5 empty] | CLASS_REFERENCE_TYPE(0112/2///61987#ABD493) 0112/2///61987#ABD493 - Assigned flow velocity range |  |  |  |  | DEPENDENT_P_DET | [5 empty] | 0112/2///61987#ABC124 - Assigned variable [7] | 0112/2///61987#ABA000 |  |  |  | Standard |  |  |  | SC65E – IEC 61987 | 0112/2///61987#ABU296 - assigned variable type [7] | C00004 |  | 0112-2---61987#ABU465 | https://cdd.iec.ch/cdd/iec61987/iec61987.nsf/PropertiesAllVersions/0112-2---61987%23ABU465
0112/2///61987#ABB585 | 002 | 01 | 0112/2///61987#ABB585#002 | type of displayed variable |  |  |  |  | classification of a displayed variable according to the quantity measured | [5 empty] | ENUM_CODE_TYPE(0112/2///61987#ABL660) |  |  |  |  | DEPENDENT_P_DET |  |  | 0112/2///61987#ABL660 | 0112/2///61987#ABM666 - temperature0112/2///61987#ABM665 - pressure0112/2///61987#ABN252 - volume flow0112/2///61987#ABM654 - mass flow0112/2///61987#ABN254 - normalized flow0112/2///61987#ABN255 - totalized flow0112/2///61987#ABN257 - differential pressure0112/2///61987#ABM659 - level0112/2///61987#ABM658 - density0112/2///61987#ABN260 - total0112/2///61987#ABN261 - accumulated total0112/2///61987#ABM663 - degree of filling0112/2///61987#ABN263 - viscosity0112/2///61987#ABI407 - others |  | 0112/2///61987#ABC208 - Displayed variable0112/2///61987#ABC209 - Displayed variable of an indicator0112/2///61987#ABC444 - Mechanical totalizer | 0112/2///61987#ABA000 |  |  |  | Standard |  |  |  | SC65E – IEC 61987 | 0112/2///61987#ABI406 - empty_property | C00091 |  | 0112-2---61987#ABB585 | https://cdd.iec.ch/cdd/iec61987/iec61987.nsf/PropertiesAllVersions/0112-2---61987%23ABB585
0112/2///61987#ABD008 | 001 | 02 | 0112/2///61987#ABD008#001 | reference to Material of orifice plate |  |  |  |  | reference to block ABC378 | [5 empty] | CLASS_REFERENCE_TYPE(0112/2///61987#ABC378) 0112/2///61987#ABC378 - Material of orifice plate |  |  |  |  | NON_DEPENDENT_P_DET | [5 empty] | 0112/2///61987#ABC465 - Orifice plate and holder | 0112/2///61987#ABA000 |  |  |  | Standard |  |  |  | SC65E – IEC 61987 | - | C00004 |  | 0112-2---61987#ABD008 | https://cdd.iec.ch/cdd/iec61987/iec61987.nsf/PropertiesAllVersions/0112-2---61987%23ABD008
0112/2///61987#ABJ411 | 001 | 01 | 0112/2///61987#ABJ411#001 | reference to SIMULATE_DISCRETE |  |  |  |  | reference to block ABI773 | [5 empty] | CLASS_REFERENCE_TYPE(0112/2///61987#ABI773) 0112/2///61987#ABI773 - SIMULATE_DISCRETE |  |  |  |  | NON_DEPENDENT_P_DET | [5 empty] | 0112/2///61987#ABH878 - Discrete input function block0112/2///61987#ABH890 - Discrete output function block | 0112/2///61987#ABA000 |  |  |  | Standard |  |  |  | SC65E – IEC 61987 | - | C00018 | 001-01 (2019-03-08 15:35:33 by BATCH 00000766) standard | 0112-2---61987#ABJ411 | https://cdd.iec.ch/cdd/iec61987/iec61987.nsf/PropertiesAllVersions/0112-2---61987%23ABJ411
0112/2///61987#ABH945 | 001 | 01 | 0112/2///61987#ABH945#001 | LINEARIZATION_TYPE |  |  |  |  | parameter selecting the type of linearization | [5 empty] | INT_TYPE |  |  |  |  | NON_DEPENDENT_P_DET | [5 empty] | 0112/2///61987#ABI812 - Modulation actuation technology block | 0112/2///61987#ABA000 |  |  |  | Standard |  |  |  | SC65E – IEC 61987 | - | C00019 | 001-01 (2019-03-08 15:35:31 by BATCH 00000766) standard | 0112-2---61987#ABH945 | https://cdd.iec.ch/cdd/iec61987/iec61987.nsf/PropertiesAllVersions/0112-2---61987%23ABH945
0112/2///61987#ABF601 | 001 | 01 | 0112/2///61987#ABF601#001 | inaccuracy of mass fraction |  |  |  |  | for a mass fraction measurement, the maximum positive and negative deviation from the specified characteristic curve observed in testing a device under specified conditions and by a specified procedure |  |  | % |  |  | REAL_MEASURE_TYPE |  |  | IEC 61298-1, Ed. 2.0, 3.5 |  | NON_DEPENDENT_P_DET | [5 empty] | 0112/2///61987#ABF605 - Accuracy for a subrange of mass fraction0112/2///61987#ABF608 - Absolute performance for mass fraction | 0112/2///61987#ABA000 | 0112/2///62720#UAA000 - percent |  | 0112/2///61987#ABT533 - Percentage | Standard |  | IEC 61987 | IEC | SC65E | - | C00018 | 001-01 (2018-03-28 07:27:08 by BATCH 00000762) standard | 0112-2---61987#ABF601 | https://cdd.iec.ch/cdd/iec61987/iec61987.nsf/PropertiesAllVersions/0112-2---61987%23ABF601
0112/2///61987#ABI498 | 001 | 01 | 0112/2///61987#ABI498#001 | number of maintenance/service requirements |  |  |  |  | cardinality property for maintenance/service requirement | [5 empty] | INT_TYPE |  |  |  |  | CONDITION_DET | [5 empty] | 0112/2///61987#ABI479 - Regular maintenance/service0112/2///61987#ABI485 - Event triggered maintenance/service | 0112/2///61987#ABA000 |  |  |  | Standard |  |  |  | SC65E – IEC 61987 | - | C00018 | 001-01 (2019-03-08 15:35:32 by BATCH 00000766) standard | 0112-2---61987#ABI498 | https://cdd.iec.ch/cdd/iec61987/iec61987.nsf/PropertiesAllVersions/0112-2---61987%23ABI498
0112/2///61987#ABD416 | 006 | 01 | 0112/2///61987#ABD416#006 | number of explosion protection parameters for intrinsic safety (active) |  |  |  |  | cardinality property for explosion protection parameters for intrinsic safety (active) | [5 empty] | INT_TYPE |  |  |  |  | CONDITION_DET | [5 empty] | 0112/2///61987#ABC215 - Electrical line power supply0112/2///61987#ABC216 - Electrical loop power supply | 0112/2///61987#ABA000 |  |  |  | Standard |  |  |  | SC65E – IEC 61987 | - | C00004 |  | 0112-2---61987#ABD416 | https://cdd.iec.ch/cdd/iec61987/iec61987.nsf/PropertiesAllVersions/0112-2---61987%23ABD416
0112/2///61987#ABG494 | 001 | 01 | 0112/2///61987#ABG494#001 | reference to Input [27] |  |  |  |  | reference to block ABF934 | [5 empty] | CLASS_REFERENCE_TYPE(0112/2///61987#ABF934) 0112/2///61987#ABF934 - Input [27] |  |  |  |  | NON_DEPENDENT_P_DET | [5 empty] | 0112/2///61987#ABE764 - Device LOP for separate temperature transmitter | 0112/2///61987#ABA000 |  |  |  | Standard |  | IEC 61987 | IEC | SC65E | - | C00019 | 001-01 (2018-03-28 07:27:10 by BATCH 00000762) standard | 0112-2---61987#ABG494 | https://cdd.iec.ch/cdd/iec61987/iec61987.nsf/PropertiesAllVersions/0112-2---61987%23ABG494
0112/2///61987#ABA377 | 002 | 01 | 0112/2///61987#ABA377#002 | maximum voltage |  |  |  |  | highest voltage at which a device or a device component can operate within its specified accuracy limits |  |  | V |  |  | REAL_MEASURE_TYPE |  |  |  |  | NON_DEPENDENT_P_DET | [5 empty] | 0112/2///61987#ABC066 - AC rating for external power0112/2///61987#ABC179 - DC rating for external power0112/2///61987#ABC212 - Electrical data for active behaviour0112/2///61987#ABC213 - Electrical data for passive behaviour | 0112/2///61987#ABA000 | 0112/2///62720#UAA296 - volt |  | 0112/2///61987#ABT506 - Voltage | Standard |  |  |  | SC65E – IEC 61987 | - | C00004 |  | 0112-2---61987#ABA377 | https://cdd.iec.ch/cdd/iec61987/iec61987.nsf/PropertiesAllVersions/0112-2---61987%23ABA377
0112/2///61987#ABD463 | 005 | 01 | 0112/2///61987#ABD463#005 | minimum rated frequency |  |  |  |  | lowest operating frequency of the device as defined by the manufacturer |  |  | Hz |  |  | REAL_MEASURE_TYPE |  |  | IEV 151-16-08, MOD |  | NON_DEPENDENT_P_DET | [5 empty] | 0112/2///61987#ABC218 - Electrical power input circuit | 0112/2///61987#ABA000 | 0112/2///62720#UAA170 - hertz |  | 0112/2///61987#ABT561 - Frequency | Standard |  |  |  | SC65E – IEC 61987 | - | C00018 |  | 0112-2---61987#ABD463 | https://cdd.iec.ch/cdd/iec61987/iec61987.nsf/PropertiesAllVersions/0112-2---61987%23ABD463
0112/2///61987#ABF693 | 001 | 01 | 0112/2///61987#ABF693#001 | reference to Performance of non-contact temperature transmitter/radiation temperature transmitter |  |  |  |  | reference to block ABF003 | [5 empty] | CLASS_REFERENCE_TYPE(0112/2///61987#ABF003) 0112/2///61987#ABF003 - Performance of non-contact temperature transmitter/radiation temperature transmitter |  |  |  |  | NON_DEPENDENT_P_DET | [5 empty] | 0112/2///61987#ABG226 - Performance [23] | 0112/2///61987#ABA000 |  |  |  | Standard |  | IEC 61987 | IEC | SC65E | - | C00019 | 001-01 (2018-03-28 07:27:08 by BATCH 00000762) standard | 0112-2---61987#ABF693 | https://cdd.iec.ch/cdd/iec61987/iec61987.nsf/PropertiesAllVersions/0112-2---61987%23ABF693
0112/2///61987#ABF878 | 001 | 01 | 0112/2///61987#ABF878#001 | reference to Device LOP for magnetic level gauge |  |  |  |  | reference to block ABE728 | [5 empty] | CLASS_REFERENCE_TYPE(0112/2///61987#ABE728) 0112/2///61987#ABE728 - Device LOP for magnetic level gauge |  |  |  |  | NON_DEPENDENT_P_DET | [5 empty] | 0112/2///61987#ABA650 - Magnetic level gauge | 0112/2///61987#ABA000 |  |  |  | Standard |  | IEC 61987 | IEC | SC65E | - | C00018 | 001-01 (2018-03-28 07:27:10 by BATCH 00000762) standard | 0112-2---61987#ABF878 | https://cdd.iec.ch/cdd/iec61987/iec61987.nsf/PropertiesAllVersions/0112-2---61987%23ABF878
0112/2///61987#ABD062 | 001 | 02 | 0112/2///61987#ABD062#001 | reference to Mechanical and electrical construction [ultrasonic flow transmitter] |  |  |  |  | reference to block ABC432 | [5 empty] | CLASS_REFERENCE_TYPE(0112/2///61987#ABC432) 0112/2///61987#ABC432 - Mechanical and electrical construction [ultrasonic flow transmitter] |  |  |  |  | NON_DEPENDENT_P_DET | [5 empty] | 0112/2///61987#ABA019 - Device LOP for ultrasonic flow transmitter | 0112/2///61987#ABA000 |  |  |  | Standard |  |  |  | SC65E – IEC 61987 | - | C00004 |  | 0112-2---61987#ABD062 | https://cdd.iec.ch/cdd/iec61987/iec61987.nsf/PropertiesAllVersions/0112-2---61987%23ABD062
0112/2///61987#ABB399 | 004 | 01 | 0112/2///61987#ABB399#004 | style of integral printer |  |  |  |  | classification of a printer which is part of a device and can operate only with the device | [5 empty] | STRING_TYPE |  |  |  |  | NON_DEPENDENT_P_DET | [5 empty] | 0112/2///61987#ABC682 - Visual controls | 0112/2///61987#ABA000 |  |  |  | Standard |  |  |  | SC65E – IEC 61987 | - | C00004 |  | 0112-2---61987#ABB399 | https://cdd.iec.ch/cdd/iec61987/iec61987.nsf/PropertiesAllVersions/0112-2---61987%23ABB399
0112/2///61987#ABB021 | 004 | 01 | 0112/2///61987#ABB021#004 | integrity |  |  |  |  | assurance provided by the system that the tasks will be performed correctly unless notice is given of any state of the system that could lead to the contrary | [5 empty] | STRING_TYPE |  |  |  |  | NON_DEPENDENT_P_DET | [5 empty] | 0112/2///61987#ABC181 - Dependability | 0112/2///61987#ABA000 |  |  |  | Standard |  |  |  | SC65E – IEC 61987 | - | C00004 |  | 0112-2---61987#ABB021 | https://cdd.iec.ch/cdd/iec61987/iec61987.nsf/PropertiesAllVersions/0112-2---61987%23ABB021
0112/2///61987#ABB605 | 004 | 01 | 0112/2///61987#ABB605#004 | minimum supply voltage AC/DC |  |  |  |  | lowest universal voltage with which the device can be supplied in order that it operates within its specification |  |  | V |  |  | REAL_MEASURE_TYPE |  |  |  |  | NON_DEPENDENT_P_DET | [5 empty] | 0112/2///61987#ABC218 - Electrical power input circuit | 0112/2///61987#ABA000 | 0112/2///62720#UAA296 - volt |  | 0112/2///61987#ABT506 - Voltage | Standard |  |  |  | SC65E – IEC 61987 | - | C00004 |  | 0112-2---61987#ABB605 | https://cdd.iec.ch/cdd/iec61987/iec61987.nsf/PropertiesAllVersions/0112-2---61987%23ABB605
0112/2///61987#ABG997 | 001 | 01 | 0112/2///61987#ABG997#001 | reference to Structural design [temperature connection head] |  |  |  |  | reference to block ABG437 | [5 empty] | CLASS_REFERENCE_TYPE(0112/2///61987#ABG437) 0112/2///61987#ABG437 - Structural design [temperature connection head] |  |  |  |  | NON_DEPENDENT_P_DET | [5 empty] | 0112/2///61987#ABG392 - Mechanical and electrical construction [temperature connection head] | 0112/2///61987#ABA000 |  |  |  | Standard |  | IEC 61987 | IEC | SC65E | - | C00019 | 001-01 (2018-03-28 07:27:12 by BATCH 00000762) standard | 0112-2---61987#ABG997 | https://cdd.iec.ch/cdd/iec61987/iec61987.nsf/PropertiesAllVersions/0112-2---61987%23ABG997
0112/2///61987#ABI068 | 001 | 01 | 0112/2///61987#ABI068#001 | number of monitored events |  |  |  |  | cardinal property for monitored events in HART event notification mode | [5 empty] | INT_TYPE |  |  |  |  | CONDITION_DET | [5 empty] | 0112/2///61987#ABH920 - HART event notification parameters | 0112/2///61987#ABA000 |  |  |  | Standard |  |  |  | SC65E – IEC 61987 | - | C00004 | 001-01 (2018-03-28 07:27:16 by BATCH 00000762) standard | 0112-2---61987#ABI068 | https://cdd.iec.ch/cdd/iec61987/iec61987.nsf/PropertiesAllVersions/0112-2---61987%23ABI068
0112/2///61987#ABI310 | 001 | 01 | 0112/2///61987#ABI310#001 | description of monitored event |  |  |  |  | explanation of the event monitored by HART event notification | [5 empty] | STRING_TYPE |  |  |  |  | NON_DEPENDENT_P_DET | [5 empty] | 0112/2///61987#ABH921 - Monitored events | 0112/2///61987#ABA000 |  |  |  | Standard |  |  |  | SC65E – IEC 61987 | - | C00004 | 001-01 (2018-03-28 07:27:16 by BATCH 00000762) standard | 0112-2---61987#ABI310 | https://cdd.iec.ch/cdd/iec61987/iec61987.nsf/PropertiesAllVersions/0112-2---61987%23ABI310
0112/2///61987#ABB387 | 002 | 01 | 0112/2///61987#ABB387#002 | type of flow straightener |  |  |  |  | classification of a provision to smooth turbulences of a fluid stream | [5 empty] | STRING_TYPE |  |  |  |  | NON_DEPENDENT_P_DET | [5 empty] | 0112/2///61987#ABC246 - Flowtube assembly0112/2///61987#ABC412 - Flow measuring chamber | 0112/2///61987#ABA000 |  |  |  | Standard |  |  |  | SC65E – IEC 61987 | - | C00004 |  | 0112-2---61987#ABB387 | https://cdd.iec.ch/cdd/iec61987/iec61987.nsf/PropertiesAllVersions/0112-2---61987%23ABB387
0112/2///61987#ABC037 | 001 | 02 | 0112/2///61987#ABC037#001 | material of pressure gauge movement |  |  |  |  | material from which a pressure gauge movement is made | [5 empty] | STRING_TYPE |  |  |  |  | NON_DEPENDENT_P_DET | [5 empty] | 0112/2///61987#ABC526 - Pressure gauge sensing element and movement | 0112/2///61987#ABA000 |  |  |  | Standard |  |  |  | SC65E – IEC 61987 | - | C00004 |  | 0112-2---61987#ABC037 | https://cdd.iec.ch/cdd/iec61987/iec61987.nsf/PropertiesAllVersions/0112-2---61987%23ABC037
0112/2///61987#ABH704 | 001 | 01 | 0112/2///61987#ABH704#001 | designation of output |  |  |  |  | alphanumeric character sequence identifying an output | [5 empty] | STRING_TYPE |  |  |  |  | NON_DEPENDENT_P_DET | [5 empty] | 0112/2///61987#ABH705 - Trip point | 0112/2///61987#ABA000 |  |  |  | Standard |  | IEC 61987 |  | SC65E – IEC 61987 | - | C00018 | 001-01 (2019-03-08 15:35:30 by BATCH 00000766) standard | 0112-2---61987#ABH704 | https://cdd.iec.ch/cdd/iec61987/iec61987.nsf/PropertiesAllVersions/0112-2---61987%23ABH704
0112/2///61987#ABH461 | 001 | 01 | 0112/2///61987#ABH461#001 | reference to Process design ratings [15] |  |  |  |  | reference to block ABH460 | [5 empty] | CLASS_REFERENCE_TYPE(0112/2///61987#ABH460) 0112/2///61987#ABH460 - Process design ratings [15] |  |  |  |  | NON_DEPENDENT_P_DET | [5 empty] | 0112/2///61987#ABH458 - Rated operating conditions [27] | 0112/2///61987#ABA000 |  |  |  | Standard |  |  |  | SC65E – IEC 61987 | - | C00019 | 001-01 (2018-03-28 07:27:15 by BATCH 00000762) standard | 0112-2---61987#ABH461 | https://cdd.iec.ch/cdd/iec61987/iec61987.nsf/PropertiesAllVersions/0112-2---61987%23ABH461
0112/2///61987#ABC917 | 002 | 01 | 0112/2///61987#ABC917#002 | reference to Inline remote seal |  |  |  |  | reference to block ABC287 | [5 empty] | CLASS_REFERENCE_TYPE(0112/2///61987#ABC287) 0112/2///61987#ABC287 - Inline remote seal |  |  |  |  | NON_DEPENDENT_P_DET | [5 empty] | 0112/2///61987#ABC630 - Structural design of a remote seal [1]0112/2///61987#ABC631 - Structural design of a remote seal [2] | 0112/2///61987#ABA000 |  |  |  | Standard |  |  |  | SC65E – IEC 61987 | - | C00004 |  | 0112-2---61987#ABC917 | https://cdd.iec.ch/cdd/iec61987/iec61987.nsf/PropertiesAllVersions/0112-2---61987%23ABC917
0112/2///61987#ABD478 | 004 | 02 | 0112/2///61987#ABD478#004 | reference to Pointer |  |  |  |  | reference to block ABD472 | [5 empty] | CLASS_REFERENCE_TYPE(0112/2///61987#ABD472) 0112/2///61987#ABD472 - Pointer |  |  |  |  | DEPENDENT_P_DET | [5 empty] | 0112/2///61987#ABC195 - Dial indicator0112/2///61987#ABD480 - Dial indicator [2]0112/2///61987#ABD848 - Dial indicator [3] | 0112/2///61987#ABA000 |  |  |  | Standard |  | IEC 61987 | IEC | IEC SC65E | 0112/2///61987#ABD466 - number of pointers | C00112 |  | 0112-2---61987#ABD478 | https://cdd.iec.ch/cdd/iec61987/iec61987.nsf/PropertiesAllVersions/0112-2---61987%23ABD478
0112/2///61987#ABB823 | 001 | 04 | 0112/2///61987#ABB823#001 | average influence of process pressure on volume flow |  |  |  |  | change in output of a volume flow measuring device caused by a change in process pressure with respect to reference conditions, expressed as the average error across the specified process pressure range |  |  | "(m³/h)/bar" |  |  | REAL_MEASURE_TYPE |  |  |  |  | NON_DEPENDENT_P_DET | [5 empty] | 0112/2///61987#ABC281 - Influence of external quantities expressed for volume flow | 0112/2///61987#ABA000 | 0112/2///62720#UAA765 - metre cubed per hour bar |  | 0112/2///61987#ABT503 - Volume flow rate per pressure | Standard |  |  |  | SC65E – IEC 61987 | - | C00018 |  | 0112-2---61987#ABB823 | https://cdd.iec.ch/cdd/iec61987/iec61987.nsf/PropertiesAllVersions/0112-2---61987%23ABB823
0112/2///61987#ABH214 | 001 | 01 | 0112/2///61987#ABH214#001 | type of antenna heating |  |  |  |  | classification of an antenna heating system according to the method used for heating | [5 empty] | STRING_TYPE |  |  |  |  | NON_DEPENDENT_P_DET | [5 empty] | 0112/2///61987#ABH208 - Structural design of an antenna | 0112/2///61987#ABA000 |  |  |  | Standard |  |  |  | SC65E – IEC 61987 | - | C0018 | 001-01 (2018-03-28 07:27:14 by BATCH 00000762) standard | 0112-2---61987#ABH214 | https://cdd.iec.ch/cdd/iec61987/iec61987.nsf/PropertiesAllVersions/0112-2---61987%23ABH214
0112/2///61987#ABI562 | 001 | 02 | 0112/2///61987#ABI562#001 | reference to Inspection requirement |  |  |  |  | reference to block ABI483 | [5 empty] | CLASS_REFERENCE_TYPE(0112/2///61987#ABI483) 0112/2///61987#ABI483 - Inspection requirement |  |  |  |  | DEPENDENT_P_DET | [5 empty] | 0112/2///61987#ABI482 - Regular inspection0112/2///61987#ABI484 - Event triggered inspection | 0112/2///61987#ABA000 |  |  |  | Standard |  | IEC 61987 | IEC | IEC SC65E | 0112/2///61987#ABI501 - number of inspection requirements | C00112 |  | 0112-2---61987#ABI562 | https://cdd.iec.ch/cdd/iec61987/iec61987.nsf/PropertiesAllVersions/0112-2---61987%23ABI562
0112/2///61987#ABI559 | 001 | 02 | 0112/2///61987#ABI559#001 | reference to Maintenance/service requirement |  |  |  |  | reference to block ABI480 | [5 empty] | CLASS_REFERENCE_TYPE(0112/2///61987#ABI480) 0112/2///61987#ABI480 - Maintenance/service requirement |  |  |  |  | DEPENDENT_P_DET | [5 empty] | 0112/2///61987#ABI479 - Regular maintenance/service0112/2///61987#ABI485 - Event triggered maintenance/service | 0112/2///61987#ABA000 |  |  |  | Standard |  | IEC 61987 | IEC | IEC SC65E | 0112/2///61987#ABI498 - number of maintenance/service requirements | C00112 |  | 0112-2---61987#ABI559 | https://cdd.iec.ch/cdd/iec61987/iec61987.nsf/PropertiesAllVersions/0112-2---61987%23ABI559
0112/2///61987#ABF160 | 002 | 01 | 0112/2///61987#ABF160#002 | location of temperature sensor |  |  |  |  | classification of a temperature sensor according its manner of mounting | [5 empty] | ENUM_CODE_TYPE(0112/2///61987#ABL397) |  |  |  |  | DEPENDENT_P_DET |  |  | 0112/2///61987#ABL397 | 0112/2///61987#ABL174 - external0112/2///61987#ABM295 - integral0112/2///61987#ABI407 - others |  | 0112/2///61987#ABF154 - Structural design of a conductance level transmitter/switch | 0112/2///61987#ABA000 |  |  |  | Standard |  | IEC 61987 | IEC | SC65E | 0112/2///61987#ABI406 - empty_property | C00091 |  | 0112-2---61987#ABF160 | https://cdd.iec.ch/cdd/iec61987/iec61987.nsf/PropertiesAllVersions/0112-2---61987%23ABF160
0112/2///61987#ABA565 | 007 | 02 | 0112/2///61987#ABA565#007 | manufacturer | DEVICE_VENDOR |  |  | Manufacturer | name of the manufacturer of a device |  | also used by Process Automation - Device Information Model (PA-DIM) |  |  |  | STRING_TYPE |  |  | from IEC 61987-1, 5.1.5 |  | NON_DEPENDENT_P_DET | [5 empty] | 0112/2///61987#ABJ616 - Device identification0112/2///61987#ABC330 - Manufacturer identification0112/2///61987#ABC269 - Identification | 0112/2///61987#ABA000 |  |  |  | Standard |  | IEC 61987 | IEC | IEC SC65E | - | C00112 |  | 0112-2---61987#ABA565 | https://cdd.iec.ch/cdd/iec61987/iec61987.nsf/PropertiesAllVersions/0112-2---61987%23ABA565
0112/2///61987#ABB381 | 001 | 04 | 0112/2///61987#ABB381#001 | depth of insertion of electrodes |  |  |  |  | distance between the end of the electrode and the wall of the flow tube |  |  | mm |  |  | REAL_MEASURE_TYPE |  |  |  |  | NON_DEPENDENT_P_DET | [5 empty] | 0112/2///61987#ABU456 - Sensing element of an electromagnetic flow transmitter | 0112/2///61987#ABA000 | 0112/2///62720#UAA862 - millimetre |  | 0112/2///61987#ABT548 - Length short | Standard |  |  |  | SC65E – IEC 61987 | - | C00004 |  | 0112-2---61987#ABB381 | https://cdd.iec.ch/cdd/iec61987/iec61987.nsf/PropertiesAllVersions/0112-2---61987%23ABB381
0112/2///61987#ABA375 | 002 | 02 | 0112/2///61987#ABA375#002 | configurability of signal on alarm |  |  |  |  | signal levels to which an input or output of a device can be forced on detection of an alarm condition | [5 empty] | ENUM_CODE_TYPE(0112/2///61987#ABJ805) |  | 0112/2///61987#ABJ805 |  |  | DEPENDENT_P_DET |  |  | 0112/2///61987#ABJ805 | 0112/2///61987#ABL252 - upper alarm signal0112/2///61987#ABL253 - lower alarm signal0112/2///61987#ABL254 - MIN0112/2///61987#ABL255 - MAX0112/2///61987#ABL256 - HOLD0112/2///61987#ABL257 - user value0112/2///61987#ABL258 - ignore0112/2///61987#ABI407 - others |  | 0112/2///61987#ABC176 - Current signal on alarm0112/2///61987#ABC254 - Frequency signal on alarm0112/2///61987#ABC554 - Pulse signal on alarm0112/2///61987#ABC595 - Signal on alarm0112/2///61987#ABC683 - Voltage signal on alarm | 0112/2///61987#ABA000 |  |  |  | Standard |  | IEC 61987 | IEC | IEC/SC 65E | 0112/2///61987#ABI406 - empty_property | C00112 |  | 0112-2---61987#ABA375 | https://cdd.iec.ch/cdd/iec61987/iec61987.nsf/PropertiesAllVersions/0112-2---61987%23ABA375
0112/2///61987#ABU326 | 001 | 03 | 0112/2///61987#ABU326#001 | reference to Absolute performance for flow velocity |  |  |  |  | reference to block ABC060 |  | Id specified in IEC61987-12/-13: ABC690 |  |  |  | CLASS_REFERENCE_TYPE(0112/2///61987#ABC060) 0112/2///61987#ABC060 - Absolute performance for flow velocity |  |  |  |  | DEPENDENT_P_DET | [5 empty] | 0112/2///61987#ABC673 - Type of performance variable [3] | 0112/2///61987#ABA000 |  |  |  | Standard |  |  |  | SC65E – IEC 61987 | 0112/2///61987#ABU295 - performance variable type [3] | C00004 |  | 0112-2---61987#ABU326 | https://cdd.iec.ch/cdd/iec61987/iec61987.nsf/PropertiesAllVersions/0112-2---61987%23ABU326
0112/2///61987#ABV213 | 001 | 02 | 0112/2///61987#ABV213#001 | reference to RTD/thermocouple probe output |  |  |  |  | reference to block ABF289 | [5 empty] | CLASS_REFERENCE_TYPE(0112/2///61987#ABF289) 0112/2///61987#ABF289 - RTD/thermocouple probe output |  |  |  |  | DEPENDENT_P_DET | [5 empty] | 0112/2///61987#ABG149 - Type of output [19]0112/2///61987#ABG151 - Type of output [21] | 0112/2///61987#ABA000 |  |  |  | Standard |  | IEC 61987 | IEC | SC65E | 0112/2///61987#ABV211 - output type [21] | C00019 |  | 0112-2---61987#ABV213 | https://cdd.iec.ch/cdd/iec61987/iec61987.nsf/PropertiesAllVersions/0112-2---61987%23ABV213
0112/2///61987#ABE430 | 001 | 04 | 0112/2///61987#ABE430#001 | effective area of diaphragm/piston at 100% travel |  |  |  |  | area of a diaphragm or piston to be taken into account when calculating force or torque at 100% travel |  |  | cm² |  |  | REAL_MEASURE_TYPE |  |  |  |  | NON_DEPENDENT_P_DET | [5 empty] | 0112/2///61987#ABE032 - Structural design of a pneumatic linear actuator0112/2///61987#ABE033 - Structural design of a pneumatic rotary actuator | 0112/2///61987#ABA000 | 0112/2///62720#UAA384 - centimetre squared |  | 0112/2///61987#ABT578 - Area small | Standard |  |  |  |  | - | C00004 |  | 0112-2---61987#ABE430 | https://cdd.iec.ch/cdd/iec61987/iec61987.nsf/PropertiesAllVersions/0112-2---61987%23ABE430
0112/2///61987#ABA942 | 004 | 02 | 0112/2///61987#ABA942#004 | maximum signal voltage level for signal "0" |  |  |  |  | maximum value of an input or output voltage signal for the logical state "0" |  |  | V |  |  | REAL_MEASURE_TYPE |  |  |  |  | NON_DEPENDENT_P_DET | [5 empty] | 0112/2///61987#ABC142 - Binary input0112/2///61987#ABE570 - Solenoid valve binary input0112/2///61987#ABC141 - Binary transistor/triac output0112/2///61987#ABP074 - Signal levels | 0112/2///61987#ABA000 | 0112/2///62720#UAA296 - volt |  | 0112/2///61987#ABT506 - Voltage | Standard |  | IEC 61987 | IEC | IEC/SC 65E | - | C00128 |  | 0112-2---61987#ABA942 | https://cdd.iec.ch/cdd/iec61987/iec61987.nsf/PropertiesAllVersions/0112-2---61987%23ABA942
0112/2///61987#ABD232 | 001 | 02 | 0112/2///61987#ABD232#001 | reference to Structural design [electromagnetic flow transmitter] |  |  |  |  | reference to block ABC606 | [5 empty] | CLASS_REFERENCE_TYPE(0112/2///61987#ABC606) 0112/2///61987#ABC606 - Structural design [electromagnetic flow transmitter] |  |  |  |  | NON_DEPENDENT_P_DET | [5 empty] | 0112/2///61987#ABC425 - Mechanical and electrical construction [electromagnetic flow transmitter] | 0112/2///61987#ABA000 |  |  |  | Standard |  |  |  | SC65E – IEC 61987 | - | C00004 |  | 0112-2---61987#ABD232 | https://cdd.iec.ch/cdd/iec61987/iec61987.nsf/PropertiesAllVersions/0112-2---61987%23ABD232
0112/2///61987#ABA617 | 004 | 01 | 0112/2///61987#ABA617#004 | number of ambient temperatures |  |  |  |  | @number of ambient temperatures |  | cardinality property |  |  |  | INT_TYPE |  |  |  |  | CONDITION_DET | [5 empty] | 0112/2///61987#ABC450 - Normal environmental design conditions0112/2///61987#ABD944 - Normal environmental conditions [2]0112/2///61987#ABD946 - Normal environmental design conditions [2]0112/2///61987#ABC449 - Normal environmental conditions | 0112/2///61987#ABA000 |  |  |  | Standard |  |  |  | SC65E – IEC 61987 | - | C00004 |  | 0112-2---61987#ABA617 | https://cdd.iec.ch/cdd/iec61987/iec61987.nsf/PropertiesAllVersions/0112-2---61987%23ABA617
0112/2///61987#ABJ101 | 001 | 01 | 0112/2///61987#ABJ101#001 | SENSOR_VALUE |  |  |  |  | parameter indicating the value of the signal provided by the sensor | [5 empty] | REAL_TYPE |  |  |  |  | NON_DEPENDENT_P_DET | [5 empty] | 0112/2///61987#ABJ608 - SENSOR_SIGNAL | 0112/2///61987#ABA000 |  |  |  | Standard |  |  |  | SC65E – IEC 61987 | - | C00018 | 001-01 (2019-03-08 15:35:33 by BATCH 00000766) standard | 0112-2---61987#ABJ101 | https://cdd.iec.ch/cdd/iec61987/iec61987.nsf/PropertiesAllVersions/0112-2---61987%23ABJ101
0112/2///61987#ABU581 | 002 | 01 | 0112/2///61987#ABU581#002 | measured variable type [5] |  |  |  |  | type of quantity subject to measurement |  | Polymorphic control property;¦Id specified in IEC61987: ABE468 |  |  |  | ENUM_STRING_TYPE(0112/2///61987#ABU573(Travel measurement,Other variable)) |  |  |  |  | CONDITION_DET |  |  | 0112/2///61987#ABU573 | 0112/2///61987#ABU569 - IEC61987-11 Name of Travel measurement0112/2///61987#ABU570 - IEC61987-11 Name of Other variable |  | 0112/2///61987#ABE565 - Type of measured variable [5] | 0112/2///61987#ABA000 |  |  |  | Standard |  | IEC 61987 | IEC | SC65E | - | C00016 |  | 0112-2---61987#ABU581 | https://cdd.iec.ch/cdd/iec61987/iec61987.nsf/PropertiesAllVersions/0112-2---61987%23ABU581
0112/2///61987#ABU893 | 001 | 01 | 0112/2///61987#ABU893#001 | reference to Type of measured variable [9] |  |  |  |  | reference to block ABF981 | [5 empty] | CLASS_REFERENCE_TYPE(0112/2///61987#ABF981) 0112/2///61987#ABF981 - Type of measured variable [9] |  |  |  |  | NON_DEPENDENT_P_DET | [5 empty] | 0112/2///61987#ABF945 - Measured variable [9] | 0112/2///61987#ABA000 |  |  |  | Standard |  | IEC 61987 | IEC | SC65E | - | C00018 | 001-01 (2018-03-28 07:27:22 by BATCH 00000762) standard | 0112-2---61987#ABU893 | https://cdd.iec.ch/cdd/iec61987/iec61987.nsf/PropertiesAllVersions/0112-2---61987%23ABU893
0112/2///61987#ABJ638 | 001 | 01 | 0112/2///61987#ABJ638#001 | DISCRETE_PRIMARY_MEASUREMENT_STATUS |  |  |  |  | parameter indicating the status of the process value as a result of the Discrete input technology block | [5 empty] | INT_TYPE |  |  | IEC 61804-2 MOD |  | NON_DEPENDENT_P_DET | [5 empty] | 0112/2///61987#ABI824 - DISCRETE_PRIMARY_MEASUREMENT | 0112/2///61987#ABA000 |  |  |  | Standard |  |  |  | SC65E – IEC 61987 | - | C00019 | 001-01 (2019-03-08 15:35:34 by BATCH 00000766) standard | 0112-2---61987#ABJ638 | https://cdd.iec.ch/cdd/iec61987/iec61987.nsf/PropertiesAllVersions/0112-2---61987%23ABJ638
0112/2///61987#ABG913 | 001 | 01 | 0112/2///61987#ABG913#001 | reference to Accuracy expressed as a percentage [5] |  |  |  |  | reference to block ABG353 | [5 empty] | CLASS_REFERENCE_TYPE(0112/2///61987#ABG353) 0112/2///61987#ABG353 - Accuracy expressed as a percentage [5] |  |  |  |  | NON_DEPENDENT_P_DET | [5 empty] | 0112/2///61987#ABG311 - Percentage performance [5] | 0112/2///61987#ABA000 |  |  |  | Standard |  | IEC 61987 | IEC | SC65E | - | C00017 | 001-01 (2018-03-28 07:27:12 by BATCH 00000762) standard | 0112-2---61987#ABG913 | https://cdd.iec.ch/cdd/iec61987/iec61987.nsf/PropertiesAllVersions/0112-2---61987%23ABG913
0112/2///61987#ABH590 | 001 | 01 | 0112/2///61987#ABH590#001 | value of volume indicator/display |  |  |  |  | reading of a value on a display or an indicator representing a volume variable |  |  | m³ |  |  | REAL_MEASURE_TYPE |  |  |  |  | NON_DEPENDENT_P_DET | [5 empty] | 0112/2///61987#ABH660 - Output values of volume | 0112/2///61987#ABA000 | 0112/2///62720#UAA757 - metre cubed |  | 0112/2///61987#ABT505 - Volume | Standard |  | IEC 61987 |  | SC65E – IEC 61987 | - | C00018 | 001-01 (2019-03-08 15:35:29 by BATCH 00000766) standard | 0112-2---61987#ABH590 | https://cdd.iec.ch/cdd/iec61987/iec61987.nsf/PropertiesAllVersions/0112-2---61987%23ABH590
0112/2///61987#ABN698 | 001 | 02 | 0112/2///61987#ABN698#001 | volume flow rate |  |  |  |  | quantity equal to the volume dV of substance crossing a given surface during a time interval with infinitesimal duration dt, divided by this duration, thus qV = dV / dt |  |  | m³/h |  |  | REAL_MEASURE_TYPE |  |  | IEV 113-03-72 |  | NON_DEPENDENT_P_DET | [5 empty] | 0112/2///61987#ABN682 - Continuous measurement variables | 0112/2///61987#ABA000 | 0112/2///62720#UAA763 - metre cubed per hour |  | 0112/2///61987#ABT504 - Volume flow rate | Standard |  | IEC 61987 | IEC | IEC SC65E | - | C00112 |  | 0112-2---61987#ABN698 | https://cdd.iec.ch/cdd/iec61987/iec61987.nsf/PropertiesAllVersions/0112-2---61987%23ABN698
0112/2///61987#ABB836 | 001 | 03 | 0112/2///61987#ABB836#001 | maximum influence of process pressure on dynamic viscosity |  |  |  |  | change in output of a dynamic viscosity measuring device caused by a change in process pressure with respect to reference conditions, expressed as the maximum error across the specified process pressure range |  |  | mPa·s/bar |  |  | REAL_MEASURE_TYPE |  |  |  |  | NON_DEPENDENT_P_DET | [5 empty] | 0112/2///61987#ABC278 - Influence of external quantities expressed for dynamic viscosity | 0112/2///61987#ABA000 | 0112/2///62720#UAA799 - millipascal second per bar |  | 0112/2///61987#ABT590 - Dynamic viscosity per pressure | Standard |  |  |  | SC65E – IEC 61987 | - | C00018 |  | 0112-2---61987#ABB836 | https://cdd.iec.ch/cdd/iec61987/iec61987.nsf/PropertiesAllVersions/0112-2---61987%23ABB836
0112/2///61987#ABH440 | 006 | 01 | 0112/2///61987#ABH440#006 | reference to Measuring or control point |  |  |  |  | reference to block ABH439 | [5 empty] | CLASS_REFERENCE_TYPE(0112/2///61987#ABH439) 0112/2///61987#ABH439 - Measuring or control point |  |  |  |  | NON_DEPENDENT_P_DET | [5 empty] | 0112/2///61987#ABA003 - Operating LOP for flow measuring equipment0112/2///61987#ABA026 - Operating LOP for pressure measuring equipment0112/2///61987#ABE307 - Operating LOP for valve body assembly and process pressure regulator0112/2///61987#ABE308 - Operating LOP for valve/actuator accessories0112/2///61987#ABE309 - Operating LOP for actuator0112/2///61987#ABE644 - Generic operating LOP for system components0112/2///61987#ABE656 - Operating LOP for flow modification accessory0112/2///61987#ABE727 - Operating LOP for level measuring equipment0112/2///61987#ABF867 - Operating LOP for temperature measuring equipment0112/2///61987#ABF868 - Operating LOP for density measuring equipment | 0112/2///61987#ABA000 |  |  |  | Standard |  |  |  | SC65E – IEC 61987 | - | C0018 |  | 0112-2---61987#ABH440 | https://cdd.iec.ch/cdd/iec61987/iec61987.nsf/PropertiesAllVersions/0112-2---61987%23ABH440
0112/2///61987#ABC941 | 004 | 01 | 0112/2///61987#ABC941#004 | reference to Keypad |  |  |  |  | reference to block ABC311 | [5 empty] | CLASS_REFERENCE_TYPE(0112/2///61987#ABC311) 0112/2///61987#ABC311 - Keypad |  |  |  |  | NON_DEPENDENT_P_DET | [5 empty] | 0112/2///61987#ABC329 - Manual controls | 0112/2///61987#ABA000 |  |  |  | Standard |  |  |  | SC65E – IEC 61987 | - | C00004 |  | 0112-2---61987#ABC941 | https://cdd.iec.ch/cdd/iec61987/iec61987.nsf/PropertiesAllVersions/0112-2---61987%23ABC941
0112/2///61987#ABH037 | 001 | 01 | 0112/2///61987#ABH037#001 | reference to Pressure-temperature design conditions [temperature] |  |  |  |  | reference to block ABG477 | [5 empty] | CLASS_REFERENCE_TYPE(0112/2///61987#ABG477) 0112/2///61987#ABG477 - Pressure-temperature design conditions [temperature] |  |  |  |  | NON_DEPENDENT_P_DET | [5 empty] | 0112/2///61987#ABG468 - Operating conditions for device design [temperature] | 0112/2///61987#ABA000 |  |  |  | Standard |  | IEC 61987 | IEC | SC65E | - | C00019 | 001-01 (2018-03-28 07:27:13 by BATCH 00000762) standard | 0112-2---61987#ABH037 | https://cdd.iec.ch/cdd/iec61987/iec61987.nsf/PropertiesAllVersions/0112-2---61987%23ABH037
0112/2///61987#ABN748 | 002 | 01 | 0112/2///61987#ABN748#002 | reference to Specific environmental measurement variables |  |  |  |  | reference to block ABN690 | [5 empty] | CLASS_REFERENCE_TYPE(0112/2///61987#ABN690) 0112/2///61987#ABN690 - Specific environmental measurement variables |  |  |  |  | NON_DEPENDENT_P_DET | [5 empty] | 0112/2///61987#ABN682 - Continuous measurement variables | 0112/2///61987#ABA000 |  |  |  | Standard |  | IEC 61987 | IEC | IEC/SC 65E | - | C00112 |  | 0112-2---61987#ABN748 | https://cdd.iec.ch/cdd/iec61987/iec61987.nsf/PropertiesAllVersions/0112-2---61987%23ABN748
0112/2///61987#ABU294 | 001 | 03 | 0112/2///61987#ABU294#001 | auxiliary input type [7] |  |  |  |  | type of signal that can be connected to the auxiliary input |  | polymorphic control property; Id specified in IEC61987-12/-13: ABA343 |  |  |  | ENUM_STRING_TYPE(0112/2///61987#ABU107(Analog current input [2],Analog voltage input [2],Resistance temperature detector/thermocouple input,Frequency input [2],Pulse input,Manufacturer-specific input [2],Pneumatic/hydraulic input)) |  | 0112/2///61987#ABU107 |  |  | CONDITION_DET |  |  | 0112/2///61987#ABU107 | 0112/2///61987#ABU027 - IEC61987-11 Name of Analog current input [2]0112/2///61987#ABU028 - IEC61987-11 Name of Analog voltage input [2]0112/2///61987#ABU042 - IEC61987-11 Name of RTD/thermocouple input0112/2///61987#ABU029 - IEC61987-11 Name of Frequency input [2]0112/2///61987#ABU044 - IEC61987-11 Name of Pulse input0112/2///61987#ABU030 - IEC61987-11 Name of Manufacturer-specific input [2]0112/2///61987#ABU046 - IEC61987-11 Name of Pneumatic/hydraulic input |  | 0112/2///61987#ABC657 - Type of auxiliary input [7] | 0112/2///61987#ABA000 |  |  |  | Standard |  | IEC 61987 | IEC | IEC/SC 65E | - | C00112 |  | 0112-2---61987#ABU294 | https://cdd.iec.ch/cdd/iec61987/iec61987.nsf/PropertiesAllVersions/0112-2---61987%23ABU294
0112/2///61987#ABU923 | 001 | 01 | 0112/2///61987#ABU923#001 | reference to Analog current output [11] |  |  |  |  | reference to block ABG175 | [5 empty] | CLASS_REFERENCE_TYPE(0112/2///61987#ABG175) 0112/2///61987#ABG175 - Analog current output [11] |  |  |  |  | DEPENDENT_P_DET | [5 empty] | 0112/2///61987#ABG145 - Type of output [15]0112/2///61987#ABG154 - Type of output [24] | 0112/2///61987#ABA000 |  |  |  | Standard |  | IEC 61987 | IEC | SC65E | 0112/2///61987#ABU915 - output type [24] | C00018 | 001-01 (2018-03-28 07:27:22 by BATCH 00000762) standard | 0112-2---61987#ABU923 | https://cdd.iec.ch/cdd/iec61987/iec61987.nsf/PropertiesAllVersions/0112-2---61987%23ABU923
0112/2///61987#ABU975 | 001 | 01 | 0112/2///61987#ABU975#001 | reference to Assigned variable [22] |  |  |  |  | reference to block ABH044 | [5 empty] | CLASS_REFERENCE_TYPE(0112/2///61987#ABH044) 0112/2///61987#ABH044 - Assigned variable [22] |  |  |  |  | NON_DEPENDENT_P_DET | [5 empty] | 0112/2///61987#ABG216 - Pneumatic/hydraulic output [12] | 0112/2///61987#ABA000 |  |  |  | Standard |  | IEC 61987 | IEC | SC65E | - | C00018 | 001-01 (2018-03-28 07:27:23 by BATCH 00000762) standard | 0112-2---61987#ABU975 | https://cdd.iec.ch/cdd/iec61987/iec61987.nsf/PropertiesAllVersions/0112-2---61987%23ABU975
0112/2///61987#ABN614 | 001 | 02 | 0112/2///61987#ABN614#001 | zero point setting command |  |  |  | Set zero point | property that initiates when set the TRUE (ON) state a procedure, which maybe automatic, to define or set the value zero of the output |  | also used by Process Automation - Device Information Model (PA-DIM) |  |  |  | BOOLEAN_TYPE |  |  |  |  | NON_DEPENDENT_P_DET | [5 empty] | 0112/2///61987#ABN608 - LOPD for general functions | 0112/2///61987#ABA000 |  |  |  | Standard |  | IEC 61987 | IEC | IEC SC65E | - | C00112 |  | 0112-2---61987#ABN614 | https://cdd.iec.ch/cdd/iec61987/iec61987.nsf/PropertiesAllVersions/0112-2---61987%23ABN614
0112/2///61987#ABD084 | 001 | 02 | 0112/2///61987#ABD084#001 | reference to Normal process design conditions [1] |  |  |  |  | reference to block ABC454 | [5 empty] | CLASS_REFERENCE_TYPE(0112/2///61987#ABC454) 0112/2///61987#ABC454 - Normal process design conditions [1] |  |  |  |  | NON_DEPENDENT_P_DET | [5 empty] | 0112/2///61987#ABC539 - Process design conditions [pressure] | 0112/2///61987#ABA000 |  |  |  | Standard |  |  |  | SC65E – IEC 61987 | - | C00004 |  | 0112-2---61987#ABD084 | https://cdd.iec.ch/cdd/iec61987/iec61987.nsf/PropertiesAllVersions/0112-2---61987%23ABD084
0112/2///61987#ABU855 | 001 | 01 | 0112/2///61987#ABU855#001 | measured variable type [11] |  |  |  |  | type of quantity subject to measurement |  | Polymorphic control property |  |  |  | ENUM_STRING_TYPE(0112/2///61987#ABU810(Level measurement,Ullage measurement,Volume measurement,Mass measurement,Degree of filling measurement,Other variable)) |  |  |  |  | CONDITION_DET |  |  | 0112/2///61987#ABU810 | 0112/2///61987#ABU753 - IEC61987-11 Name of Level measurement0112/2///61987#ABU754 - IEC61987-11 Name of Ullage measurement0112/2///61987#ABU755 - IEC61987-11 Name of Volume measurement0112/2///61987#ABU756 - IEC61987-11 Name of Mass measurement0112/2///61987#ABU757 - IEC61987-11 Name of Degree of filling measurement0112/2///61987#ABU801 - IEC61987-11 Name of Other variable |  | 0112/2///61987#ABF983 - Type of measured variable [11] | 0112/2///61987#ABA000 |  |  |  | Standard |  | IEC 61987 | IEC | SC65E | - | C00018 | 001-01 (2018-03-28 07:27:21 by BATCH 00000762) standard | 0112-2---61987#ABU855 | https://cdd.iec.ch/cdd/iec61987/iec61987.nsf/PropertiesAllVersions/0112-2---61987%23ABU855
0112/2///61987#ABE554 | 001 | 01 | 0112/2///61987#ABE554#001 | reference to Mechanical and electrical construction [I/P converter] |  |  |  |  | reference to block ABE616 | [5 empty] | CLASS_REFERENCE_TYPE(0112/2///61987#ABE616) 0112/2///61987#ABE616 - Mechanical and electrical construction [I/P converter] |  |  |  |  | NON_DEPENDENT_P_DET | [5 empty] | 0112/2///61987#ABE634 - Device LOP for I/P converter | 0112/2///61987#ABA000 |  |  |  | Standard |  | IEC 61987 | IEC | SC65E | - | C00016 | 001-01 (2018-03-28 07:27:01 by BATCH 00000762) standard | 0112-2---61987#ABE554 | https://cdd.iec.ch/cdd/iec61987/iec61987.nsf/PropertiesAllVersions/0112-2---61987%23ABE554
0112/2///61987#ABD572 | 001 | 04 | 0112/2///61987#ABD572#001 | diameter of seat |  |  |  |  | diameter of the cross section of a seat |  |  | mm |  |  | REAL_MEASURE_TYPE |  |  |  |  | NON_DEPENDENT_P_DET | [5 empty] | 0112/2///61987#ABD964 - Parameters of valve body assembly [4]0112/2///61987#ABD965 - Parameters of valve body assembly [1]0112/2///61987#ABD966 - Parameters of valve body assembly [2]0112/2///61987#ABD967 - Parameters of valve body assembly [3] | 0112/2///61987#ABA000 | 0112/2///62720#UAA862 - millimetre |  | 0112/2///61987#ABT548 - Length short | Standard |  |  |  |  | - | C00004 |  | 0112-2---61987#ABD572 | https://cdd.iec.ch/cdd/iec61987/iec61987.nsf/PropertiesAllVersions/0112-2---61987%23ABD572
0112/2///61987#ABU398 | 001 | 03 | 0112/2///61987#ABU398#001 | reference to Binary current output |  |  |  |  | reference to block ABC140 |  | Id specified in IEC61987-12/-13: ABC770 |  |  |  | CLASS_REFERENCE_TYPE(0112/2///61987#ABC140) 0112/2///61987#ABC140 - Binary current output |  |  |  |  | DEPENDENT_P_DET | [5 empty] | 0112/2///61987#ABC669 - Type of output [6] | 0112/2///61987#ABA000 |  |  |  | Standard |  |  |  | SC65E – IEC 61987 | 0112/2///61987#ABU388 - output type [6] | C00004 |  | 0112-2---61987#ABU398 | https://cdd.iec.ch/cdd/iec61987/iec61987.nsf/PropertiesAllVersions/0112-2---61987%23ABU398
0112/2///61987#ABD760 | 002 | 01 | 0112/2///61987#ABD760#002 | initiator of partial stroke test |  |  |  |  | classification of partial stroke test according to its performer | [5 empty] | ENUM_CODE_TYPE(0112/2///61987#ABJ803) |  |  |  |  | DEPENDENT_P_DET |  |  | 0112/2///61987#ABJ803 | 0112/2///61987#ABL245 - system0112/2///61987#ABN515 - positioner0112/2///61987#ABI407 - others |  | 0112/2///61987#ABD969 - Partial stroke test | 0112/2///61987#ABA000 |  |  |  | Standard |  |  |  |  | 0112/2///61987#ABI406 - empty_property | C00091 |  | 0112-2---61987#ABD760 | https://cdd.iec.ch/cdd/iec61987/iec61987.nsf/PropertiesAllVersions/0112-2---61987%23ABD760
0112/2///61987#ABF552 | 001 | 01 | 0112/2///61987#ABF552#001 | test procedure of window impact resistance |  |  |  |  | procedure used to test the impact resistance of a window | [5 empty] | STRING_TYPE |  |  |  |  | NON_DEPENDENT_P_DET | [5 empty] | 0112/2///61987#ABF542 - Laser probe | 0112/2///61987#ABA000 |  |  |  | Standard |  | IEC 61987 | IEC | SC65E | - | C00018 | 001-01 (2018-03-28 07:27:07 by BATCH 00000762) standard | 0112-2---61987#ABF552 | https://cdd.iec.ch/cdd/iec61987/iec61987.nsf/PropertiesAllVersions/0112-2---61987%23ABF552
0112/2///61987#ABB955 | 007 | 01 | 0112/2///61987#ABB955#007 | details of CNG approval |  |  |  |  | if appropriate, details of a compressed natural gas approval | e.g. approval number or code etc. |  |  |  |  | STRING_TYPE |  |  |  |  | NON_DEPENDENT_P_DET | [5 empty] | 0112/2///61987#ABC158 - CNG approval | 0112/2///61987#ABA000 |  |  |  | Standard |  |  |  | SC65E – IEC 61987 | - | C00018 |  | 0112-2---61987#ABB955 | https://cdd.iec.ch/cdd/iec61987/iec61987.nsf/PropertiesAllVersions/0112-2---61987%23ABB955
0112/2///61987#ABA473 | 004 | 01 | 0112/2///61987#ABA473#004 | number of jumpers |  |  |  |  | @number of jumpers |  | cardinality property |  |  |  | INT_TYPE |  |  |  |  | CONDITION_DET | [5 empty] | 0112/2///61987#ABC264 - Hardware configuration elements | 0112/2///61987#ABA000 |  |  |  | Standard |  |  |  | SC65E – IEC 61987 | - | C00004 |  | 0112-2---61987#ABA473 | https://cdd.iec.ch/cdd/iec61987/iec61987.nsf/PropertiesAllVersions/0112-2---61987%23ABA473
0112/2///61987#ABF665 | 001 | 02 | 0112/2///61987#ABF665#001 | reference to Accuracy for a subrange of mass |  |  |  |  | reference to block ABE853 | [5 empty] | CLASS_REFERENCE_TYPE(0112/2///61987#ABE853) 0112/2///61987#ABE853 - Accuracy for a subrange of mass |  |  |  |  | DEPENDENT_P_DET | [5 empty] | 0112/2///61987#ABE846 - Absolute performance for mass | 0112/2///61987#ABA000 |  |  |  | Standard |  | IEC 61987 | IEC | IEC SC65E | 0112/2///61987#ABE852 - number of accuracies for a subrange of mass | C00112 |  | 0112-2---61987#ABF665 | https://cdd.iec.ch/cdd/iec61987/iec61987.nsf/PropertiesAllVersions/0112-2---61987%23ABF665
0112/2///61987#ABE805 | 001 | 01 | 0112/2///61987#ABE805#001 | inaccuracy of volume fraction |  |  |  |  | for a volume fraction measurement, the maximum positive and negative deviation from the specified characteristic curve observed in testing a device under specified conditions and by a specified procedure |  |  | % |  |  | REAL_MEASURE_TYPE |  |  | IEC 61298-1, Ed. 2.0, 3.5 |  | NON_DEPENDENT_P_DET | [5 empty] | 0112/2///61987#ABE793 - Absolute performance for volume fraction0112/2///61987#ABE809 - Accuracy for a subrange of volume fraction | 0112/2///61987#ABA000 | 0112/2///62720#UAA000 - percent |  | 0112/2///61987#ABT533 - Percentage | Standard |  | IEC 61987 | IEC | SC65E | - | C00018 | 001-01 (2018-03-28 07:27:02 by BATCH 00000762) standard | 0112-2---61987#ABE805 | https://cdd.iec.ch/cdd/iec61987/iec61987.nsf/PropertiesAllVersions/0112-2---61987%23ABE805
0112/2///61987#ABN625 | 001 | 02 | 0112/2///61987#ABN625#001 | power |  |  |  |  | derivative with respect to time t of energy E being transferred or transformed |  |  | W |  |  | REAL_MEASURE_TYPE |  |  | IEV 113-03-52 MOD |  | NON_DEPENDENT_P_DET | [5 empty] | 0112/2///61987#ABN682 - Continuous measurement variables | 0112/2///61987#ABA000 | 0112/2///62720#UAA306 - watt |  | 0112/2///61987#ABT525 - Power | Standard |  | IEC 61987 | IEC | IEC SC65E | - | C00112 |  | 0112-2---61987#ABN625 | https://cdd.iec.ch/cdd/iec61987/iec61987.nsf/PropertiesAllVersions/0112-2---61987%23ABN625
0112/2///61987#ABB578 | 002 | 02 | 0112/2///61987#ABB578#002 | set span for volume |  |  |  |  | difference between the upper and lower range value of volume to which a volume measurement instrument is adjusted |  |  | m³ |  |  | REAL_MEASURE_TYPE |  |  |  |  | NON_DEPENDENT_P_DET | [5 empty] | 0112/2///61987#ABC117 - Assigned totalized value range for mass and for volume0112/2///61987#ABE877 - Assigned volume range | 0112/2///61987#ABA000 | 0112/2///62720#UAA757 - metre cubed |  | 0112/2///61987#ABT505 - Volume | Standard |  | IEC 61987 | IEC | IEC SC65E | - | C00112 |  | 0112-2---61987#ABB578 | https://cdd.iec.ch/cdd/iec61987/iec61987.nsf/PropertiesAllVersions/0112-2---61987%23ABB578
0112/2///61987#ABB044 | 001 | 04 | 0112/2///61987#ABB044#001 | diameter of diaphragm |  |  |  |  | diameter of a diaphragm in a device |  |  | mm |  |  | REAL_MEASURE_TYPE |  |  |  |  | NON_DEPENDENT_P_DET | [5 empty] | 0112/2///61987#ABC198 - Extended diaphragm seal | 0112/2///61987#ABA000 | 0112/2///62720#UAA862 - millimetre |  | 0112/2///61987#ABT548 - Length short | Standard |  |  |  | SC65E – IEC 61987 | - | C00004 |  | 0112-2---61987#ABB044 | https://cdd.iec.ch/cdd/iec61987/iec61987.nsf/PropertiesAllVersions/0112-2---61987%23ABB044
0112/2///61987#ABD442 | 001 | 04 | 0112/2///61987#ABD442#001 | maximum influence of ambient temperature on pressure |  |  |  |  | change in output of a pressure measuring device caused by a change in ambient temperature with respect to reference conditions, expressed as the maximum error across the specified ambient temperature range |  |  | mbar/K |  |  | REAL_MEASURE_TYPE |  |  |  |  | NON_DEPENDENT_P_DET | [5 empty] | 0112/2///61987#ABD501 - Influence of external quantities expressed for pressure | 0112/2///61987#ABA000 | 0112/2///62720#UAA811 - millibar per kelvin |  | 0112/2///61987#ABT523 - Pressure per temperature | Standard |  |  |  | SC65E – IEC 61987 | - | C00004 |  | 0112-2---61987#ABD442 | https://cdd.iec.ch/cdd/iec61987/iec61987.nsf/PropertiesAllVersions/0112-2---61987%23ABD442
0112/2///61987#ABH402 | 002 | 01 | 0112/2///61987#ABH402#002 | type of transmitter/switch configuration |  |  |  |  | classification of the configuration of a device according to the proximity of the operator | [5 empty] | ENUM_CODE_TYPE(0112/2///61987#ABJ798) |  |  |  |  | DEPENDENT_P_DET |  |  | 0112/2///61987#ABJ798 | 0112/2///61987#ABL233 - remote0112/2///61987#ABL234 - integrated0112/2///61987#ABI407 - others |  | 0112/2///61987#ABF375 - Transmitter/switch housing | 0112/2///61987#ABA000 |  |  |  | Standard |  |  |  | SC65E – IEC 61987 | 0112/2///61987#ABI406 - empty_property | C00091 |  | 0112-2---61987#ABH402 | https://cdd.iec.ch/cdd/iec61987/iec61987.nsf/PropertiesAllVersions/0112-2---61987%23ABH402
0112/2///61987#ABH770 | 001 | 01 | 0112/2///61987#ABH770#001 | reference to Output values of ullage |  |  |  |  | reference to block ABH658 | [5 empty] | CLASS_REFERENCE_TYPE(0112/2///61987#ABH658) 0112/2///61987#ABH658 - Output values of ullage |  |  |  |  | NON_DEPENDENT_P_DET | [5 empty] | 0112/2///61987#ABH640 - Calibration point of ullage | 0112/2///61987#ABA000 |  |  |  | Standard |  | IEC 61987 |  | SC65E – IEC 61987 | - | C00018 | 001-01 (2019-03-08 15:35:30 by BATCH 00000766) standard | 0112-2---61987#ABH770 | https://cdd.iec.ch/cdd/iec61987/iec61987.nsf/PropertiesAllVersions/0112-2---61987%23ABH770
0112/2///61987#ABB614 | 004 | 01 | 0112/2///61987#ABB614#004 | harmonic distortion |  |  |  |  | maximum allowable harmonic distortion of the AC power supply |  |  | % |  |  | REAL_MEASURE_TYPE |  |  |  |  | NON_DEPENDENT_P_DET | [5 empty] | 0112/2///61987#ABC218 - Electrical power input circuit | 0112/2///61987#ABA000 | 0112/2///62720#UAA000 - percent |  | 0112/2///61987#ABT533 - Percentage | Standard |  |  |  | SC65E – IEC 61987 | - | C00004 |  | 0112-2---61987#ABB614 | https://cdd.iec.ch/cdd/iec61987/iec61987.nsf/PropertiesAllVersions/0112-2---61987%23ABB614
0112/2///61987#ABU301 | 001 | 03 | 0112/2///61987#ABU301#001 | reference to Frequency output [2] |  |  |  |  | reference to block ABC251 |  | Id specified in IEC61987-12/-13: ABC881 |  |  |  | CLASS_REFERENCE_TYPE(0112/2///61987#ABC251) 0112/2///61987#ABC251 - Frequency output [2] |  |  |  |  | DEPENDENT_P_DET | [5 empty] | 0112/2///61987#ABC667 - Type of output [4] | 0112/2///61987#ABA000 |  |  |  | Standard |  |  |  | SC65E – IEC 61987 | 0112/2///61987#ABU292 - output type [4] | C00004 |  | 0112-2---61987#ABU301 | https://cdd.iec.ch/cdd/iec61987/iec61987.nsf/PropertiesAllVersions/0112-2---61987%23ABU301
0112/2///61987#ABD642 | 002 | 02 | 0112/2///61987#ABD642#002 | maximum required dynamic actuating torque |  |  |  |  | greatest required torque that has to be applied to a valve between its end positions |  |  | kN·m |  |  | REAL_MEASURE_TYPE |  |  |  |  | NON_DEPENDENT_P_DET | [5 empty] | 0112/2///61987#ABD843 - Design conditions for actuators0112/2///61987#ABD967 - Parameters of valve body assembly [3] | 0112/2///61987#ABA000 | 0112/2///62720#UAA574 - kilonewton metre |  | 0112/2///61987#ABT538 - Moment of force | Standard |  |  |  |  | - | C00018 |  | 0112-2---61987#ABD642 | https://cdd.iec.ch/cdd/iec61987/iec61987.nsf/PropertiesAllVersions/0112-2---61987%23ABD642
0112/2///61987#ABD651 | 001 | 04 | 0112/2///61987#ABD651#001 | minimum actuating force |  |  |  |  | lowest force that a linear actuator can exert at the lowest operating pressure |  |  | kN |  |  | REAL_MEASURE_TYPE |  |  |  |  | NON_DEPENDENT_P_DET | [5 empty] | 0112/2///61987#ABD961 - Parameters of pneumatic linear actuator | 0112/2///61987#ABA000 | 0112/2///62720#UAA573 - kilonewton |  | 0112/2///61987#ABT562 - Force | Standard |  |  |  |  | - | C00004 |  | 0112-2---61987#ABD651 | https://cdd.iec.ch/cdd/iec61987/iec61987.nsf/PropertiesAllVersions/0112-2---61987%23ABD651
0112/2///61987#ABF604 | 001 | 01 | 0112/2///61987#ABF604#001 | number of accuracies for a subrange of mass fraction |  |  |  |  | @number of accuracies for a subrange of mass fraction |  | Cardinality property |  |  |  | INT_TYPE |  |  |  |  | CONDITION_DET | [5 empty] | 0112/2///61987#ABF608 - Absolute performance for mass fraction | 0112/2///61987#ABA000 |  |  |  | Standard |  | IEC 61987 | IEC | SC65E | - | C00018 | 001-01 (2018-03-28 07:27:08 by BATCH 00000762) standard | 0112-2---61987#ABF604 | https://cdd.iec.ch/cdd/iec61987/iec61987.nsf/PropertiesAllVersions/0112-2---61987%23ABF604
0112/2///61987#ABI655 | 001 | 01 | 0112/2///61987#ABI655#001 | FEATURES |  |  |  |  | parameter indicating the device (resource) block options that are supported by the device | [5 empty] | BINARY_TYPE | B32 |  |  |  | NON_DEPENDENT_P_DET | [5 empty] | 0112/2///61987#ABH841 - Device (resource) block | 0112/2///61987#ABA000 |  |  |  | Standard |  |  |  | SC65E – IEC 61987 | - | C00018 | 001-01 (2019-03-08 15:35:33 by BATCH 00000766) standard | 0112-2---61987#ABI655 | https://cdd.iec.ch/cdd/iec61987/iec61987.nsf/PropertiesAllVersions/0112-2---61987%23ABI655
0112/2///61987#ABB229 | 001 | 03 | 0112/2///61987#ABB229#001 | lower range-value of other variable | lower range-value |  |  |  | other variable value assigned to the lower range end-value of the input or output signal | [5 empty] | REAL_TYPE |  |  |  |  | NON_DEPENDENT_P_DET | [5 empty] | 0112/2///61987#ABC114 - Assigned other variable range | 0112/2///61987#ABA000 |  |  |  | Standard |  |  |  | SC65E – IEC 61987 | - | C00019 |  | 0112-2---61987#ABB229 | https://cdd.iec.ch/cdd/iec61987/iec61987.nsf/PropertiesAllVersions/0112-2---61987%23ABB229
0112/2///61987#ABE930 | 001 | 01 | 0112/2///61987#ABE930#001 | maximum assignable quantity of pulses per value of ullage |  |  |  |  | highest number of pulses assignable to quantity of pulses per pulse value of ullage |  |  | m |  |  | REAL_MEASURE_TYPE |  |  |  |  | NON_DEPENDENT_P_DET | [5 empty] | 0112/2///61987#ABE914 - Assigned ullage pulse value | 0112/2///61987#ABA000 | 0112/2///62720#UAA726 - metre |  | 0112/2///61987#ABT548 - Length short | Standard |  | IEC 61987 | IEC | SC65E | - | C00018 | 001-01 (2018-03-28 07:27:03 by BATCH 00000762) standard | 0112-2---61987#ABE930 | https://cdd.iec.ch/cdd/iec61987/iec61987.nsf/PropertiesAllVersions/0112-2---61987%23ABE930
0112/2///61987#ABF242 | 002 | 01 | 0112/2///61987#ABF242#002 | type of infrared radiation detector |  |  |  |  | classification of an infrared detector according to detection method and detection material | [5 empty] | ENUM_CODE_TYPE(0112/2///61987#ABL661) |  |  |  |  | DEPENDENT_P_DET |  |  | 0112/2///61987#ABL661 | 0112/2///61987#ABN264 - thermopile0112/2///61987#ABN265 - pyroelectric0112/2///61987#ABN266 - Si0112/2///61987#ABN267 - Ge0112/2///61987#ABN268 - InGaAs0112/2///61987#ABN269 - PbS0112/2///61987#ABN270 - InSb0112/2///61987#ABN271 - HgCdTe (MCT)0112/2///61987#ABI407 - others |  | 0112/2///61987#ABF315 - Infrared detector | 0112/2///61987#ABA000 |  |  |  | Standard |  | IEC 61987 | IEC | SC65E | 0112/2///61987#ABI406 - empty_property | C00091 |  | 0112-2---61987#ABF242 | https://cdd.iec.ch/cdd/iec61987/iec61987.nsf/PropertiesAllVersions/0112-2---61987%23ABF242
0112/2///61987#ABJ700 | 001 | 01 | 0112/2///61987#ABJ700#001 | reference to SENSOR_SIGNAL |  |  |  |  | reference to block ABJ608 | [5 empty] | CLASS_REFERENCE_TYPE(0112/2///61987#ABJ608) 0112/2///61987#ABJ608 - SENSOR_SIGNAL |  |  |  |  | NON_DEPENDENT_P_DET | [5 empty] | 0112/2///61987#ABH843 - Flow technology block0112/2///61987#ABH849 - Level technology block0112/2///61987#ABH867 - Pressure technology block0112/2///61987#ABI807 - Density technology block0112/2///61987#ABJ614 - SENSOR_INPUT0112/2///61987#ABJ615 - Other measurement technology block | 0112/2///61987#ABA000 |  |  |  | Standard |  |  |  | SC65E – IEC 61987 | - | C00018 | 001-01 (2019-03-08 15:35:34 by BATCH 00000766) standard | 0112-2---61987#ABJ700 | https://cdd.iec.ch/cdd/iec61987/iec61987.nsf/PropertiesAllVersions/0112-2---61987%23ABJ700
0112/2///61987#ABB588 | 002 | 01 | 0112/2///61987#ABB588#002 | colours of display |  |  |  |  | colour of a display | [5 empty] | ENUM_CODE_TYPE(0112/2///61987#ABL259) |  |  |  |  | DEPENDENT_P_DET |  |  | 0112/2///61987#ABL259 | 0112/2///61987#ABL761 - 24 bit colours0112/2///61987#ABL762 - greyscale0112/2///61987#ABI407 - others |  | 0112/2///61987#ABC205 - Display | 0112/2///61987#ABA000 |  |  |  | Standard |  |  |  | SC65E – IEC 61987 | 0112/2///61987#ABI406 - empty_property | C00091 |  | 0112-2---61987#ABB588 | https://cdd.iec.ch/cdd/iec61987/iec61987.nsf/PropertiesAllVersions/0112-2---61987%23ABB588
0112/2///61987#ABB969 | 003 | 01 | 0112/2///61987#ABB969#003 | special preparation of non-wetted parts |  |  |  |  | precautions taken or to be taken during manufacture of the device regarding non-wetted parts to ensure its safe operation under special operation conditions | That includes cleanliness |  |  |  |  | STRING_TYPE |  |  |  |  | NON_DEPENDENT_P_DET | [5 empty] | 0112/2///61987#ABC044 - Transmitter body [1]0112/2///61987#ABC045 - Transmitter body [2]0112/2///61987#ABC046 - Transmitter body [3]0112/2///61987#ABC047 - Transmitter body [4]0112/2///61987#ABD812 - Body of valve [2]0112/2///61987#ABD813 - Body of valve [3]0112/2///61987#ABD814 - Body of valve [1]0112/2///61987#ABC184 - Deployment design conditions [1]0112/2///61987#ABC185 - Deployment design conditions [2]0112/2///61987#ABG471 - Deployment design conditions [4] | 0112/2///61987#ABA000 |  |  |  | Standard |  |  |  | SC65E – IEC 61987 | - | C00004 |  | 0112-2---61987#ABB969 | https://cdd.iec.ch/cdd/iec61987/iec61987.nsf/PropertiesAllVersions/0112-2---61987%23ABB969
0112/2///61987#ABU296 | 001 | 03 | 0112/2///61987#ABU296#001 | assigned variable type [7] |  |  |  |  | process variable assigned to an input or output |  | polymorphic control property; Id specified in IEC61987-12/-13: ABA344 |  |  |  | ENUM_STRING_TYPE(0112/2///61987#ABU109(Assigned mass flow range,Assigned actual volume flow range,Assigned normalized volume flow range,Assigned pressure range,Assigned temperature range,Assigned totalized value range for mass and for volume)) |  | 0112/2///61987#ABU109 |  |  | CONDITION_DET |  |  | 0112/2///61987#ABU109 | 0112/2///61987#ABU078 - IEC61987-11 Name of Assigned mass flow range0112/2///61987#ABU079 - IEC61987-11 Name of Assigned actual volume flow range0112/2///61987#ABU080 - IEC61987-11 Name of Assigned normalized volume flow range0112/2///61987#ABD494 - IEC61987-11 Name of Assigned flow velocity range0112/2///61987#ABU082 - IEC61987-11 Name of Assigned pressure range0112/2///61987#ABU083 - IEC61987-11 Name of Assigned temperature range0112/2///61987#ABU085 - IEC61987-11 Name of Assigned totalized value range for mass and for volume |  | 0112/2///61987#ABC124 - Assigned variable [7] | 0112/2///61987#ABA000 |  |  |  | Standard |  | IEC 61987 | IEC | IEC/SC 65E | - | C00112 |  | 0112-2---61987#ABU296 | https://cdd.iec.ch/cdd/iec61987/iec61987.nsf/PropertiesAllVersions/0112-2---61987%23ABU296
0112/2///61987#ABB178 | 001 | 02 | 0112/2///61987#ABB178#001 | designation of connection facility |  |  |  |  | alphanumeric character sequence identifying an enclosure connection | [5 empty] | STRING_TYPE |  |  |  |  | NON_DEPENDENT_P_DET | [5 empty] | 0112/2///61987#ABC172 - Connection facility [1]0112/2///61987#ABC173 - Connection facility [2] | 0112/2///61987#ABA000 |  |  |  | Standard |  |  |  | SC65E – IEC 61987 | - | C00004 |  | 0112-2---61987#ABB178 | https://cdd.iec.ch/cdd/iec61987/iec61987.nsf/PropertiesAllVersions/0112-2---61987%23ABB178
0112/2///61987#ABB416 | 001 | 04 | 0112/2///61987#ABB416#001 | rated pressure of API ring |  |  |  |  | API pressure rating of a ring joint flange or orifice plate holder |  |  | bar |  |  | REAL_MEASURE_TYPE |  |  |  |  | NON_DEPENDENT_P_DET | [5 empty] | 0112/2///61987#ABC244 - Flow nozzle0112/2///61987#ABC465 - Orifice plate and holder | 0112/2///61987#ABA000 | 0112/2///62720#UAA323 - bar |  | 0112/2///61987#ABT524 - Pressure | Standard |  |  |  | SC65E – IEC 61987 | - | C00004 |  | 0112-2---61987#ABB416 | https://cdd.iec.ch/cdd/iec61987/iec61987.nsf/PropertiesAllVersions/0112-2---61987%23ABB416
0112/2///61987#ABG972 | 001 | 01 | 0112/2///61987#ABG972#001 | reference to Structural design [conductance level transmitter/switch] |  |  |  |  | reference to block ABG412 | [5 empty] | CLASS_REFERENCE_TYPE(0112/2///61987#ABG412) 0112/2///61987#ABG412 - Structural design [conductance level transmitter/switch] |  |  |  |  | NON_DEPENDENT_P_DET | [5 empty] | 0112/2///61987#ABG367 - Mechanical and electrical construction [conductance level transmitter/switch] | 0112/2///61987#ABA000 |  |  |  | Standard |  | IEC 61987 | IEC | SC65E | - | C00018 | 001-01 (2018-03-28 07:27:12 by BATCH 00000762) standard | 0112-2---61987#ABG972 | https://cdd.iec.ch/cdd/iec61987/iec61987.nsf/PropertiesAllVersions/0112-2---61987%23ABG972
0112/2///61987#ABB934 | 001 | 03 | 0112/2///61987#ABB934#001 | number of pneumatic/hydraulic connections |  |  |  |  | @number of pneumatic/hydraulic connections |  | cardinality property |  |  |  | INT_TYPE |  |  |  |  | CONDITION_DET | [5 empty] | 0112/2///61987#ABC173 - Connection facility [2]0112/2///61987#ABP301 - Binary valve output | 0112/2///61987#ABA000 |  |  |  | Standard |  |  |  | SC65E – IEC 61987 | - | C00004 |  | 0112-2---61987#ABB934 | https://cdd.iec.ch/cdd/iec61987/iec61987.nsf/PropertiesAllVersions/0112-2---61987%23ABB934
0112/2///61987#ABA446 | 001 | 04 | 0112/2///61987#ABA446#001 | upper range-limit of dynamic viscosity |  |  |  |  | highest value of the dynamic viscosity that a device can be adjusted to measure within its specified accuracy limits |  |  | mPa·s |  |  | REAL_MEASURE_TYPE |  |  |  |  | NON_DEPENDENT_P_DET | [5 empty] | 0112/2///61987#ABC416 - Measuring range for dynamic viscosity | 0112/2///61987#ABA000 | 0112/2///62720#UAA797 - millipascal second |  | 0112/2///61987#ABT571 - Dynamic viscosity | Standard |  |  |  | SC65E – IEC 61987 | - | C00018 |  | 0112-2---61987#ABA446 | https://cdd.iec.ch/cdd/iec61987/iec61987.nsf/PropertiesAllVersions/0112-2---61987%23ABA446
0112/2///61987#ABE329 | 005 | 01 | 0112/2///61987#ABE329#005 | reference to Installation design conditions [3] |  |  |  |  | reference to block ABE328 | [5 empty] | CLASS_REFERENCE_TYPE(0112/2///61987#ABE328) 0112/2///61987#ABE328 - Installation design conditions [3] |  |  |  |  | NON_DEPENDENT_P_DET | [5 empty] | 0112/2///61987#ABD950 - Operating conditions for device design [2]0112/2///61987#ABD949 - Operating conditions for device design [3] | 0112/2///61987#ABA000 |  |  |  | Standard |  |  |  | SC65E – IEC 61987 | - | C00004 |  | 0112-2---61987#ABE329 | https://cdd.iec.ch/cdd/iec61987/iec61987.nsf/PropertiesAllVersions/0112-2---61987%23ABE329
0112/2///61987#ABF356 | 001 | 01 | 0112/2///61987#ABF356#001 | strength of cable |  |  |  |  | highest mechanical load a cable may have without permanent impairment of its operating characteristics |  |  | kN |  |  | REAL_MEASURE_TYPE |  |  |  |  | NON_DEPENDENT_P_DET | [5 empty] | 0112/2///61987#ABF353 - Cable or tube | 0112/2///61987#ABA000 | 0112/2///62720#UAA573 - kilonewton |  | 0112/2///61987#ABT562 - Force | Standard |  | IEC 61987 | IEC | SC65E | - | C00018 | 001-01 (2018-03-28 07:27:06 by BATCH 00000762) standard | 0112-2---61987#ABF356 | https://cdd.iec.ch/cdd/iec61987/iec61987.nsf/PropertiesAllVersions/0112-2---61987%23ABF356
0112/2///61987#ABV197 | 001 | 02 | 0112/2///61987#ABV197#001 | reference to Analog current output [15] |  |  |  |  | reference to block ABG179 | [5 empty] | CLASS_REFERENCE_TYPE(0112/2///61987#ABG179) 0112/2///61987#ABG179 - Analog current output [15] |  |  |  |  | DEPENDENT_P_DET | [5 empty] | 0112/2///61987#ABG150 - Type of output [20] | 0112/2///61987#ABA000 |  |  |  | Standard |  | IEC 61987 | IEC | SC65E | 0112/2///61987#ABV191 - output type [20] | C00019 |  | 0112-2---61987#ABV197 | https://cdd.iec.ch/cdd/iec61987/iec61987.nsf/PropertiesAllVersions/0112-2---61987%23ABV197
0112/2///61987#ABH601 | 001 | 01 | 0112/2///61987#ABH601#001 | unit of measure for trip value |  |  |  |  | unit of the value of the input which triggers the forcing of an output to a set value | [5 empty] | STRING_TYPE |  |  |  |  | NON_DEPENDENT_P_DET | [5 empty] | 0112/2///61987#ABH596 - Replacement of values | 0112/2///61987#ABA000 |  |  |  | Standard |  | IEC 61987 |  | SC65E – IEC 61987 | - | C00018 | 001-01 (2019-03-08 15:35:29 by BATCH 00000766) standard | 0112-2---61987#ABH601 | https://cdd.iec.ch/cdd/iec61987/iec61987.nsf/PropertiesAllVersions/0112-2---61987%23ABH601
0112/2///61987#ABB777 | 001 | 04 | 0112/2///61987#ABB777#001 | set lower range end-value of Reynolds Number |  |  |  |  | value defining the start of a subrange for Reynolds Number |  |  | 1 |  |  | REAL_MEASURE_TYPE |  |  |  |  | NON_DEPENDENT_P_DET | [5 empty] | 0112/2///61987#ABC077 - Accuracy for a subrange of span | 0112/2///61987#ABA000 | 0112/2///62720#UAA915 - quantity of dimension one |  |  | Standard |  | IEC 61987 | IEC | IEC/SC 65E | - | C00128 |  | 0112-2---61987#ABB777 | https://cdd.iec.ch/cdd/iec61987/iec61987.nsf/PropertiesAllVersions/0112-2---61987%23ABB777
0112/2///61987#ABJ713 | 001 | 02 | 0112/2///61987#ABJ713#001 | reference to OUTPUT |  |  |  |  | reference to block ABJ621 | [5 empty] | CLASS_REFERENCE_TYPE(0112/2///61987#ABJ621) 0112/2///61987#ABJ621 - OUTPUT |  |  |  |  | DEPENDENT_P_DET | [5 empty] | 0112/2///61987#ABH904 - Calculation function block | 0112/2///61987#ABA000 |  |  |  | Standard |  | IEC 61987 | IEC | IEC SC65E | 0112/2///61987#ABJ675 - number of OUTPUTs | C00112 |  | 0112-2---61987#ABJ713 | https://cdd.iec.ch/cdd/iec61987/iec61987.nsf/PropertiesAllVersions/0112-2---61987%23ABJ713
0112/2///61987#ABP232 | 001 | 01 | 0112/2///61987#ABP232#001 | reference to Electrical data for no-voltage contact input |  |  |  |  | reference to block ABP028 | [5 empty] | CLASS_REFERENCE_TYPE(0112/2///61987#ABP028) 0112/2///61987#ABP028 - Electrical data for no-voltage contact input |  |  |  |  | NON_DEPENDENT_P_DET | [5 empty] | 0112/2///61987#ABP021 - Binary input [I/O module] | 0112/2///61987#ABA000 |  |  |  | Standard |  | IEC 61987 | IEC | IEC/SC 65E | - | C00128 | 001-01 (2023-01-23 14:53:53 by BATCH 00000807) standard | 0112-2---61987#ABP232 | https://cdd.iec.ch/cdd/iec61987/iec61987.nsf/PropertiesAllVersions/0112-2---61987%23ABP232
0112/2///61987#ABB213 | 001 | 04 | 0112/2///61987#ABB213#001 | minimum span for pressure |  |  |  |  | lowest span to which a pressure measurement instrument can be adjusted |  |  | bar |  |  | REAL_MEASURE_TYPE |  |  |  |  | NON_DEPENDENT_P_DET | [5 empty] | 0112/2///61987#ABC420 - Measuring range for pressure | 0112/2///61987#ABA000 | 0112/2///62720#UAA323 - bar |  | 0112/2///61987#ABT524 - Pressure | Standard |  |  |  | SC65E – IEC 61987 | - | C00004 |  | 0112-2---61987#ABB213 | https://cdd.iec.ch/cdd/iec61987/iec61987.nsf/PropertiesAllVersions/0112-2---61987%23ABB213
0112/2///61987#ABB650 | 003 | 01 | 0112/2///61987#ABB650#003 | reference electrical load |  |  |  |  | output load at which the performance of a device was tested |  |  | Ω |  |  | LEVEL(MIN,NOM,MAX) OF REAL_MEASURE_TYPE |  |  |  |  | NON_DEPENDENT_P_DET | [5 empty] | 0112/2///61987#ABC572 - Reference device conditions0112/2///61987#ABD486 - Reference ambient conditions [1]0112/2///61987#ABG241 - Reference device conditions [2]0112/2///61987#ABG244 - Reference device conditions [5]0112/2///61987#ABG245 - Reference device conditions [6]0112/2///61987#ABU697 - Reference device conditions [7]0112/2///61987#ABU698 - Reference device conditions [3]0112/2///61987#ABP067 - Reference device conditions [I/O module] | 0112/2///61987#ABA000 | 0112/2///62720#UAA017 - ohm |  | 0112/2///61987#ABT564 - Electrical resistance | Standard |  |  |  | SC65E – IEC 61987 | - | C00004 |  | 0112-2---61987#ABB650 | https://cdd.iec.ch/cdd/iec61987/iec61987.nsf/PropertiesAllVersions/0112-2---61987%23ABB650
0112/2///61987#ABH372 | 002 | 01 | 0112/2///61987#ABH372#002 | type of cable termination |  |  |  |  | classification of a cable termination according to its constructional design | [5 empty] | ENUM_CODE_TYPE(0112/2///61987#ABL568) |  |  |  |  | DEPENDENT_P_DET |  |  | 0112/2///61987#ABL568 | 0112/2///61987#ABM873 - plug0112/2///61987#ABI407 - others |  | 0112/2///61987#ABF335 - Connected cable | 0112/2///61987#ABA000 |  |  |  | Standard |  |  |  | SC65E – IEC 61987 | 0112/2///61987#ABI406 - empty_property | C00091 |  | 0112-2---61987#ABH372 | https://cdd.iec.ch/cdd/iec61987/iec61987.nsf/PropertiesAllVersions/0112-2---61987%23ABH372
0112/2///61987#ABU994 | 001 | 01 | 0112/2///61987#ABU994#001 | reference to Assigned pressure range |  |  |  |  | reference to block ABC115 | [5 empty] | CLASS_REFERENCE_TYPE(0112/2///61987#ABC115) 0112/2///61987#ABC115 - Assigned pressure range |  |  |  |  | DEPENDENT_P_DET | [5 empty] | 0112/2///61987#ABG089 - Assigned variable [9]0112/2///61987#ABG091 - Assigned variable [11]0112/2///61987#ABG097 - Assigned variable [17]0112/2///61987#ABH044 - Assigned variable [22]0112/2///61987#ABV037 - Assigned variable [18]0112/2///61987#ABV039 - Assigned variable [8] | 0112/2///61987#ABA000 |  |  |  | Standard |  | IEC 61987 | IEC | SC65E | 0112/2///61987#ABU948 - assigned variable type [8] | C00018 | 001-01 (2018-03-28 07:27:23 by BATCH 00000762) standard | 0112-2---61987#ABU994 | https://cdd.iec.ch/cdd/iec61987/iec61987.nsf/PropertiesAllVersions/0112-2---61987%23ABU994
0112/2///61987#ABF657 | 001 | 01 | 0112/2///61987#ABF657#001 | reference to Measuring range for volume |  |  |  |  | reference to block ABE817 | [5 empty] | CLASS_REFERENCE_TYPE(0112/2///61987#ABE817) 0112/2///61987#ABE817 - Measuring range for volume |  |  |  |  | NON_DEPENDENT_P_DET | [5 empty] | 0112/2///61987#ABE816 - Volume measurement | 0112/2///61987#ABA000 |  |  |  | Standard |  | IEC 61987 | IEC | SC65E | - | C00018 | 001-01 (2018-03-28 07:27:08 by BATCH 00000762) standard | 0112-2---61987#ABF657 | https://cdd.iec.ch/cdd/iec61987/iec61987.nsf/PropertiesAllVersions/0112-2---61987%23ABF657
0112/2///61987#ABF771 | 001 | 01 | 0112/2///61987#ABF771#001 | reference to Dynamic behaviour [2] |  |  |  |  | reference to block ABF307 | [5 empty] | CLASS_REFERENCE_TYPE(0112/2///61987#ABF307) 0112/2///61987#ABF307 - Dynamic behaviour [2] |  |  |  |  | NON_DEPENDENT_P_DET | [5 empty] | 0112/2///61987#ABF109 - Absolute performance for temperature [2] | 0112/2///61987#ABA000 |  |  |  | Standard |  | IEC 61987 | IEC | SC65E | - | C00019 | 001-01 (2018-03-28 07:27:09 by BATCH 00000762) standard | 0112-2---61987#ABF771 | https://cdd.iec.ch/cdd/iec61987/iec61987.nsf/PropertiesAllVersions/0112-2---61987%23ABF771
0112/2///61987#ABA068 | 001 | 01 | 0112/2///61987#ABA068#001 | number of contact informations |  |  |  |  | cardinality property for contact information | [5 empty] | INT_TYPE |  |  |  |  | CONDITION_DET | [5 empty] | 0112/2///61987#ABA372 - Business partner | 0112/2///61987#ABA000 |  |  |  | Standard |  | IEC 61987 |  | SC65E – IEC 61987 | - | C00018 | 001-01 (2019-03-08 15:35:27 by BATCH 00000766) standard | 0112-2---61987#ABA068 | https://cdd.iec.ch/cdd/iec61987/iec61987.nsf/PropertiesAllVersions/0112-2---61987%23ABA068
0112/2///61987#ABG928 | 001 | 01 | 0112/2///61987#ABG928#001 | reference to Mechanical and electrical construction [magnetic level gauge] |  |  |  |  | reference to block ABG368 | [5 empty] | CLASS_REFERENCE_TYPE(0112/2///61987#ABG368) 0112/2///61987#ABG368 - Mechanical and electrical construction [magnetic level gauge] |  |  |  |  | NON_DEPENDENT_P_DET | [5 empty] | 0112/2///61987#ABE728 - Device LOP for magnetic level gauge | 0112/2///61987#ABA000 |  |  |  | Standard |  | IEC 61987 | IEC | SC65E | - | C00018 | 001-01 (2018-03-28 07:27:12 by BATCH 00000762) standard | 0112-2---61987#ABG928 | https://cdd.iec.ch/cdd/iec61987/iec61987.nsf/PropertiesAllVersions/0112-2---61987%23ABG928
0112/2///61987#ABB419 | 003 | 01 | 0112/2///61987#ABB419#003 | location of vent hole |  |  |  |  | location of a vent hole in a pipe, flange, union or orifice plate | frequently, a vent hole is also used for draining |  |  |  |  | ENUM_CODE_TYPE(0112/2///61987#ABL664) |  |  |  |  | DEPENDENT_P_DET |  |  | 0112/2///61987#ABL664 | 0112/2///61987#ABN277 - top0112/2///61987#ABL996 - bottom0112/2///61987#ABI407 - others |  | 0112/2///61987#ABC625 - Structural design of a differential pressure gauge0112/2///61987#ABC681 - Vent/Drain holes0112/2///61987#ABF341 - Structural design of a hydrostatic pressure level transmitter0112/2///61987#ABC626 - Structural design of a differential pressure transmitter0112/2///61987#ABC641 - Structural design of an absolute or a gauge pressure transmitter | 0112/2///61987#ABA000 |  |  |  | Standard |  |  |  | SC65E – IEC 61987 | 0112/2///61987#ABI406 - empty_property | C00091 |  | 0112-2---61987#ABB419 | https://cdd.iec.ch/cdd/iec61987/iec61987.nsf/PropertiesAllVersions/0112-2---61987%23ABB419
0112/2///61987#ABF369 | 002 | 01 | 0112/2///61987#ABF369#002 | type of displacer support |  |  |  |  | classification of a displacer support according to its mechanical design | [5 empty] | ENUM_CODE_TYPE(0112/2///61987#ABL601) |  |  |  |  | DEPENDENT_P_DET |  |  | 0112/2///61987#ABL601 | 0112/2///61987#ABM046 - rod0112/2///61987#ABM451 - chain0112/2///61987#ABI407 - others |  | 0112/2///61987#ABF368 - Displacer support | 0112/2///61987#ABA000 |  |  |  | Standard |  | IEC 61987 | IEC | SC65E | 0112/2///61987#ABI406 - empty_property | C00091 |  | 0112-2---61987#ABF369 | https://cdd.iec.ch/cdd/iec61987/iec61987.nsf/PropertiesAllVersions/0112-2---61987%23ABF369
0112/2///61987#ABA528 | 002 | 01 | 0112/2///61987#ABA528#002 | type of switch |  |  |  |  | classification of a switch according to its mode of operation | [5 empty] | ENUM_CODE_TYPE(0112/2///61987#ABL663) |  |  |  |  | DEPENDENT_P_DET |  |  | 0112/2///61987#ABL663 | 0112/2///61987#ABN274 - toggle switch0112/2///61987#ABN275 - pushbutton switch0112/2///61987#ABN276 - rotary switch0112/2///61987#ABI407 - others |  | 0112/2///61987#ABC648 - Switch0112/2///61987#ABF465 - Container of nuclear source0112/2///61987#ABF468 - Modulator | 0112/2///61987#ABA000 |  |  |  | Standard |  |  |  | SC65E – IEC 61987 | 0112/2///61987#ABI406 - empty_property | C00091 |  | 0112-2---61987#ABA528 | https://cdd.iec.ch/cdd/iec61987/iec61987.nsf/PropertiesAllVersions/0112-2---61987%23ABA528
0112/2///61987#ABH835 | 001 | 01 | 0112/2///61987#ABH835#001 | storage conditions |  |  |  |  | special preparation or measures required to prevent damage to a device when it is to be stored for more than a given time | [5 empty] | STRING_TYPE |  |  |  |  | NON_DEPENDENT_P_DET | [5 empty] | 0112/2///61987#ABH806 - Storage | 0112/2///61987#ABA000 |  |  |  | Standard |  |  |  | SC65E – IEC 61987 | - | C0018 | 001-01 (2019-03-08 15:35:31 by BATCH 00000766) standard | 0112-2---61987#ABH835 | https://cdd.iec.ch/cdd/iec61987/iec61987.nsf/PropertiesAllVersions/0112-2---61987%23ABH835
0112/2///61987#ABU216 | 003 | 01 | 0112/2///61987#ABU216#003 | reference to Battery |  |  |  |  | reference to block ABC138 | [5 empty] | CLASS_REFERENCE_TYPE(0112/2///61987#ABC138) 0112/2///61987#ABC138 - Battery |  |  |  |  | NON_DEPENDENT_P_DET | [5 empty] | 0112/2///61987#ABC202 - Digital indicator0112/2///61987#ABD850 - Digital indicator [2] | 0112/2///61987#ABA000 |  |  |  | Standard |  |  |  |  | - | C00004 |  | 0112-2---61987#ABU216 | https://cdd.iec.ch/cdd/iec61987/iec61987.nsf/PropertiesAllVersions/0112-2---61987%23ABU216
0112/2///61987#ABP108 | 001 | 01 | 0112/2///61987#ABP108#001 | inaccuracy of active power |  |  |  |  | for an active power measurement, maximum positive and negative deviation from the specified characteristic curve observed in testing a device under specified conditions and by a specified procedure |  |  | W |  |  | REAL_MEASURE_TYPE |  |  | IEC 61298-1, Ed. 2.0, 3.5 |  | NON_DEPENDENT_P_DET | [5 empty] | 0112/2///61987#ABP004 - Absolute performance for active power [I/O module] | 0112/2///61987#ABA000 | 0112/2///62720#UAA306 - watt |  | 0112/2///61987#ABT525 - Power | Standard |  | IEC 61987 | IEC | IEC/SC 65E | - | C00128 | 001-01 (2023-01-23 14:53:52 by BATCH 00000807) standard | 0112-2---61987#ABP108 | https://cdd.iec.ch/cdd/iec61987/iec61987.nsf/PropertiesAllVersions/0112-2---61987%23ABP108
0112/2///61987#ABG488 | 001 | 01 | 0112/2///61987#ABG488#001 | reference to Input [21] |  |  |  |  | reference to block ABF928 | [5 empty] | CLASS_REFERENCE_TYPE(0112/2///61987#ABF928) 0112/2///61987#ABF928 - Input [21] |  |  |  |  | NON_DEPENDENT_P_DET | [5 empty] | 0112/2///61987#ABE731 - Device LOP for thermal level switch | 0112/2///61987#ABA000 |  |  |  | Standard |  | IEC 61987 | IEC | SC65E | - | C00018 | 001-01 (2018-03-28 07:27:10 by BATCH 00000762) standard | 0112-2---61987#ABG488 | https://cdd.iec.ch/cdd/iec61987/iec61987.nsf/PropertiesAllVersions/0112-2---61987%23ABG488
0112/2///61987#ABD627 | 003 | 01 | 0112/2///61987#ABD627#003 | maximum breakaway torque |  |  |  |  | highest permissible torque needed to overcome static friction when a rotary valve is to be moved |  |  | kN·m |  |  | REAL_MEASURE_TYPE |  |  |  |  | NON_DEPENDENT_P_DET | [5 empty] | 0112/2///61987#ABD844 - Design conditions for valve body assembly | 0112/2///61987#ABA000 | 0112/2///62720#UAA574 - kilonewton metre |  | 0112/2///61987#ABT538 - Moment of force | Standard |  |  |  |  | - | C00018 |  | 0112-2---61987#ABD627 | https://cdd.iec.ch/cdd/iec61987/iec61987.nsf/PropertiesAllVersions/0112-2---61987%23ABD627
0112/2///61987#ABF223 | 001 | 01 | 0112/2///61987#ABF223#001 | transmission setting |  |  |  |  | set value of the parameter transmission in a non-contact temperature transmitter |  |  | % |  |  | REAL_MEASURE_TYPE |  |  |  |  | NON_DEPENDENT_P_DET | [5 empty] | 0112/2///61987#ABF220 - Parameters of non-contact temperature measurement | 0112/2///61987#ABA000 | 0112/2///62720#UAA000 - percent |  | 0112/2///61987#ABT533 - Percentage | Standard |  | IEC 61987 | IEC | SC65E | - | C00019 | 001-01 (2018-03-28 07:27:05 by BATCH 00000762) standard | 0112-2---61987#ABF223 | https://cdd.iec.ch/cdd/iec61987/iec61987.nsf/PropertiesAllVersions/0112-2---61987%23ABF223
0112/2///61987#ABF112 | 001 | 01 | 0112/2///61987#ABF112#001 | total accuracy of TC measurement |  |  |  |  | sum of the accuracy of a temperature measurement instrument without cold junction compensation and the accuracy of the cold junction compensation for a temperature measuring assembly based on a thermocouple as sensing element and a cold junction compensation, each expressed as percentage of span | The term "accuracy" is meant in the sense of IEV 311-06-08 |  | % |  |  | REAL_MEASURE_TYPE |  |  |  |  | NON_DEPENDENT_P_DET | [5 empty] | 0112/2///61987#ABG352 - Accuracy expressed as a percentage [7] | 0112/2///61987#ABA000 | 0112/2///62720#UAA000 - percent |  | 0112/2///61987#ABT533 - Percentage | Standard |  | IEC 61987 | IEC | SC65E | - | C00019 | 001-01 (2018-03-28 07:27:04 by BATCH 00000762) standard | 0112-2---61987#ABF112 | https://cdd.iec.ch/cdd/iec61987/iec61987.nsf/PropertiesAllVersions/0112-2---61987%23ABF112
0112/2///61987#ABC797 | 001 | 05 | 0112/2///61987#ABC797#001 | reference to Configurable display mode |  |  |  |  | reference to block ABC167 | [5 empty] | CLASS_REFERENCE_TYPE(0112/2///61987#ABC167) 0112/2///61987#ABC167 - Configurable display mode |  |  |  |  | DEPENDENT_P_DET | [5 empty] | 0112/2///61987#ABC205 - Display | 0112/2///61987#ABA000 |  |  |  | Standard |  | IEC 61987 | IEC | IEC SC65E | 0112/2///61987#ABB582 - number of configurable display modes | C00112 |  | 0112-2---61987#ABC797 | https://cdd.iec.ch/cdd/iec61987/iec61987.nsf/PropertiesAllVersions/0112-2---61987%23ABC797
0112/2///61987#ABP286 | 001 | 01 | 0112/2///61987#ABP286#001 | quantity of identical channels |  |  |  |  | number of channels of identical type | It can be is used to describe instances of a module. |  |  |  |  | INT_TYPE |  |  |  |  | NON_DEPENDENT_P_DET | [5 empty] | 0112/2///61987#ABP044 - Input [I/O module]0112/2///61987#ABP052 - Output [I/O module] | 0112/2///61987#ABA000 |  |  |  | Standard |  | IEC 61987 | IEC | IEC/SC 65E | - | C00128 | 001-01 (2023-01-23 14:53:53 by BATCH 00000807) standard | 0112-2---61987#ABP286 | https://cdd.iec.ch/cdd/iec61987/iec61987.nsf/PropertiesAllVersions/0112-2---61987%23ABP286
0112/2///61987#ABH144 | 001 | 01 | 0112/2///61987#ABH144#001 | description of stilling well |  |  |  |  | plain text characterizing a stilling well | [5 empty] | STRING_TYPE |  |  |  |  | NON_DEPENDENT_P_DET | [5 empty] | 0112/2///61987#ABH141 - Stilling well | 0112/2///61987#ABA000 |  |  |  | Standard |  | IEC 61987 | IEC | SC65E | - | C00018 | 001-01 (2018-03-28 07:27:13 by BATCH 00000762) standard | 0112-2---61987#ABH144 | https://cdd.iec.ch/cdd/iec61987/iec61987.nsf/PropertiesAllVersions/0112-2---61987%23ABH144
0112/2///61987#ABP236 | 001 | 01 | 0112/2///61987#ABP236#001 | reference to Function and system design [Infrastructure device] |  |  |  |  | reference to block ABP032 | [5 empty] | CLASS_REFERENCE_TYPE(0112/2///61987#ABP032) 0112/2///61987#ABP032 - Function and system design [Infrastructure device] |  |  |  |  | NON_DEPENDENT_P_DET | [5 empty] | 0112/2///61987#ABP026 - Device LOP for I/O modules | 0112/2///61987#ABA000 |  |  |  | Standard |  | IEC 61987 | IEC | IEC/SC 65E | - | C00128 | 001-01 (2023-01-23 14:53:53 by BATCH 00000807) standard | 0112-2---61987#ABP236 | https://cdd.iec.ch/cdd/iec61987/iec61987.nsf/PropertiesAllVersions/0112-2---61987%23ABP236
0112/2///61987#ABB392 | 001 | 04 | 0112/2///61987#ABB392#001 | maximum cable operating temperature |  |  |  |  | highest temperature for which a cable is or should be designed to operate within its specified limits |  |  | °C |  |  | REAL_MEASURE_TYPE |  |  |  |  | NON_DEPENDENT_P_DET | [5 empty] | 0112/2///61987#ABC170 - Connecting cable | 0112/2///61987#ABA000 | 0112/2///62720#UAA033 - degree Celsius |  | 0112/2///61987#ABT514 - Temperature | Standard |  |  |  | SC65E – IEC 61987 | - | C00004 |  | 0112-2---61987#ABB392 | https://cdd.iec.ch/cdd/iec61987/iec61987.nsf/PropertiesAllVersions/0112-2---61987%23ABB392
0112/2///61987#ABA491 | 002 | 01 | 0112/2///61987#ABA491#002 | location of hardware configuration element |  |  |  |  | place in the device where the hardware configuration element is to be found | [5 empty] | STRING_TYPE |  |  |  |  | NON_DEPENDENT_P_DET | [5 empty] | 0112/2///61987#ABC468 - Other hardware configuration element | 0112/2///61987#ABA000 |  |  |  | Standard |  |  |  | SC65E – IEC 61987 | - | C00091 |  | 0112-2---61987#ABA491 | https://cdd.iec.ch/cdd/iec61987/iec61987.nsf/PropertiesAllVersions/0112-2---61987%23ABA491
0112/2///61987#ABG941 | 001 | 01 | 0112/2///61987#ABG941#001 | reference to Mechanical and electrical construction [thermal level switch] |  |  |  |  | reference to block ABG381 | [5 empty] | CLASS_REFERENCE_TYPE(0112/2///61987#ABG381) 0112/2///61987#ABG381 - Mechanical and electrical construction [thermal level switch] |  |  |  |  | NON_DEPENDENT_P_DET | [5 empty] | 0112/2///61987#ABE731 - Device LOP for thermal level switch | 0112/2///61987#ABA000 |  |  |  | Standard |  | IEC 61987 | IEC | SC65E | - | C00018 | 001-01 (2018-03-28 07:27:12 by BATCH 00000762) standard | 0112-2---61987#ABG941 | https://cdd.iec.ch/cdd/iec61987/iec61987.nsf/PropertiesAllVersions/0112-2---61987%23ABG941
0112/2///61987#ABE060 | 003 | 01 | 0112/2///61987#ABE060#003 | reference to Approval for use in special applications [2] |  |  |  |  | reference to block ABD804 | [5 empty] | CLASS_REFERENCE_TYPE(0112/2///61987#ABD804) 0112/2///61987#ABD804 - Approval for use in special applications [2] |  |  |  |  | NON_DEPENDENT_P_DET | [5 empty] | 0112/2///61987#ABD817 - Certificates and approvals [2]0112/2///61987#ABD818 - Certificates and approvals [3] | 0112/2///61987#ABA000 |  |  |  | Standard |  |  |  |  | - | C00004 |  | 0112-2---61987#ABE060 | https://cdd.iec.ch/cdd/iec61987/iec61987.nsf/PropertiesAllVersions/0112-2---61987%23ABE060
0112/2///61987#ABE440 | 001 | 05 | 0112/2///61987#ABE440#001 | reference to Torque by actuation fluid pressure |  |  |  |  | reference to block ABE439 | [5 empty] | CLASS_REFERENCE_TYPE(0112/2///61987#ABE439) 0112/2///61987#ABE439 - Torque by actuation fluid pressure |  |  |  |  | DEPENDENT_P_DET | [5 empty] | 0112/2///61987#ABE033 - Structural design of a pneumatic rotary actuator | 0112/2///61987#ABA000 |  |  |  | Standard |  | IEC 61987 | IEC | IEC SC65E | 0112/2///61987#ABE438 - number of torques by actuation fluid pressure | C00112 |  | 0112-2---61987#ABE440 | https://cdd.iec.ch/cdd/iec61987/iec61987.nsf/PropertiesAllVersions/0112-2---61987%23ABE440
0112/2///61987#ABE968 | 001 | 01 | 0112/2///61987#ABE968#001 | average influence of process pressure on volume |  |  |  |  | change in output of a volume measuring device caused by a change in process pressure with respect to reference conditions, expressed as the average error across the specified process pressure range |  |  | m³/bar |  |  | REAL_MEASURE_TYPE |  |  |  |  | NON_DEPENDENT_P_DET | [5 empty] | 0112/2///61987#ABE963 - Influence of external quantities expressed for volume | 0112/2///61987#ABA000 | 0112/2///62720#UAA759 - metre cubed per bar |  | 0112/2///61987#ABT501 - Volume per pressure | Standard |  | IEC 61987 | IEC | SC65E | - | C00018 | 001-01 (2018-03-28 07:27:03 by BATCH 00000762) standard | 0112-2---61987#ABE968 | https://cdd.iec.ch/cdd/iec61987/iec61987.nsf/PropertiesAllVersions/0112-2---61987%23ABE968
0112/2///61987#ABH773 | 001 | 01 | 0112/2///61987#ABH773#001 | reference to Output values of degree of filling |  |  |  |  | reference to block ABH661 | [5 empty] | CLASS_REFERENCE_TYPE(0112/2///61987#ABH661) 0112/2///61987#ABH661 - Output values of degree of filling |  |  |  |  | NON_DEPENDENT_P_DET | [5 empty] | 0112/2///61987#ABH643 - Calibration point of degree of filling | 0112/2///61987#ABA000 |  |  |  | Standard |  | IEC 61987 |  | SC65E – IEC 61987 | - | C00018 | 001-01 (2019-03-08 15:35:30 by BATCH 00000766) standard | 0112-2---61987#ABH773 | https://cdd.iec.ch/cdd/iec61987/iec61987.nsf/PropertiesAllVersions/0112-2---61987%23ABH773
0112/2///61987#ABB002 | 003 | 01 | 0112/2///61987#ABB002#003 | reference temperature of process material |  |  |  |  | temperature of process material at which the performance of a device was tested |  |  | °C |  |  | LEVEL(MIN,NOM,MAX) OF REAL_MEASURE_TYPE |  |  |  |  | NON_DEPENDENT_P_DET | [5 empty] | 0112/2///61987#ABC574 - Reference process conditions0112/2///61987#ABD499 - Reference process conditions [1]0112/2///61987#ABG246 - Reference process conditions [2]0112/2///61987#ABG247 - Reference process conditions [3]0112/2///61987#ABH052 - Reference process conditions [4] | 0112/2///61987#ABA000 | 0112/2///62720#UAA033 - degree Celsius |  | 0112/2///61987#ABT514 - Temperature | Standard |  |  |  | SC65E – IEC 61987 | - | C00004 |  | 0112-2---61987#ABB002 | https://cdd.iec.ch/cdd/iec61987/iec61987.nsf/PropertiesAllVersions/0112-2---61987%23ABB002
0112/2///61987#ABH479 | 001 | 01 | 0112/2///61987#ABH479#001 | material of shield |  |  |  |  | material of which a shield is made | [5 empty] | STRING_TYPE |  |  |  |  | NON_DEPENDENT_P_DET | [5 empty] | 0112/2///61987#ABH478 - Shield of sight glass | 0112/2///61987#ABA000 |  |  |  | Standard |  | IEC 61987 | IEC | SC65E – IEC 61987 | - | C00018 | 001-01 (2018-03-28 07:27:16 by BATCH 00000762) standard | 0112-2---61987#ABH479 | https://cdd.iec.ch/cdd/iec61987/iec61987.nsf/PropertiesAllVersions/0112-2---61987%23ABH479
0112/2///61987#ABF008 | 002 | 01 | 0112/2///61987#ABF008#002 | average influence of relative permittivity on point level | average influence of dielectric constant on point level |  |  |  | change in output of a point level measuring device caused by a change in the process relative permittivity with respect to reference conditions, expressed as the average error across the specified process relative permittivity range |  |  | mm |  |  | REAL_MEASURE_TYPE |  |  |  |  | NON_DEPENDENT_P_DET | [5 empty] | 0112/2///61987#ABE984 - Influence of external quantities expressed for point level | 0112/2///61987#ABA000 | 0112/2///62720#UAA862 - millimetre |  | 0112/2///61987#ABT548 - Length short | Standard |  | IEC 61987 | IEC | SC65E | - | C00091 |  | 0112-2---61987#ABF008 | https://cdd.iec.ch/cdd/iec61987/iec61987.nsf/PropertiesAllVersions/0112-2---61987%23ABF008
0112/2///61987#ABF481 | 002 | 01 | 0112/2///61987#ABF481#002 | style of radiation protection container |  |  |  |  | classification of a radiation protection container according to its special design | [5 empty] | ENUM_CODE_TYPE(0112/2///61987#ABL406) |  |  |  |  | DEPENDENT_P_DET |  |  | 0112/2///61987#ABL406 | 0112/2///61987#ABM321 - fire resistant0112/2///61987#ABI407 - others |  | 0112/2///61987#ABF465 - Container of nuclear source | 0112/2///61987#ABA000 |  |  |  | Standard |  | IEC 61987 | IEC | SC65E | 0112/2///61987#ABI406 - empty_property | C00091 |  | 0112-2---61987#ABF481 | https://cdd.iec.ch/cdd/iec61987/iec61987.nsf/PropertiesAllVersions/0112-2---61987%23ABF481
0112/2///61987#ABH473 | 006 | 01 | 0112/2///61987#ABH473#006 | details of fire proof design approval |  |  |  |  | if appropriate, details of a fire proof design approval | e.g. approval number or code etc. |  |  |  |  | STRING_TYPE |  |  |  |  | NON_DEPENDENT_P_DET | [5 empty] | 0112/2///61987#ABH471 - Fire proof design approval | 0112/2///61987#ABA000 |  |  |  | Standard |  | IEC 61987 | IEC | SC65E – IEC 61987 | - | C00018 |  | 0112-2---61987#ABH473 | https://cdd.iec.ch/cdd/iec61987/iec61987.nsf/PropertiesAllVersions/0112-2---61987%23ABH473
0112/2///61987#ABF691 | 001 | 01 | 0112/2///61987#ABF691#001 | reference to Dynamic behaviour of point level |  |  |  |  | reference to block ABE995 | [5 empty] | CLASS_REFERENCE_TYPE(0112/2///61987#ABE995) 0112/2///61987#ABE995 - Dynamic behaviour of point level |  |  |  |  | NON_DEPENDENT_P_DET | [5 empty] | 0112/2///61987#ABE866 - Absolute performance for point level | 0112/2///61987#ABA000 |  |  |  | Standard |  | IEC 61987 | IEC | SC65E | - | C00018 | 001-01 (2018-03-28 07:27:08 by BATCH 00000762) standard | 0112-2---61987#ABF691 | https://cdd.iec.ch/cdd/iec61987/iec61987.nsf/PropertiesAllVersions/0112-2---61987%23ABF691
0112/2///61987#ABB719 | 001 | 04 | 0112/2///61987#ABB719#001 | sample time |  |  |  |  | time of collection of data to produce a resulting mean value |  |  | ms |  |  | REAL_MEASURE_TYPE |  |  |  |  | NON_DEPENDENT_P_DET | [5 empty] | 0112/2///61987#ABE398 - Dynamic behaviour [2]0112/2///61987#ABF307 - Dynamic behaviour [2]0112/2///61987#ABG315 - Dynamic behaviour [3]0112/2///61987#ABG316 - Dynamic behaviour [4]0112/2///61987#ABG317 - Dynamic behaviour [5]0112/2///61987#ABC210 - Dynamic behaviour0112/2///61987#ABP019 - Analog voltage input parameters [I/O module] | 0112/2///61987#ABA000 | 0112/2///62720#UAA899 - millisecond |  | 0112/2///61987#ABT510 - Time/time duration short | Standard |  |  |  | SC65E – IEC 61987 | - | C00004 |  | 0112-2---61987#ABB719 | https://cdd.iec.ch/cdd/iec61987/iec61987.nsf/PropertiesAllVersions/0112-2---61987%23ABB719
0112/2///61987#ABH434 | 001 | 01 | 0112/2///61987#ABH434#001 | zero adjustment resistance value |  |  |  |  | value by which a resistance measurement is offset to provide a reading of zero on an output | the value could be positive or negative for elevation or suppression, resp. |  | Ω |  |  | REAL_MEASURE_TYPE |  |  |  |  | NON_DEPENDENT_P_DET | [5 empty] | 0112/2///61987#ABF058 - Measuring range for resistance | 0112/2///61987#ABA000 | 0112/2///62720#UAA017 - ohm |  | 0112/2///61987#ABT564 - Electrical resistance | Standard |  |  |  | SC65E – IEC 61987 | - | C00004 | 001-01 (2018-03-28 07:27:15 by BATCH 00000762) standard | 0112-2---61987#ABH434 | https://cdd.iec.ch/cdd/iec61987/iec61987.nsf/PropertiesAllVersions/0112-2---61987%23ABH434
0112/2///61987#ABF404 | 002 | 01 | 0112/2///61987#ABF404#002 | style of sensor backup |  |  |  |  | classification of a sensor backup according to its kind of switching to the backup sensor | [5 empty] | ENUM_CODE_TYPE(0112/2///61987#ABL319) |  |  |  |  | DEPENDENT_P_DET |  |  | 0112/2///61987#ABL319 | 0112/2///61987#ABM021 - bumpless switching to backup sensor0112/2///61987#ABI407 - others |  | 0112/2///61987#ABF396 - Structural design of separate temperature transmitter | 0112/2///61987#ABA000 |  |  |  | Standard |  | IEC 61987 | IEC | SC65E | 0112/2///61987#ABI406 - empty_property | C00091 |  | 0112-2---61987#ABF404 | https://cdd.iec.ch/cdd/iec61987/iec61987.nsf/PropertiesAllVersions/0112-2---61987%23ABF404
0112/2///61987#ABB674 | 001 | 04 | 0112/2///61987#ABB674#001 | maximum influence of process temperature |  |  |  |  | change in output caused by a change in process temperature with respect to reference conditions, expressed as the maximum error within the specified process temperature range |  |  | %/K |  |  | REAL_MEASURE_TYPE |  |  |  |  | NON_DEPENDENT_P_DET | [5 empty] | 0112/2///61987#ABJ593 - Influence of external quantities expressed as a percentage [5]0112/2///61987#ABC276 - Influence of external quantities expressed as a percentage0112/2///61987#ABG313 - Influence of external quantities expressed as a percentage [3]0112/2///61987#ABG314 - Influence of external quantities expressed as a percentage [4] | 0112/2///61987#ABA000 | 0112/2///62720#UAA008 - percent per kelvin |  | 0112/2///61987#ABT527 - Percentage per temperature | Standard |  |  |  | SC65E – IEC 61987 | - | C00004 |  | 0112-2---61987#ABB674 | https://cdd.iec.ch/cdd/iec61987/iec61987.nsf/PropertiesAllVersions/0112-2---61987%23ABB674
0112/2///61987#ABD740 | 002 | 02 | 0112/2///61987#ABD740#002 | type of action |  |  |  | Operat. direction | output change to a given input signal |  | also used by Process Automation - Device Information Model (PA-DIM) |  |  |  | ENUM_CODE_TYPE(0112/2///61987#ABJ777) |  | 0112/2///61987#ABJ777 |  |  | DEPENDENT_P_DET |  |  | 0112/2///61987#ABJ777 | 0112/2///61987#ABL147 - direct0112/2///61987#ABL148 - reverse0112/2///61987#ABI407 - others |  | 0112/2///61987#ABE032 - Structural design of a pneumatic linear actuator0112/2///61987#ABE033 - Structural design of a pneumatic rotary actuator0112/2///61987#ABE034 - Structural design of a positioner0112/2///61987#ABF210 - External switch | 0112/2///61987#ABA000 |  |  |  | Standard |  | IEC 61987 | IEC | IEC SC65E | 0112/2///61987#ABI406 - empty_property | C00112 |  | 0112-2---61987#ABD740 | https://cdd.iec.ch/cdd/iec61987/iec61987.nsf/PropertiesAllVersions/0112-2---61987%23ABD740
0112/2///61987#ABV013 | 001 | 01 | 0112/2///61987#ABV013#001 | reference to Binary output IEC 60947-5-6 (NAMUR) |  |  |  |  | reference to block ABC145 | [5 empty] | CLASS_REFERENCE_TYPE(0112/2///61987#ABC145) 0112/2///61987#ABC145 - Binary output IEC 60947-5-6 (NAMUR) |  |  |  |  | DEPENDENT_P_DET | [5 empty] | 0112/2///61987#ABG142 - Type of output [12]0112/2///61987#ABG143 - Type of output [13]0112/2///61987#ABG145 - Type of output [15]0112/2///61987#ABG147 - Type of output [17]0112/2///61987#ABG154 - Type of output [24]0112/2///61987#ABG155 - Type of output [25]0112/2///61987#ABG156 - Type of output [26]0112/2///61987#ABG144 - Type of output [14]0112/2///61987#ABG146 - Type of output [16] | 0112/2///61987#ABA000 |  |  |  | Standard |  | IEC 61987 | IEC | SC65E | 0112/2///61987#ABV004 - output type [14] | C00018 | 001-01 (2018-03-28 07:27:23 by BATCH 00000762) standard | 0112-2---61987#ABV013 | https://cdd.iec.ch/cdd/iec61987/iec61987.nsf/PropertiesAllVersions/0112-2---61987%23ABV013
0112/2///61987#ABD109 | 001 | 05 | 0112/2///61987#ABD109#001 | reference to Output [4] |  |  |  |  | reference to block ABC479 | [5 empty] | CLASS_REFERENCE_TYPE(0112/2///61987#ABC479) 0112/2///61987#ABC479 - Output [4] |  |  |  |  | DEPENDENT_P_DET | [5 empty] | 0112/2///61987#ABA013 - Device LOP for (oval) gear flow transmitter/gauge0112/2///61987#ABA014 - Device LOP for piston flow transmitter/gauge0112/2///61987#ABA018 - Device LOP for turbine/propeller/Woltmann flow transmitter/gauge0112/2///61987#ABA023 - Device LOP for positive displacement flow transmitter/gauge | 0112/2///61987#ABA000 |  |  |  | Standard |  | IEC 61987 | IEC | IEC SC65E | 0112/2///61987#ABB206 - number of outputs | C00112 |  | 0112-2---61987#ABD109 | https://cdd.iec.ch/cdd/iec61987/iec61987.nsf/PropertiesAllVersions/0112-2---61987%23ABD109
0112/2///61987#ABA066 | 004 | 01 | 0112/2///61987#ABA066#004 | version of device driver |  |  |  |  | version of the device driver required for proper operation of the device | [5 empty] | STRING_TYPE |  |  |  |  | NON_DEPENDENT_P_DET | [5 empty] | 0112/2///61987#ABC191 - Device integration | 0112/2///61987#ABA000 |  |  |  | Standard |  |  |  | SC65E – IEC 61987 | - | C00004 |  | 0112-2---61987#ABA066 | https://cdd.iec.ch/cdd/iec61987/iec61987.nsf/PropertiesAllVersions/0112-2---61987%23ABA066
0112/2///61987#ABG823 | 001 | 02 | 0112/2///61987#ABG823#001 | reference to Performance variable [23] |  |  |  |  | reference to block ABG263 | [5 empty] | CLASS_REFERENCE_TYPE(0112/2///61987#ABG263) 0112/2///61987#ABG263 - Performance variable [23] |  |  |  |  | DEPENDENT_P_DET | [5 empty] | 0112/2///61987#ABV040 - Performance [33] | 0112/2///61987#ABA000 |  |  |  | Standard |  | IEC 61987 | IEC | IEC SC65E | 0112/2///61987#ABB636 - number of performance variables | C00112 |  | 0112-2---61987#ABG823 | https://cdd.iec.ch/cdd/iec61987/iec61987.nsf/PropertiesAllVersions/0112-2---61987%23ABG823
0112/2///61987#ABA168 | 001 | 01 | 0112/2///61987#ABA168#001 | document version |  |  |  |  | alphanumeric character sequence uniquely identifying a document version | [5 empty] | STRING_TYPE |  |  |  |  | NON_DEPENDENT_P_DET | [5 empty] | 0112/2///61987#ABA362 - Document information | 0112/2///61987#ABA000 |  |  |  | Standard |  | IEC 61987 |  | SC65E – IEC 61987 | - | C00018 | 001-01 (2019-03-08 15:35:28 by BATCH 00000766) standard | 0112-2---61987#ABA168 | https://cdd.iec.ch/cdd/iec61987/iec61987.nsf/PropertiesAllVersions/0112-2---61987%23ABA168
0112/2///61987#ABA096 | 001 | 02 | 0112/2///61987#ABA096#001 | reference standard for interference emission |  |  |  |  | standard to which a statement on interference emission refers | [5 empty] | STRING_TYPE |  |  |  |  | NON_DEPENDENT_P_DET | [5 empty] | 0112/2///61987#ABC222 - Electromagnetic compatibility | 0112/2///61987#ABA000 |  |  |  | Standard |  |  |  | SC65E – IEC 61987 | - | C00004 |  | 0112-2---61987#ABA096 | https://cdd.iec.ch/cdd/iec61987/iec61987.nsf/PropertiesAllVersions/0112-2---61987%23ABA096
0112/2///61987#ABB686 | 001 | 04 | 0112/2///61987#ABB686#001 | influence of process pressure |  |  |  |  | change in output caused by a change in process pressure with respect to reference conditions, expressed as the average of the upscale and downscale errors at selected test pressures |  |  | % |  |  | REAL_MEASURE_TYPE |  |  |  |  | NON_DEPENDENT_P_DET | [5 empty] | 0112/2///61987#ABC285 - Influence of process pressure at selected test point | 0112/2///61987#ABA000 | 0112/2///62720#UAA000 - percent |  | 0112/2///61987#ABT533 - Percentage | Standard |  |  |  | SC65E – IEC 61987 | - | C00004 |  | 0112-2---61987#ABB686 | https://cdd.iec.ch/cdd/iec61987/iec61987.nsf/PropertiesAllVersions/0112-2---61987%23ABB686
0112/2///61987#ABC915 | 001 | 05 | 0112/2///61987#ABC915#001 | reference to Influence of process pressure at selected test point |  |  |  |  | reference to block ABC285 | [5 empty] | CLASS_REFERENCE_TYPE(0112/2///61987#ABC285) 0112/2///61987#ABC285 - Influence of process pressure at selected test point |  |  |  |  | DEPENDENT_P_DET | [5 empty] | 0112/2///61987#ABC277 - Influence of external quantities expressed as a percentage for pressure0112/2///61987#ABJ593 - Influence of external quantities expressed as a percentage [5]0112/2///61987#ABC276 - Influence of external quantities expressed as a percentage0112/2///61987#ABG314 - Influence of external quantities expressed as a percentage [4] | 0112/2///61987#ABA000 |  |  |  | Standard |  | IEC 61987 | IEC | IEC SC65E | 0112/2///61987#ABB684 - number of process pressure influences at selected test points | C00112 |  | 0112-2---61987#ABC915 | https://cdd.iec.ch/cdd/iec61987/iec61987.nsf/PropertiesAllVersions/0112-2---61987%23ABC915
0112/2///61987#ABC039 | 003 | 01 | 0112/2///61987#ABC039#003 | description of process connection |  |  |  |  | plain text describing the process connection | [5 empty] | STRING_TYPE |  |  |  |  | NON_DEPENDENT_P_DET | [5 empty] | 0112/2///61987#ABU458 - Process connection | 0112/2///61987#ABA000 |  |  |  | Standard |  |  |  | SC65E – IEC 61987 | - | C00004 |  | 0112-2---61987#ABC039 | https://cdd.iec.ch/cdd/iec61987/iec61987.nsf/PropertiesAllVersions/0112-2---61987%23ABC039
0112/2///61987#ABA505 | 003 | 01 | 0112/2///61987#ABA505#003 | number of keys/buttons |  |  |  |  | @number of keys/buttons |  | cardinality property |  |  |  | INT_TYPE |  |  |  |  | CONDITION_DET | [5 empty] | 0112/2///61987#ABC202 - Digital indicator0112/2///61987#ABC312 - Keypad/buttons and display0112/2///61987#ABD850 - Digital indicator [2] | 0112/2///61987#ABA000 |  |  |  | Standard |  |  |  | SC65E – IEC 61987 | - | C00004 |  | 0112-2---61987#ABA505 | https://cdd.iec.ch/cdd/iec61987/iec61987.nsf/PropertiesAllVersions/0112-2---61987%23ABA505
0112/2///61987#ABB668 | 001 | 03 | 0112/2///61987#ABB668#001 | number of ambient temperature influences at selected test points |  |  |  |  | @number of ambient temperature influences at selected test points |  | cardinality property |  |  |  | INT_TYPE |  |  |  |  | CONDITION_DET | [5 empty] | 0112/2///61987#ABC277 - Influence of external quantities expressed as a percentage for pressure0112/2///61987#ABJ593 - Influence of external quantities expressed as a percentage [5]0112/2///61987#ABC276 - Influence of external quantities expressed as a percentage0112/2///61987#ABG313 - Influence of external quantities expressed as a percentage [3]0112/2///61987#ABG314 - Influence of external quantities expressed as a percentage [4] | 0112/2///61987#ABA000 |  |  |  | Standard |  |  |  | SC65E – IEC 61987 | - | C00004 |  | 0112-2---61987#ABB668 | https://cdd.iec.ch/cdd/iec61987/iec61987.nsf/PropertiesAllVersions/0112-2---61987%23ABB668
0112/2///61987#ABU241 | 001 | 05 | 0112/2///61987#ABU241#001 | reference to Sensing element of an electromagnetic flow transmitter |  |  |  |  | reference to block ABU456 |  | Id specified in IEC61987-12/-13: ABD215 |  |  |  | CLASS_REFERENCE_TYPE(0112/2///61987#ABU456) 0112/2///61987#ABU456 - Sensing element of an electromagnetic flow transmitter |  |  |  |  | DEPENDENT_P_DET | [5 empty] | 0112/2///61987#ABC642 - Structural design of an electromagnetic flow transmitter | 0112/2///61987#ABA000 |  |  |  | Standard |  | IEC 61987 | IEC | IEC SC65E | 0112/2///61987#ABB460 - number of sensing elements of an electromagnetic flow transmitter | C00112 |  | 0112-2---61987#ABU241 | https://cdd.iec.ch/cdd/iec61987/iec61987.nsf/PropertiesAllVersions/0112-2---61987%23ABU241
0112/2///61987#ABE671 | 001 | 01 | 0112/2///61987#ABE671#001 | type of restriction orifice/diffuser |  |  |  |  | classification of the connection of a restriction orifice or a diffuser according to its mechanical design | [5 empty] | STRING_TYPE |  |  |  |  | NON_DEPENDENT_P_DET | [5 empty] | 0112/2///61987#ABE614 - Structural design of a restriction orifice/diffuser | 0112/2///61987#ABA000 |  |  |  | Standard |  |  |  |  | - | C00004 | 001-01 (2018-03-28 07:27:01 by BATCH 00000762) standard | 0112-2---61987#ABE671 | https://cdd.iec.ch/cdd/iec61987/iec61987.nsf/PropertiesAllVersions/0112-2---61987%23ABE671
0112/2///61987#ABF483 | 002 | 01 | 0112/2///61987#ABF483#002 | orientation of beam |  |  |  |  | orientation of the beam exit | [5 empty] | ENUM_CODE_TYPE(0112/2///61987#ABL445) |  |  |  |  | DEPENDENT_P_DET |  |  | 0112/2///61987#ABL445 | 0112/2///61987#ABM467 - horizontal beam0112/2///61987#ABM468 - vertical beam0112/2///61987#ABI407 - others |  | 0112/2///61987#ABF465 - Container of nuclear source | 0112/2///61987#ABA000 |  |  |  | Standard |  | IEC 61987 | IEC | SC65E | 0112/2///61987#ABI406 - empty_property | C00091 |  | 0112-2---61987#ABF483 | https://cdd.iec.ch/cdd/iec61987/iec61987.nsf/PropertiesAllVersions/0112-2---61987%23ABF483
0112/2///61987#ABD114 | 002 | 01 | 0112/2///61987#ABD114#002 | reference to Overall dimensions and weight |  |  |  |  | reference to block ABC484 | [5 empty] | CLASS_REFERENCE_TYPE(0112/2///61987#ABC484) 0112/2///61987#ABC484 - Overall dimensions and weight |  |  |  |  | NON_DEPENDENT_P_DET | [5 empty] | 0112/2///61987#ABC422 - Mechanical and electrical construction [flow transmitter]0112/2///61987#ABC423 - Mechanical and electrical construction [coriolis mass flow transmitter]0112/2///61987#ABC424 - Mechanical and electrical construction [swirl flow transmitter]0112/2///61987#ABC425 - Mechanical and electrical construction [electromagnetic flow transmitter]0112/2///61987#ABC427 - Mechanical and electrical construction [orifice/differential pressure flow transmitter]0112/2///61987#ABC428 - Mechanical and electrical construction [(oval) gear flow transmitter/gauge]0112/2///61987#ABC429 - Mechanical and electrical construction [piston flow transmitter/gauge]0112/2///61987#ABC430 - Mechanical and electrical construction [thermal mass flow transmitter]0112/2///61987#ABC431 - Mechanical and electrical construction [rotating element flow transmitter/gauge]0112/2///61987#ABC432 - Mechanical and electrical construction [ultrasonic flow transmitter]0112/2///61987#ABC433 - Mechanical and electrical construction [variable area flow transmitter/gauge]0112/2///61987#ABC434 - Mechanical and electrical construction [vortex flow transmitter]0112/2///61987#ABC435 - Mechanical and electrical construction [positive displacement flow transmitter/gauge]0112/2///61987#ABC436 - Mechanical and electrical construction [helix flow transmitter/gauge]0112/2///61987#ABC442 - Mechanical and electrical construction [remote seal]0112/2///61987#ABG396 - Mechanical and electrical construction [density transmitter]0112/2///61987#ABG397 - Mechanical and electrical construction [buoyancy density transmitter]0112/2///61987#ABG398 - Mechanical and electrical construction [refractive index density transmitter]0112/2///61987#ABG399 - Mechanical and electrical construction [vibrating tube density transmitter]0112/2///61987#ABG400 - Mechanical and electrical construction [radiometric density transmitter]0112/2///61987#ABG401 - Mechanical and electrical construction [vibrating fork/rod density transmitter]0112/2///61987#ABG402 - Mechanical and electrical construction [ultrasonic density transmitter]0112/2///61987#ABG403 - Mechanical and electrical construction [microwave density transmitter] | 0112/2///61987#ABA000 |  |  |  | Standard |  |  |  | SC65E – IEC 61987 | - | C00004 |  | 0112-2---61987#ABD114 | https://cdd.iec.ch/cdd/iec61987/iec61987.nsf/PropertiesAllVersions/0112-2---61987%23ABD114
0112/2///61987#ABF743 | 001 | 01 | 0112/2///61987#ABF743#001 | reference to Structural design of a vibrating level switch |  |  |  |  | reference to block ABF183 | [5 empty] | CLASS_REFERENCE_TYPE(0112/2///61987#ABF183) 0112/2///61987#ABF183 - Structural design of a vibrating level switch |  |  |  |  | NON_DEPENDENT_P_DET | [5 empty] | 0112/2///61987#ABG423 - Structural design [vibrating level switch] | 0112/2///61987#ABA000 |  |  |  | Standard |  | IEC 61987 | IEC | SC65E | - | C00018 | 001-01 (2018-03-28 07:27:09 by BATCH 00000762) standard | 0112-2---61987#ABF743 | https://cdd.iec.ch/cdd/iec61987/iec61987.nsf/PropertiesAllVersions/0112-2---61987%23ABF743
0112/2///61987#ABI060 | 001 | 01 | 0112/2///61987#ABI060#001 | burst mode control |  |  |  |  | indication of whether the burst mode of a CPF 9 device is active or deactivated | CPF 9 is the IEC 61784 acronym for HART. |  |  |  |  | INT_TYPE |  |  |  |  | NON_DEPENDENT_P_DET | [5 empty] | 0112/2///61987#ABH919 - HART burst mode parameters | 0112/2///61987#ABA000 |  |  |  | Standard |  |  |  | SC65E – IEC 61987 | - | C00019 | 001-01 (2018-03-28 07:27:16 by BATCH 00000762) standard | 0112-2---61987#ABI060 | https://cdd.iec.ch/cdd/iec61987/iec61987.nsf/PropertiesAllVersions/0112-2---61987%23ABI060
0112/2///61987#ABB462 | 002 | 01 | 0112/2///61987#ABB462#002 | function of electrode |  |  |  |  | plain text describing the function of an electrode | [5 empty] | ENUM_CODE_TYPE(0112/2///61987#ABL512) |  |  |  |  | DEPENDENT_P_DET |  |  | 0112/2///61987#ABL512 | 0112/2///61987#ABM686 - measuring0112/2///61987#ABM687 - referencing0112/2///61987#ABM688 - empty pipe detection0112/2///61987#ABI407 - others |  | 0112/2///61987#ABU456 - Sensing element of an electromagnetic flow transmitter0112/2///61987#ABU457 - Sensing element of an electromagnetic flow transmitter | 0112/2///61987#ABA000 |  |  |  | Standard |  |  |  | SC65E – IEC 61987 | 0112/2///61987#ABI406 - empty_property | C00091 |  | 0112-2---61987#ABB462 | https://cdd.iec.ch/cdd/iec61987/iec61987.nsf/PropertiesAllVersions/0112-2---61987%23ABB462
0112/2///61987#ABC865 | 004 | 02 | 0112/2///61987#ABC865#004 | reference to Explosion protection parameters for intrinsic safety |  |  |  |  | reference to block ABC235 | [5 empty] | CLASS_REFERENCE_TYPE(0112/2///61987#ABC235) 0112/2///61987#ABC235 - Explosion protection parameters for intrinsic safety |  |  |  |  | DEPENDENT_P_DET | [5 empty] | 0112/2///61987#ABC085 - Analog current input parameters0112/2///61987#ABC094 - Analog voltage input parameters0112/2///61987#ABC140 - Binary current output0112/2///61987#ABC142 - Binary input0112/2///61987#ABC145 - Binary output IEC 60947-5-6 (NAMUR)0112/2///61987#ABC335 - Manufacturer-specific parameters0112/2///61987#ABC685 - Wired communication interface0112/2///61987#ABE570 - Solenoid valve binary input0112/2///61987#ABF287 - Input for temperature transmitter0112/2///61987#ABF289 - RTD/thermocouple probe output0112/2///61987#ABC091 - Analog current output parameters0112/2///61987#ABC099 - Analog voltage output parameters0112/2///61987#ABC141 - Binary transistor/triac output0112/2///61987#ABC143 - Binary input IEC 60947-5-6 (NAMUR)0112/2///61987#ABC144 - Binary relay output0112/2///61987#ABC555 - Pulse/frequency input/output parameters0112/2///61987#ABP015 - Analog current input parameters [I/O module]0112/2///61987#ABP019 - Analog voltage input parameters [I/O module]0112/2///61987#ABP021 - Binary input [I/O module]0112/2///61987#ABP023 - Binary powered output0112/2///61987#ABP031 - Frequency input parameters [I/O module]0112/2///61987#ABP069 - RMS input0112/2///61987#ABP301 - Binary valve output | 0112/2///61987#ABA000 |  |  |  | Standard |  | IEC 61987 | IEC | IEC SC65E | 0112/2///61987#ABA390 - number of explosion protection parameters for intrinsic safety | C00112 |  | 0112-2---61987#ABC865 | https://cdd.iec.ch/cdd/iec61987/iec61987.nsf/PropertiesAllVersions/0112-2---61987%23ABC865
0112/2///61987#ABD265 | 001 | 02 | 0112/2///61987#ABD265#001 | reference to Structural design of a vortex flow transmitter |  |  |  |  | reference to block ABC639 | [5 empty] | CLASS_REFERENCE_TYPE(0112/2///61987#ABC639) 0112/2///61987#ABC639 - Structural design of a vortex flow transmitter |  |  |  |  | NON_DEPENDENT_P_DET | [5 empty] | 0112/2///61987#ABC615 - Structural design [vortex flow transmitter] | 0112/2///61987#ABA000 |  |  |  | Standard |  |  |  | SC65E – IEC 61987 | - | C00004 |  | 0112-2---61987#ABD265 | https://cdd.iec.ch/cdd/iec61987/iec61987.nsf/PropertiesAllVersions/0112-2---61987%23ABD265
0112/2///61987#ABD601 | 001 | 04 | 0112/2///61987#ABD601#001 | length of bonnet extension |  |  |  |  | length of the straight portion of the bonnet extension of a final control element |  |  | mm |  |  | REAL_MEASURE_TYPE |  |  |  |  | NON_DEPENDENT_P_DET | [5 empty] | 0112/2///61987#ABD815 - Bonnet | 0112/2///61987#ABA000 | 0112/2///62720#UAA862 - millimetre |  | 0112/2///61987#ABT548 - Length short | Standard |  |  |  |  | - | C00004 |  | 0112-2---61987#ABD601 | https://cdd.iec.ch/cdd/iec61987/iec61987.nsf/PropertiesAllVersions/0112-2---61987%23ABD601
0112/2///61987#ABD457 | 001 | 04 | 0112/2///61987#ABD457#001 | nominal size of case |  |  |  |  | size for a case of a gauge, which is used for reference purposes |  |  | mm |  |  | REAL_MEASURE_TYPE |  |  |  |  | NON_DEPENDENT_P_DET | [5 empty] | 0112/2///61987#ABC155 - Case | 0112/2///61987#ABA000 | 0112/2///62720#UAA862 - millimetre |  | 0112/2///61987#ABT548 - Length short | Standard |  |  |  | SC65E – IEC 61987 | - | C00004 |  | 0112-2---61987#ABD457 | https://cdd.iec.ch/cdd/iec61987/iec61987.nsf/PropertiesAllVersions/0112-2---61987%23ABD457
0112/2///61987#ABA555 | 004 | 01 | 0112/2///61987#ABA555#004 | nozzle length |  |  |  |  | distance between the fixing point of a nozzle to a vessel or pipe and the sealing surface or connection end of the process connection |  |  | mm |  |  | REAL_MEASURE_TYPE |  |  |  |  | NON_DEPENDENT_P_DET | [5 empty] | 0112/2///61987#ABC266 - High/single pressure side line or nozzle0112/2///61987#ABC325 - Low pressure side line or nozzle0112/2///61987#ABD831 - Line or nozzle [2]0112/2///61987#ABH128 - Process equipment connection0112/2///61987#ABC322 - Line or nozzle | 0112/2///61987#ABA000 | 0112/2///62720#UAA862 - millimetre |  | 0112/2///61987#ABT548 - Length short | Standard |  |  |  | SC65E – IEC 61987 | - | C00004 |  | 0112-2---61987#ABA555 | https://cdd.iec.ch/cdd/iec61987/iec61987.nsf/PropertiesAllVersions/0112-2---61987%23ABA555
0112/2///61987#ABP000 | 001 | 01 | 0112/2///61987#ABP000#001 | year of manufacture |  |  |  |  | year when an item was manufactured | The property and the format for year is in accordance with EU Machine Directive 2006/42/EC; i.e. "yyyy". |  |  |  |  | STRING_TYPE | N..4 |  |  |  | NON_DEPENDENT_P_DET | [5 empty] | 0112/2///61987#ABC330 - Manufacturer identification0112/2///61987#ABC269 - Identification | 0112/2///61987#ABA000 |  |  |  | Standard |  | IEC 61987 | IEC | IEC/SC 65E | - | C00112 | 001-01 (2022-12-09 09:47:22 by BATCH 00000803) standard | 0112-2---61987#ABP000 | https://cdd.iec.ch/cdd/iec61987/iec61987.nsf/PropertiesAllVersions/0112-2---61987%23ABP000
0112/2///61987#ABF738 | 001 | 02 | 0112/2///61987#ABF738#001 | reference to Measuring/grounding probe |  |  |  |  | reference to block ABF157 | [5 empty] | CLASS_REFERENCE_TYPE(0112/2///61987#ABF157) 0112/2///61987#ABF157 - Measuring/grounding probe |  |  |  |  | DEPENDENT_P_DET | [5 empty] | 0112/2///61987#ABF154 - Structural design of a conductance level transmitter/switch | 0112/2///61987#ABA000 |  |  |  | Standard |  | IEC 61987 | IEC | IEC SC65E | 0112/2///61987#ABF156 - number of measuring/grounding probes | C00112 |  | 0112-2---61987#ABF738 | https://cdd.iec.ch/cdd/iec61987/iec61987.nsf/PropertiesAllVersions/0112-2---61987%23ABF738
0112/2///61987#ABF292 | 003 | 01 | 0112/2///61987#ABF292#003 | style of connection |  |  |  |  | classification of an electrical connection of an insert according to its constructional design | [5 empty] | ENUM_CODE_TYPE(0112/2///61987#ABL369) |  |  |  |  | DEPENDENT_P_DET |  |  | 0112/2///61987#ABL369 | 0112/2///61987#ABM188 - directly mounted head transmitter0112/2///61987#ABM189 - terminal block0112/2///61987#ABM190 - flying leads0112/2///61987#ABI407 - others |  | 0112/2///61987#ABF289 - RTD/thermocouple probe output | 0112/2///61987#ABA000 |  |  |  | Standard |  | IEC 61987 | IEC | SC65E | 0112/2///61987#ABI406 - empty_property | C00091 |  | 0112-2---61987#ABF292 | https://cdd.iec.ch/cdd/iec61987/iec61987.nsf/PropertiesAllVersions/0112-2---61987%23ABF292
0112/2///61987#ABI531 | 001 | 01 | 0112/2///61987#ABI531#001 | designation of requirement |  |  |  |  | name or alphanumeric coding for a requirement | [5 empty] | STRING_TYPE |  |  |  |  | NON_DEPENDENT_P_DET | [5 empty] | 0112/2///61987#ABI478 - Requirement | 0112/2///61987#ABA000 |  |  |  | Standard |  |  |  | SC65E – IEC 61987 | - | C00018 | 001-01 (2019-03-08 15:35:32 by BATCH 00000766) standard | 0112-2---61987#ABI531 | https://cdd.iec.ch/cdd/iec61987/iec61987.nsf/PropertiesAllVersions/0112-2---61987%23ABI531
0112/2///61987#ABN702 | 001 | 02 | 0112/2///61987#ABN702#001 | mass concentration (per mass) |  |  |  |  | quotient form the constituent mass of a mixture and the total mass of that mixture |  |  | % |  |  | REAL_MEASURE_TYPE |  |  |  |  | NON_DEPENDENT_P_DET | [5 empty] | 0112/2///61987#ABN688 - Concentration measurement variables | 0112/2///61987#ABA000 | 0112/2///62720#UAA000 - percent |  | 0112/2///61987#ABN974 - Mass ratio | Standard |  | IEC 61987 | IEC | IEC SC65E | - | C00112 |  | 0112-2---61987#ABN702 | https://cdd.iec.ch/cdd/iec61987/iec61987.nsf/PropertiesAllVersions/0112-2---61987%23ABN702
0112/2///61987#ABU214 | 001 | 02 | 0112/2///61987#ABU214#001 | reference to Device LOP for orifice/differential pressure flow transmitter |  |  |  |  | reference to block ABA010 | [5 empty] | CLASS_REFERENCE_TYPE(0112/2///61987#ABA010) 0112/2///61987#ABA010 - Device LOP for orifice/differential pressure flow transmitter |  |  |  |  | NON_DEPENDENT_P_DET | [5 empty] | 0112/2///61987#ABE425 - Orifice plate flow meter | 0112/2///61987#ABA000 |  |  |  | Standard |  |  |  | SC65E – IEC 61987 | - | C00004 |  | 0112-2---61987#ABU214 | https://cdd.iec.ch/cdd/iec61987/iec61987.nsf/PropertiesAllVersions/0112-2---61987%23ABU214
0112/2///61987#ABH463 | 001 | 04 | 0112/2///61987#ABH463#001 | reference to Normal process conditions [11] |  |  |  |  | reference to block ABH462 | [5 empty] | CLASS_REFERENCE_TYPE(0112/2///61987#ABH462) 0112/2///61987#ABH462 - Normal process conditions [11] |  |  |  |  | DEPENDENT_P_DET | [5 empty] | 0112/2///61987#ABH460 - Process design ratings [15] | 0112/2///61987#ABA000 |  |  |  | Standard |  | IEC 61987 | IEC | IEC SC65E | 0112/2///61987#ABH445 - number of normal process conditions | C00112 |  | 0112-2---61987#ABH463 | https://cdd.iec.ch/cdd/iec61987/iec61987.nsf/PropertiesAllVersions/0112-2---61987%23ABH463
0112/2///61987#ABC721 | 004 | 01 | 0112/2///61987#ABC721#004 | reference to Analog current output parameters |  |  |  |  | reference to block ABC091 | [5 empty] | CLASS_REFERENCE_TYPE(0112/2///61987#ABC091) 0112/2///61987#ABC091 - Analog current output parameters |  |  |  |  | NON_DEPENDENT_P_DET | [5 empty] | 0112/2///61987#ABC086 - Analog current output [1]0112/2///61987#ABC087 - Analog current output [2]0112/2///61987#ABC088 - Analog current output [3]0112/2///61987#ABC089 - Analog current output [4]0112/2///61987#ABC090 - Analog current output [5]0112/2///61987#ABD800 - Analog current output [6]0112/2///61987#ABG172 - Analog current output [8]0112/2///61987#ABG173 - Analog current output [9]0112/2///61987#ABG174 - Analog current output [10]0112/2///61987#ABG175 - Analog current output [11]0112/2///61987#ABG176 - Analog current output [12]0112/2///61987#ABG177 - Analog current output [13]0112/2///61987#ABG178 - Analog current output [14]0112/2///61987#ABG180 - Analog current output [16]0112/2///61987#ABP016 - Analog current output [I/O module] | 0112/2///61987#ABA000 |  |  |  | Standard |  |  |  | SC65E – IEC 61987 | - | C00004 |  | 0112-2---61987#ABC721 | https://cdd.iec.ch/cdd/iec61987/iec61987.nsf/PropertiesAllVersions/0112-2---61987%23ABC721
0112/2///61987#ABB400 | 002 | 01 | 0112/2///61987#ABB400#002 | type of displacement element |  |  |  |  | classification of the displacement element of a positive displacement flowmeter according to its shape | [5 empty] | ENUM_CODE_TYPE(0112/2///61987#ABL561) |  |  |  |  | DEPENDENT_P_DET |  |  | 0112/2///61987#ABL561 | 0112/2///61987#ABM839 - oval gear0112/2///61987#ABM840 - double helical impellers0112/2///61987#ABM841 - four radial pistons0112/2///61987#ABM842 - multi-piston0112/2///61987#ABM843 - nutating disc0112/2///61987#ABM844 - oscillating piston0112/2///61987#ABM845 - roots0112/2///61987#ABM846 - rotating impellers0112/2///61987#ABM847 - sliding vanes0112/2///61987#ABM848 - spiral fluted rotors0112/2///61987#ABM849 - three-rotors0112/2///61987#ABI407 - others |  | 0112/2///61987#ABC627 - Structural design of a helix flow transmitter or gauge0112/2///61987#ABC628 - Structural design of a positive displacement flow transmitter or gauge0112/2///61987#ABC632 - Structural design of a piston flow transmitter or gauge0112/2///61987#ABC640 - Structural design of an (oval) gear flow transmitter or gauge | 0112/2///61987#ABA000 |  |  |  | Standard |  |  |  | SC65E – IEC 61987 | 0112/2///61987#ABI406 - empty_property | C00091 |  | 0112-2---61987#ABB400 | https://cdd.iec.ch/cdd/iec61987/iec61987.nsf/PropertiesAllVersions/0112-2---61987%23ABB400
0112/2///61987#ABF600 | 001 | 01 | 0112/2///61987#ABF600#001 | measured error of mass fraction |  |  |  |  | largest positive or negative value of error of the average upscale or downscale value at each point of mass fraction measurement expressed as an absolute value |  |  | % |  |  | REAL_MEASURE_TYPE |  |  | IEC 61298 and IEC 60770-2 |  | NON_DEPENDENT_P_DET | [5 empty] | 0112/2///61987#ABF605 - Accuracy for a subrange of mass fraction0112/2///61987#ABF608 - Absolute performance for mass fraction | 0112/2///61987#ABA000 | 0112/2///62720#UAA000 - percent |  | 0112/2///61987#ABT533 - Percentage | Standard |  | IEC 61987 | IEC | SC65E | - | C00018 | 001-01 (2018-03-28 07:27:08 by BATCH 00000762) standard | 0112-2---61987#ABF600 | https://cdd.iec.ch/cdd/iec61987/iec61987.nsf/PropertiesAllVersions/0112-2---61987%23ABF600
0112/2///61987#ABE515 | 001 | 01 | 0112/2///61987#ABE515#001 | reference to Structural design [position transmitter] |  |  |  |  | reference to block ABE597 | [5 empty] | CLASS_REFERENCE_TYPE(0112/2///61987#ABE597) 0112/2///61987#ABE597 - Structural design [position transmitter] |  |  |  |  | NON_DEPENDENT_P_DET | [5 empty] | 0112/2///61987#ABE596 - Mechanical and electrical construction [position transmitter] | 0112/2///61987#ABA000 |  |  |  | Standard |  | IEC 61987 | IEC | SC65E | - | C00016 | 001-01 (2018-03-28 07:27:00 by BATCH 00000762) standard | 0112-2---61987#ABE515 | https://cdd.iec.ch/cdd/iec61987/iec61987.nsf/PropertiesAllVersions/0112-2---61987%23ABE515
0112/2///61987#ABE875 | 001 | 01 | 0112/2///61987#ABE875#001 | upper range-value of level | upper range-value |  |  |  | properties characterizing a level value assigned to the upper range end-value of the input or output signal | The upper value of the signal range the device is adjusted to and that is processed by the level meter |  | m |  |  | REAL_MEASURE_TYPE |  |  |  |  | NON_DEPENDENT_P_DET | [5 empty] | 0112/2///61987#ABE873 - Assigned level range | 0112/2///61987#ABA000 | 0112/2///62720#UAA726 - metre |  | 0112/2///61987#ABT548 - Length short | Standard |  | IEC 61987 | IEC | SC65E | - | C00018 | 001-01 (2018-03-28 07:27:02 by BATCH 00000762) standard | 0112-2---61987#ABE875 | https://cdd.iec.ch/cdd/iec61987/iec61987.nsf/PropertiesAllVersions/0112-2---61987%23ABE875
0112/2///61987#ABD560 | 002 | 01 | 0112/2///61987#ABD560#002 | deadband |  |  |  |  | finite range of values within reversal of the input variable does not produce any noticeable, change in the output variable |  |  | % |  |  | REAL_MEASURE_TYPE |  |  | IEC 60534-9 |  | NON_DEPENDENT_P_DET | [5 empty] | 0112/2///61987#ABD971 - Performance [12]0112/2///61987#ABD973 - Performance [10]0112/2///61987#ABE582 - Performance [13]0112/2///61987#ABE704 - Performance [27] | 0112/2///61987#ABA000 | 0112/2///62720#UAA000 - percent |  | 0112/2///61987#ABT533 - Percentage | Standard |  |  |  |  | - | C00004 |  | 0112-2---61987#ABD560 | https://cdd.iec.ch/cdd/iec61987/iec61987.nsf/PropertiesAllVersions/0112-2---61987%23ABD560
0112/2///61987#ABF875 | 001 | 01 | 0112/2///61987#ABF875#001 | reference to Device LOP for capacitance level transmitter/switch |  |  |  |  | reference to block ABE737 | [5 empty] | CLASS_REFERENCE_TYPE(0112/2///61987#ABE737) 0112/2///61987#ABE737 - Device LOP for capacitance level transmitter/switch |  |  |  |  | NON_DEPENDENT_P_DET | [5 empty] | 0112/2///61987#ABA706 - Capacitance level switch0112/2///61987#ABA806 - Capacitance level transmitter | 0112/2///61987#ABA000 |  |  |  | Standard |  | IEC 61987 | IEC | SC65E | - | C00018 | 001-01 (2018-03-28 07:27:10 by BATCH 00000762) standard | 0112-2---61987#ABF875 | https://cdd.iec.ch/cdd/iec61987/iec61987.nsf/PropertiesAllVersions/0112-2---61987%23ABF875
0112/2///61987#ABA248 | 007 | 01 | 0112/2///61987#ABA248#007 | details of environmental protection approval |  |  |  |  | if appropriate, details of an environmental protection approval | e.g. approval number or code, classification etc. |  |  |  |  | STRING_TYPE |  |  |  |  | NON_DEPENDENT_P_DET | [5 empty] | 0112/2///61987#ABC230 - Environmental protection approval | 0112/2///61987#ABA000 |  |  |  | Standard |  |  |  | SC65E – IEC 61987 | - | C00018 |  | 0112-2---61987#ABA248 | https://cdd.iec.ch/cdd/iec61987/iec61987.nsf/PropertiesAllVersions/0112-2---61987%23ABA248
0112/2///61987#ABE828 | 001 | 01 | 0112/2///61987#ABE828#001 | measured error of level |  |  |  |  | largest positive or negative value of error of the average upscale or downscale value at each point of level measurement expressed as an absolute value |  |  | m |  |  | REAL_MEASURE_TYPE |  |  | IEC 61298 and IEC 60770-2 |  | NON_DEPENDENT_P_DET | [5 empty] | 0112/2///61987#ABE826 - Absolute performance for level0112/2///61987#ABE833 - Accuracy for a subrange of level | 0112/2///61987#ABA000 | 0112/2///62720#UAA726 - metre |  | 0112/2///61987#ABT548 - Length short | Standard |  | IEC 61987 | IEC | SC65E | - | C00018 | 001-01 (2018-03-28 07:27:02 by BATCH 00000762) standard | 0112-2---61987#ABE828 | https://cdd.iec.ch/cdd/iec61987/iec61987.nsf/PropertiesAllVersions/0112-2---61987%23ABE828
0112/2///61987#ABU134 | 001 | 02 | 0112/2///61987#ABU134#001 | reference to Operating LOP for pressure measuring equipment |  |  |  |  | reference to block ABA026 | [5 empty] | CLASS_REFERENCE_TYPE(0112/2///61987#ABA026) 0112/2///61987#ABA026 - Operating LOP for pressure measuring equipment |  |  |  |  | NON_DEPENDENT_P_DET | [5 empty] | 0112/2///61987#ABA652 - Pressure gauge0112/2///61987#ABA732 - Pressure switch0112/2///61987#ABA831 - Pressure transmitter0112/2///61987#ABA861 - Remote seal | 0112/2///61987#ABA000 |  |  |  | Standard |  |  |  | SC65E – IEC 61987 | - | C00004 |  | 0112-2---61987#ABU134 | https://cdd.iec.ch/cdd/iec61987/iec61987.nsf/PropertiesAllVersions/0112-2---61987%23ABU134
0112/2///61987#ABU515 | 001 | 02 | 0112/2///61987#ABU515#001 | reference to Operating LOP for valve body assembly and process pressure regulator |  |  |  |  | reference to block ABE307 | [5 empty] | CLASS_REFERENCE_TYPE(0112/2///61987#ABE307) 0112/2///61987#ABE307 - Operating LOP for valve body assembly and process pressure regulator |  |  |  |  | NON_DEPENDENT_P_DET | [5 empty] | 0112/2///61987#ABD342 - Valve body assembly0112/2///61987#ABD386 - Pressure reducing regulator0112/2///61987#ABD387 - Back pressure/excess pressure regulator | 0112/2///61987#ABA000 |  |  |  | Standard |  |  |  |  | - | C00004 |  | 0112-2---61987#ABU515 | https://cdd.iec.ch/cdd/iec61987/iec61987.nsf/PropertiesAllVersions/0112-2---61987%23ABU515
0112/2///61987#ABB504 | 007 | 01 | 0112/2///61987#ABB504#007 | hardware integrator |  |  |  |  | company or manufacturer that installed an additional component on the device of another manufacturer | The assembler is responsible for any changes of properties of the upper components due to the assembling of the additional component |  |  |  |  | STRING_TYPE |  |  |  |  | NON_DEPENDENT_P_DET | [5 empty] | 0112/2///61987#ABC080 - Additional component | 0112/2///61987#ABA000 |  |  |  | Standard |  |  |  | SC65E – IEC 61987 | - | C00004 |  | 0112-2---61987#ABB504 | https://cdd.iec.ch/cdd/iec61987/iec61987.nsf/PropertiesAllVersions/0112-2---61987%23ABB504
0112/2///61987#ABB773 | 001 | 04 | 0112/2///61987#ABB773#001 | non-repeatability of dynamic viscosity |  |  |  |  | for a device, absolute degree of deviation between the results of successive measurements of dynamic viscosity, carried out under the same conditions of measurement |  |  | mPa·s |  |  | REAL_MEASURE_TYPE |  |  | IEV 311-06-06 (Repeatability), MOD |  | NON_DEPENDENT_P_DET | [5 empty] | 0112/2///61987#ABC059 - Absolute performance for dynamic viscosity | 0112/2///61987#ABA000 | 0112/2///62720#UAA797 - millipascal second |  | 0112/2///61987#ABT571 - Dynamic viscosity | Standard |  |  |  | SC65E – IEC 61987 | - | C00018 |  | 0112-2---61987#ABB773 | https://cdd.iec.ch/cdd/iec61987/iec61987.nsf/PropertiesAllVersions/0112-2---61987%23ABB773
0112/2///61987#ABF298 | 001 | 01 | 0112/2///61987#ABF298#001 | colour of lead |  |  |  |  | colour of the insulation of a lead | [5 empty] | STRING_TYPE |  |  |  |  | NON_DEPENDENT_P_DET | [5 empty] | 0112/2///61987#ABF294 - Flying lead | 0112/2///61987#ABA000 |  |  |  | Standard |  | IEC 61987 | IEC | SC65E | - | C00019 | 001-01 (2018-03-28 07:27:05 by BATCH 00000762) standard | 0112-2---61987#ABF298 | https://cdd.iec.ch/cdd/iec61987/iec61987.nsf/PropertiesAllVersions/0112-2---61987%23ABF298
0112/2///61987#ABH550 | 001 | 01 | 0112/2///61987#ABH550#001 | input value of volume |  |  |  |  | input value of a volume table |  |  | m³ |  |  | REAL_MEASURE_TYPE |  |  |  |  | NON_DEPENDENT_P_DET | [5 empty] | 0112/2///61987#ABH642 - Calibration point of volume | 0112/2///61987#ABA000 | 0112/2///62720#UAA757 - metre cubed |  | 0112/2///61987#ABT505 - Volume | Standard |  | IEC 61987 |  | SC65E – IEC 61987 | - | C00018 | 001-01 (2019-03-08 15:35:29 by BATCH 00000766) standard | 0112-2---61987#ABH550 | https://cdd.iec.ch/cdd/iec61987/iec61987.nsf/PropertiesAllVersions/0112-2---61987%23ABH550
0112/2///61987#ABH672 | 001 | 01 | 0112/2///61987#ABH672#001 | value of mass fraction digital output |  |  |  |  | digital reading of a value representing a mass fraction variable |  |  | % |  |  | REAL_MEASURE_TYPE |  |  |  |  | NON_DEPENDENT_P_DET | [5 empty] | 0112/2///61987#ABH653 - Output values of mass fraction | 0112/2///61987#ABA000 | 0112/2///62720#UAA000 - percent |  | 0112/2///61987#ABT533 - Percentage | Standard |  | IEC 61987 |  | SC65E – IEC 61987 | - | C00018 | 001-01 (2019-03-08 15:35:29 by BATCH 00000766) standard | 0112-2---61987#ABH672 | https://cdd.iec.ch/cdd/iec61987/iec61987.nsf/PropertiesAllVersions/0112-2---61987%23ABH672
0112/2///61987#ABB658 | 001 | 05 | 0112/2///61987#ABB658#001 | set lower range end-value of interval |  |  |  |  | value defining the start of a subrange for percentage |  |  | % |  |  | REAL_MEASURE_TYPE |  |  |  |  | NON_DEPENDENT_P_DET | [5 empty] | 0112/2///61987#ABC077 - Accuracy for a subrange of span | 0112/2///61987#ABA000 | 0112/2///62720#UAA000 - percent |  | 0112/2///61987#ABT533 - Percentage | Standard |  | IEC 61987 | IEC | IEC/SC 65E | - | C00128 |  | 0112-2---61987#ABB658 | https://cdd.iec.ch/cdd/iec61987/iec61987.nsf/PropertiesAllVersions/0112-2---61987%23ABB658
0112/2///61987#ABB260 | 003 | 02 | 0112/2///61987#ABB260#003 | line interference filter |  |  |  |  | frequency characteristics of a line filter used to block interference | [5 empty] | STRING_TYPE |  |  |  |  | NON_DEPENDENT_P_DET | [5 empty] | 0112/2///61987#ABC579 - RTD input0112/2///61987#ABC652 - Thermocouple input0112/2///61987#ABF396 - Structural design of separate temperature transmitter0112/2///61987#ABP015 - Analog current input parameters [I/O module]0112/2///61987#ABP019 - Analog voltage input parameters [I/O module]0112/2///61987#ABP050 - mV input [I/O module]0112/2///61987#ABP068 - Resistor input [I/O module]0112/2///61987#ABP070 - RTD input [I/O module]0112/2///61987#ABP075 - Thermocouple input [I/O module] | 0112/2///61987#ABA000 |  |  |  | Standard |  | IEC 61987 | IEC | IEC/SC 65E | - | C00128 |  | 0112-2---61987#ABB260 | https://cdd.iec.ch/cdd/iec61987/iec61987.nsf/PropertiesAllVersions/0112-2---61987%23ABB260
0112/2///61987#ABF359 | 002 | 01 | 0112/2///61987#ABF359#002 | type of displacer level transmitter |  |  |  |  | classification of a displacer level transmitter according to its mounting method of the displacer probe | [5 empty] | ENUM_CODE_TYPE(0112/2///61987#ABL667) |  |  |  |  | DEPENDENT_P_DET |  |  | 0112/2///61987#ABL667 | 0112/2///61987#ABN285 - torsion rod type0112/2///61987#ABN286 - spring type0112/2///61987#ABI407 - others |  | 0112/2///61987#ABF342 - Structural design of a displacer lever transmitter/switch | 0112/2///61987#ABA000 |  |  |  | Standard |  | IEC 61987 | IEC | SC65E | 0112/2///61987#ABI406 - empty_property | C00091 |  | 0112-2---61987#ABF359 | https://cdd.iec.ch/cdd/iec61987/iec61987.nsf/PropertiesAllVersions/0112-2---61987%23ABF359
0112/2///61987#ABH678 | 001 | 01 | 0112/2///61987#ABH678#001 | value of voltage digital output |  |  |  |  | digital reading of a value representing a voltage variable |  |  | V |  |  | REAL_MEASURE_TYPE |  |  |  |  | NON_DEPENDENT_P_DET | [5 empty] | 0112/2///61987#ABH662 - Output values of voltage | 0112/2///61987#ABA000 | 0112/2///62720#UAA296 - volt |  | 0112/2///61987#ABT506 - Voltage | Standard |  | IEC 61987 |  | SC65E – IEC 61987 | - | C00018 | 001-01 (2019-03-08 15:35:29 by BATCH 00000766) standard | 0112-2---61987#ABH678 | https://cdd.iec.ch/cdd/iec61987/iec61987.nsf/PropertiesAllVersions/0112-2---61987%23ABH678
0112/2///61987#ABU860 | 001 | 01 | 0112/2///61987#ABU860#001 | reference to Type of auxiliary input [12] |  |  |  |  | reference to block ABG061 | [5 empty] | CLASS_REFERENCE_TYPE(0112/2///61987#ABG061) 0112/2///61987#ABG061 - Type of auxiliary input [12] |  |  |  |  | NON_DEPENDENT_P_DET | [5 empty] | 0112/2///61987#ABG050 - Auxiliary input [12] | 0112/2///61987#ABA000 |  |  |  | Standard |  | IEC 61987 | IEC | SC65E | - | C00018 | 001-01 (2018-03-28 07:27:22 by BATCH 00000762) standard | 0112-2---61987#ABU860 | https://cdd.iec.ch/cdd/iec61987/iec61987.nsf/PropertiesAllVersions/0112-2---61987%23ABU860
0112/2///61987#ABA576 | 005 | 01 | 0112/2///61987#ABA576#005 | nominal size |  |  |  |  | alphanumeric designation of size for components of a pipe work system, which is used for reference purposes | [5 empty] | ENUM_CODE_TYPE(0112/2///61987#ABJ728) |  |  | IEC 60534-1, ed. 3.0 (2005-01), 4.1 |  | DEPENDENT_P_DET |  |  | 0112/2///61987#ABJ728 | 0112/2///61987#ABJ811 - 1/16 - 27 NPT0112/2///61987#ABJ812 - 1/8 - 27 NPT0112/2///61987#ABJ813 - 1/4 - 18 NPT0112/2///61987#ABJ814 - 3/8 - 18 NPT0112/2///61987#ABJ815 - 1/2 - 14 NPT0112/2///61987#ABJ816 - 3/4 - 14 NPT0112/2///61987#ABJ817 - 1 - 11 1/2 NPT0112/2///61987#ABJ818 - 1 1/4 - 11 1/2 NPT0112/2///61987#ABJ819 - 1 1/2 - 11 1/2 NPT0112/2///61987#ABJ820 - 2 - 11 1/2 NPT0112/2///61987#ABJ821 - 2 1/2 - 8 NPT0112/2///61987#ABJ822 - 3 - 8 NPT0112/2///61987#ABJ823 - 3 1/2 - 8 NPT0112/2///61987#ABJ824 - 4 - 8 NPT0112/2///61987#ABJ825 - 5 - 8 NPT0112/2///61987#ABJ826 - 6 - 8 NPT0112/2///61987#ABJ827 - 8 - 8 NPT0112/2///61987#ABJ828 - NPS 1/160112/2///61987#ABJ829 - NPS 1/80112/2///61987#ABJ830 - NPS 1/40112/2///61987#ABJ831 - NPS 3/80112/2///61987#ABJ832 - NPS 1/20112/2///61987#ABJ833 - NPS 3/40112/2///61987#ABJ834 - NPS 10112/2///61987#ABJ835 - NPS 1 1/40112/2///61987#ABJ836 - NPS 1 1/20112/2///61987#ABJ837 - NPS 20112/2///61987#ABJ838 - NPS 2 1/20112/2///61987#ABJ839 - NPS 30112/2///61987#ABJ840 - NPS 3 1/20112/2///61987#ABJ841 - NPS 40112/2///61987#ABJ842 - NPS 4 1/20112/2///61987#ABJ843 - NPS 50112/2///61987#ABJ844 - NPS 60112/2///61987#ABJ845 - NPS 70112/2///61987#ABJ846 - NPS 80112/2///61987#ABJ847 - NPS 90112/2///61987#ABJ848 - NPS 100112/2///61987#ABJ849 - NPS 120112/2///61987#ABJ850 - NPS 140112/2///61987#ABJ851 - NPS 160112/2///61987#ABJ852 - NPS 180112/2///61987#ABJ853 - NPS 200112/2///61987#ABJ854 - NPS 220112/2///61987#ABJ855 - NPS 240112/2///61987#ABJ856 - NPS 260112/2///61987#ABJ857 - NPS 280112/2///61987#ABJ858 - NPS 300112/2///61987#ABJ859 - NPS 320112/2///61987#ABJ860 - NPS 340112/2///61987#ABJ861 - NPS 360112/2///61987#ABJ862 - NPS 400112/2///61987#ABJ863 - NPS 420112/2///61987#ABJ864 - NPS 440112/2///61987#ABJ865 - NPS 460112/2///61987#ABJ866 - NPS 480112/2///61987#ABJ867 - NPS 520112/2///61987#ABJ868 - NPS 560112/2///61987#ABJ869 - NPS 600112/2///61987#ABJ870 - NPS 640112/2///61987#ABJ871 - NPS 680112/2///61987#ABJ872 - NPS 720112/2///61987#ABJ873 - NPS 800112/2///61987#ABJ874 - NPS 920112/2///61987#ABJ875 - NPS 960112/2///61987#ABJ876 - NPS 1000112/2///61987#ABJ877 - NPS 1040112/2///61987#ABJ878 - NPS 1080112/2///61987#ABJ879 - NPS 1120112/2///61987#ABJ880 - NPS 1160112/2///61987#ABJ881 - NPS 1200112/2///61987#ABJ882 - NPS 1240112/2///61987#ABJ883 - NPS 1280112/2///61987#ABJ884 - NPS 1320112/2///61987#ABJ885 - NPS 1360112/2///61987#ABJ886 - NPS 1400112/2///61987#ABJ887 - NPS 1440112/2///61987#ABJ888 - NPS 1480112/2///61987#ABJ889 - NPS 1520112/2///61987#ABJ890 - NPS 1560112/2///61987#ABJ891 - NPS 1600112/2///61987#ABJ892 - M4 x 0.70112/2///61987#ABJ893 - M5 x 0.80112/2///61987#ABJ894 - M6 x 10112/2///61987#ABJ895 - M7 x 10112/2///61987#ABJ896 - M8 x 10112/2///61987#ABJ897 - M10 x 10112/2///61987#ABJ898 - M10 x 1.50112/2///61987#ABJ899 - M12 x 10112/2///61987#ABJ900 - M12 x 1.50112/2///61987#ABJ901 - M14 x 1.50112/2///61987#ABJ902 - M15 x 1.50112/2///61987#ABJ903 - M16 x 1.50112/2///61987#ABJ904 - M17 x 1.50112/2///61987#ABJ905 - M18 x 1.50112/2///61987#ABJ906 - M20 x 1.50112/2///61987#ABJ907 - M22 x 1.50112/2///61987#ABJ908 - M24 x 1.50112/2///61987#ABJ909 - M25 x 1.50112/2///61987#ABJ910 - M26 x 1.50112/2///61987#ABJ911 - M27 x 1.50112/2///61987#ABJ912 - M28 x 1.50112/2///61987#ABJ913 - M30 x 1.50112/2///61987#ABJ914 - M32 x 1.50112/2///61987#ABJ915 - M40 x 1.50112/2///61987#ABJ916 - M50 x 1.50112/2///61987#ABJ917 - M63 x 1.50112/2///61987#ABJ918 - M75 x 1.50112/2///61987#ABJ919 - DN 10112/2///61987#ABJ920 - DN 1.50112/2///61987#ABJ921 - DN 20112/2///61987#ABJ922 - DN 2.50112/2///61987#ABJ923 - DN 30112/2///61987#ABJ924 - DN 40112/2///61987#ABJ925 - DN 50112/2///61987#ABJ926 - DN 60112/2///61987#ABJ927 - DN 80112/2///61987#ABJ928 - DN 100112/2///61987#ABJ929 - DN 120112/2///61987#ABJ930 - DN 150112/2///61987#ABJ931 - DN 160112/2///61987#ABJ932 - DN 200112/2///61987#ABJ933 - DN 240112/2///61987#ABJ934 - DN 250112/2///61987#ABJ935 - DN 320112/2///61987#ABJ936 - DN 340112/2///61987#ABJ937 - DN 350112/2///61987#ABJ938 - DN 400112/2///61987#ABJ939 - DN 450112/2///61987#ABJ940 - DN 500112/2///61987#ABJ941 - DN 550112/2///61987#ABJ942 - DN 580112/2///61987#ABJ943 - DN 600112/2///61987#ABJ944 - DN 650112/2///61987#ABJ945 - DN 700112/2///61987#ABJ946 - DN 800112/2///61987#ABJ947 - DN 900112/2///61987#ABJ948 - DN 1000112/2///61987#ABJ949 - DN 1200112/2///61987#ABJ950 - DN 1250112/2///61987#ABJ951 - DN 1500112/2///61987#ABJ952 - DN 2000112/2///61987#ABJ953 - DN 2500112/2///61987#ABJ954 - DN 2750112/2///61987#ABJ955 - DN 3000112/2///61987#ABJ956 - DN 3500112/2///61987#ABJ957 - DN 4000112/2///61987#ABJ958 - DN 4500112/2///61987#ABJ959 - DN 5000112/2///61987#ABJ960 - DN 5500112/2///61987#ABJ961 - DN 6000112/2///61987#ABJ962 - DN 7000112/2///61987#ABJ963 - DN 8000112/2///61987#ABJ964 - DN 9000112/2///61987#ABJ965 - DN 10000112/2///61987#ABJ966 - DN 12000112/2///61987#ABJ967 - DN 14000112/2///61987#ABJ968 - DN 15000112/2///61987#ABJ969 - DN 16000112/2///61987#ABJ970 - DN 18000112/2///61987#ABJ971 - DN 20000112/2///61987#ABJ972 - DN 22000112/2///61987#ABJ973 - DN 24000112/2///61987#ABJ974 - DN 26000112/2///61987#ABJ975 - DN 28000112/2///61987#ABJ976 - DN 30000112/2///61987#ABJ977 - DN 32000112/2///61987#ABJ978 - DN 34000112/2///61987#ABJ979 - DN 36000112/2///61987#ABJ980 - DN 38000112/2///61987#ABJ981 - DN 40000112/2///61987#ABJ982 - G 1/160112/2///61987#ABJ983 - G 1/16 A0112/2///61987#ABJ984 - G 1/16 B0112/2///61987#ABJ985 - G 1/80112/2///61987#ABJ986 - G 1/8 A0112/2///61987#ABJ987 - G 1/8 B0112/2///61987#ABJ988 - G 1/40112/2///61987#ABJ989 - G 1/4 A0112/2///61987#ABJ990 - G 1/4 B0112/2///61987#ABJ991 - G 3/80112/2///61987#ABJ992 - G 3/8 A0112/2///61987#ABJ993 - G 3/8 B0112/2///61987#ABJ994 - G 1/20112/2///61987#ABJ995 - G 1/2 A0112/2///61987#ABJ996 - G 1/2 B0112/2///61987#ABJ997 - G 5/80112/2///61987#ABJ998 - G 5/8 A0112/2///61987#ABJ999 - G 5/8 B0112/2///61987#ABK000 - G 3/40112/2///61987#ABK001 - G 3/4 A0112/2///61987#ABK002 - G 3/4 B0112/2///61987#ABK003 - G 7/80112/2///61987#ABK004 - G 7/8 A0112/2///61987#ABK005 - G 7/8 B0112/2///61987#ABK006 - G 10112/2///61987#ABK007 - G 1 A0112/2///61987#ABK008 - G 1 B0112/2///61987#ABK009 - G 1 1/80112/2///61987#ABK010 - G 1 1/8 A0112/2///61987#ABK011 - G 1 1/8 B0112/2///61987#ABK012 - G 1 1/40112/2///61987#ABK013 - G 1 1/4 A0112/2///61987#ABK014 - G 1 1/4 B0112/2///61987#ABK015 - G 1 1/20112/2///61987#ABK016 - G 1 1/2 A0112/2///61987#ABK017 - G 1 1/2 B0112/2///61987#ABK018 - G 1 3/40112/2///61987#ABK019 - G 1 3/4 A0112/2///61987#ABK020 - G 1 3/4 B0112/2///61987#ABK021 - G 20112/2///61987#ABK022 - G 2 A0112/2///61987#ABK023 - G 2 B0112/2///61987#ABK024 - G 2 1/40112/2///61987#ABK025 - G 2 1/4 A0112/2///61987#ABK026 - G 2 1/4 B0112/2///61987#ABK027 - G 2 1/20112/2///61987#ABK028 - G 2 1/2 A0112/2///61987#ABK029 - G 2 1/2 B0112/2///61987#ABK030 - G 2 3/40112/2///61987#ABK031 - G 2 3/4 A0112/2///61987#ABK032 - G 2 3/4 B0112/2///61987#ABK033 - G 30112/2///61987#ABK034 - G 3 A0112/2///61987#ABK035 - G 3 B0112/2///61987#ABK036 - G 3 1/20112/2///61987#ABK037 - G 3 1/2 A0112/2///61987#ABK038 - G 3 1/2 B0112/2///61987#ABK039 - G 40112/2///61987#ABK040 - G 4 A0112/2///61987#ABK041 - G 4 B0112/2///61987#ABK042 - G 4 1/20112/2///61987#ABK043 - G 4 1/2 A0112/2///61987#ABK044 - G 4 1/2 B0112/2///61987#ABK045 - G 50112/2///61987#ABK046 - G 5 A0112/2///61987#ABK047 - G 5 B0112/2///61987#ABK048 - G 5 1/20112/2///61987#ABK049 - G 5 1/2 A0112/2///61987#ABK050 - G 5 1/2 B0112/2///61987#ABK051 - G 60112/2///61987#ABK052 - G 6 A0112/2///61987#ABK053 - G 6 B0112/2///61987#ABK054 - R 1/160112/2///61987#ABK055 - R 1/80112/2///61987#ABK056 - R 1/40112/2///61987#ABK057 - R 3/80112/2///61987#ABK058 - R 1/20112/2///61987#ABK059 - R 3/40112/2///61987#ABK060 - R 10112/2///61987#ABK061 - R 1 1/40112/2///61987#ABK062 - R 1 1/20112/2///61987#ABK063 - R 20112/2///61987#ABK064 - R 2 1/20112/2///61987#ABK065 - R 30112/2///61987#ABK066 - R 40112/2///61987#ABK067 - R 50112/2///61987#ABK068 - R 60112/2///61987#ABK069 - Rc 1/160112/2///61987#ABK070 - Rc 1/80112/2///61987#ABK071 - Rc 1/40112/2///61987#ABK072 - Rc 3/80112/2///61987#ABK073 - Rc 1/20112/2///61987#ABK074 - Rc 3/40112/2///61987#ABK075 - Rc 10112/2///61987#ABK076 - Rc 1 1/40112/2///61987#ABK077 - Rc 1 1/20112/2///61987#ABK078 - Rc 20112/2///61987#ABK079 - Rc 2 1/20112/2///61987#ABK080 - Rc 30112/2///61987#ABK081 - Rc 40112/2///61987#ABK082 - Rc 50112/2///61987#ABK083 - Rc 60112/2///61987#ABK084 - Rp 1/160112/2///61987#ABK085 - Rp 1/80112/2///61987#ABK086 - Rp 1/40112/2///61987#ABK087 - Rp 3/80112/2///61987#ABK088 - Rp 1/20112/2///61987#ABK089 - Rp 3/40112/2///61987#ABK090 - Rp 10112/2///61987#ABK091 - Rp 1 1/40112/2///61987#ABK092 - Rp 1 1/20112/2///61987#ABK093 - Rp 20112/2///61987#ABK094 - Rp 2 1/20112/2///61987#ABK095 - Rp 30112/2///61987#ABK096 - Rp 40112/2///61987#ABK097 - Rp 50112/2///61987#ABK098 - Rp 60112/2///61987#ABK099 - 1A0112/2///61987#ABK100 - 2A0112/2///61987#ABK101 - 3A0112/2///61987#ABK102 - 4A0112/2///61987#ABK103 - 5A0112/2///61987#ABK104 - 6A0112/2///61987#ABK105 - 8A0112/2///61987#ABK106 - 10A0112/2///61987#ABK107 - 15A0112/2///61987#ABK108 - 20A0112/2///61987#ABK109 - 25A0112/2///61987#ABK110 - 32A0112/2///61987#ABK111 - 40A0112/2///61987#ABK112 - 50A0112/2///61987#ABK113 - 65A0112/2///61987#ABK114 - 80A0112/2///61987#ABK115 - 90A0112/2///61987#ABK116 - 100A0112/2///61987#ABK117 - 125A0112/2///61987#ABK118 - 150A0112/2///61987#ABK119 - 175A0112/2///61987#ABK120 - 200A0112/2///61987#ABK121 - 225A0112/2///61987#ABK122 - 250A0112/2///61987#ABK123 - 300A0112/2///61987#ABK124 - 350A0112/2///61987#ABK125 - 400A0112/2///61987#ABK126 - 450A0112/2///61987#ABK127 - 500A0112/2///61987#ABK128 - 550A0112/2///61987#ABK129 - 600A0112/2///61987#ABK130 - 650A0112/2///61987#ABK131 - 700A0112/2///61987#ABK132 - 750A0112/2///61987#ABK133 - 800A0112/2///61987#ABK134 - 850A0112/2///61987#ABK135 - 900A0112/2///61987#ABK136 - 1000A0112/2///61987#ABK137 - 1100A0112/2///61987#ABK138 - 1200A0112/2///61987#ABK139 - 1350A0112/2///61987#ABK140 - 1500A0112/2///61987#ABK141 - 1600A0112/2///61987#ABK142 - 1800A0112/2///61987#ABK143 - 2000A0112/2///61987#ABK144 - 2100A0112/2///61987#ABK145 - 2200A0112/2///61987#ABK146 - 2300A0112/2///61987#ABK147 - 2400A0112/2///61987#ABK148 - 2500A0112/2///61987#ABK149 - 2600A0112/2///61987#ABK150 - 2700A0112/2///61987#ABK151 - 2800A0112/2///61987#ABK152 - 1/16B0112/2///61987#ABK153 - 1/12B0112/2///61987#ABK154 - 1/8B0112/2///61987#ABK155 - 3/8B0112/2///61987#ABK156 - 1/4B0112/2///61987#ABK157 - 1/2B0112/2///61987#ABK158 - 3/4B0112/2///61987#ABK159 - 1B0112/2///61987#ABK160 - 1 1/4B0112/2///61987#ABK161 - 1 1/2B0112/2///61987#ABK162 - 2B0112/2///61987#ABK163 - 2 1/2B0112/2///61987#ABK164 - 3B0112/2///61987#ABK165 - 3 1/2B0112/2///61987#ABK166 - 4B0112/2///61987#ABK167 - 5B0112/2///61987#ABK168 - 6B0112/2///61987#ABK169 - 8B0112/2///61987#ABK170 - 10B0112/2///61987#ABK171 - 12B0112/2///61987#ABK172 - 14B0112/2///61987#ABK173 - 16B0112/2///61987#ABK174 - 18B0112/2///61987#ABK175 - 20B0112/2///61987#ABK176 - 24B0112/2///61987#ABK177 - 26B0112/2///61987#ABK178 - 28B0112/2///61987#ABK179 - 30B0112/2///61987#ABK180 - 32B0112/2///61987#ABK181 - 34B0112/2///61987#ABK182 - 36B0112/2///61987#ABK183 - 38B0112/2///61987#ABK184 - 40B0112/2///61987#ABK185 - 42B0112/2///61987#ABK186 - 44B0112/2///61987#ABK187 - 46B0112/2///61987#ABK188 - 48B0112/2///61987#ABK189 - 52B0112/2///61987#ABK190 - 54B0112/2///61987#ABK191 - 56B0112/2///61987#ABK192 - 60B0112/2///61987#ABK193 - 64B0112/2///61987#ABK194 - 66B0112/2///61987#ABK195 - 68B0112/2///61987#ABK196 - 72B0112/2///61987#ABK197 - 76B0112/2///61987#ABK198 - 78B0112/2///61987#ABK199 - 80B0112/2///61987#ABK200 - 84B0112/2///61987#ABK201 - 88B0112/2///61987#ABK202 - 92B0112/2///61987#ABK203 - 96B0112/2///61987#ABK204 - 100B0112/2///61987#ABK205 - 104B0112/2///61987#ABK206 - 108B0112/2///61987#ABK207 - 112B0112/2///61987#ABK208 - 116B0112/2///61987#ABK209 - 120B0112/2///61987#ABK210 - 124B0112/2///61987#ABK211 - 128B0112/2///61987#ABK212 - 132B0112/2///61987#ABK213 - 136B0112/2///61987#ABK214 - 140B0112/2///61987#ABK215 - 144B0112/2///61987#ABK216 - 148B0112/2///61987#ABK217 - 152B0112/2///61987#ABK218 - 156B0112/2///61987#ABK219 - 160B0112/2///61987#ABI407 - others |  | 0112/2///61987#ABC244 - Flow nozzle0112/2///61987#ABC246 - Flowtube assembly0112/2///61987#ABC266 - High/single pressure side line or nozzle0112/2///61987#ABC270 - Impulse line0112/2///61987#ABC325 - Low pressure side line or nozzle0112/2///61987#ABC412 - Flow measuring chamber0112/2///61987#ABC445 - Meter run0112/2///61987#ABC465 - Orifice plate and holder0112/2///61987#ABD831 - Line or nozzle [2]0112/2///61987#ABD863 - End connection0112/2///61987#ABE614 - Structural design of a restriction orifice/diffuser0112/2///61987#ABF017 - Structural design of a window0112/2///61987#ABF023 - Structural design of a bypass/measuring chamber0112/2///61987#ABF024 - Structural design of a stilling well0112/2///61987#ABF378 - Structural design of a thermowell extension0112/2///61987#ABH128 - Process equipment connection0112/2///61987#ABH141 - Stilling well0112/2///61987#ABH145 - Bypass0112/2///61987#ABH204 - Window0112/2///61987#ABU455 - End connection0112/2///61987#ABC322 - Line or nozzle0112/2///61987#ABF535 - Sight glass0112/2///61987#ABU458 - Process connection | 0112/2///61987#ABA000 |  |  |  | Standard |  |  |  | SC65E – IEC 61987 | 0112/2///61987#ABI406 - empty_property | C00091 |  | 0112-2---61987#ABA576 | https://cdd.iec.ch/cdd/iec61987/iec61987.nsf/PropertiesAllVersions/0112-2---61987%23ABA576
0112/2///61987#ABU388 | 001 | 03 | 0112/2///61987#ABU388#001 | output type [6] |  |  |  |  | polymorphism property allowing selection of an output type for a device |  | polymorphic control property; Id specified in IEC61987-12/-13: ABB205 |  |  |  | ENUM_STRING_TYPE(0112/2///61987#ABU115(Analog current output [4],Analog voltage output [3],Frequency output [3],Binary output IEC 60947-5-6 (NAMUR),0112/2///61987#Binary current output,0112/2///61987#Binary isolated output,0112/2///61987#Binary electronic output,0112/2///61987#Manufacturer-specific output [3],0112/2///61987#Pneumatic/hydraulic output [3],0112/2///61987#Binary pneumatic/hydraulic output)) |  | 0112/2///61987#ABU115 |  |  | CONDITION_DET |  |  | 0112/2///61987#ABU115 | 0112/2///61987#ABU051 - IEC61987-11 Name of Analog current output [4]0112/2///61987#ABU052 - IEC61987-11 Name of Analog voltage output [3]0112/2///61987#ABU053 - IEC61987-11 Name of Frequency output [3]0112/2///61987#ABU070 - IEC61987-11 Name of Binary output IEC 60947-5-6 (NAMUR)0112/2///61987#ABU071 - IEC61987-11 Name of Binary current output0112/2///61987#ABU072 - IEC61987-11 Name of Binary isolated output0112/2///61987#ABU073 - IEC61987-11 Name of Binary electronic output0112/2///61987#ABU471 - IEC61987-11 Name of Manufacturer-specific output [3]0112/2///61987#ABU054 - IEC61987-11 Name of Pneumatic/hydraulic output [3]0112/2///61987#ABU075 - IEC61987-11 Name of Binary pneumatic/hydraulic output |  | 0112/2///61987#ABC669 - Type of output [6] | 0112/2///61987#ABA000 |  |  |  | Standard |  | IEC 61987 | IEC | IEC/SC 65E | - | C00112 |  | 0112-2---61987#ABU388 | https://cdd.iec.ch/cdd/iec61987/iec61987.nsf/PropertiesAllVersions/0112-2---61987%23ABU388
0112/2///61987#ABB801 | 001 | 04 | 0112/2///61987#ABB801#001 | non-linearity (terminal-based) |  |  |  |  | non-linearity determined by drawing a straight line so that it coincides, with the average calibration curve at the upper range value and at the lower range value |  |  | % |  |  | REAL_MEASURE_TYPE |  |  | IEC 61298-2 |  | NON_DEPENDENT_P_DET | [5 empty] | 0112/2///61987#ABC067 - Accuracy expressed as a percentage [1]0112/2///61987#ABC068 - Accuracy expressed as a percentage [2]0112/2///61987#ABE365 - Accuracy expressed as a percentage [3]0112/2///61987#ABE702 - Accuracy expressed as a percentage [4]0112/2///61987#ABG353 - Accuracy expressed as a percentage [5]0112/2///61987#ABJ595 - Accuracy expressed as a percentage [6]0112/2///61987#ABG352 - Accuracy expressed as a percentage [7]0112/2///61987#ABP013 - Accuracy expressed as a percentage [I/O module] | 0112/2///61987#ABA000 | 0112/2///62720#UAA000 - percent |  | 0112/2///61987#ABT533 - Percentage | Standard |  |  |  | SC65E – IEC 61987 | - | C00004 |  | 0112-2---61987#ABB801 | https://cdd.iec.ch/cdd/iec61987/iec61987.nsf/PropertiesAllVersions/0112-2---61987%23ABB801
0112/2///61987#ABB045 | 001 | 04 | 0112/2///61987#ABB045#001 | thickness of blind flange |  |  |  |  | thickness of the blind flange used to sandwich a cell-type diaphragm remote seal |  |  | mm |  |  | REAL_MEASURE_TYPE |  |  |  |  | NON_DEPENDENT_P_DET | [5 empty] | 0112/2///61987#ABC198 - Extended diaphragm seal | 0112/2///61987#ABA000 | 0112/2///62720#UAA862 - millimetre |  | 0112/2///61987#ABT548 - Length short | Standard |  |  |  | SC65E – IEC 61987 | - | C00018 |  | 0112-2---61987#ABB045 | https://cdd.iec.ch/cdd/iec61987/iec61987.nsf/PropertiesAllVersions/0112-2---61987%23ABB045
0112/2///61987#ABF872 | 001 | 01 | 0112/2///61987#ABF872#001 | reference to Device LOP for window |  |  |  |  | reference to block ABE752 | [5 empty] | CLASS_REFERENCE_TYPE(0112/2///61987#ABE752) 0112/2///61987#ABE752 - Device LOP for window |  |  |  |  | NON_DEPENDENT_P_DET | [5 empty] | 0112/2///61987#ABE453 - Window | 0112/2///61987#ABA000 |  |  |  | Standard |  | IEC 61987 | IEC | SC65E | - | C00018 | 001-01 (2018-03-28 07:27:10 by BATCH 00000762) standard | 0112-2---61987#ABF872 | https://cdd.iec.ch/cdd/iec61987/iec61987.nsf/PropertiesAllVersions/0112-2---61987%23ABF872
0112/2///61987#ABB038 | 002 | 01 | 0112/2///61987#ABB038#002 | minimum step response time T90 |  |  |  |  | minimum time duration from a step change in the input signal to a system for the change in output of the system to reach for the first time 90% of its final steady state value |  |  | s |  |  | REAL_MEASURE_TYPE |  |  |  |  | NON_DEPENDENT_P_DET | [5 empty] | 0112/2///61987#ABC502 - Performance of remote seal | 0112/2///61987#ABA000 | 0112/2///62720#UAA972 - second |  | 0112/2///61987#ABT510 - Time/time duration short | Standard |  |  |  | SC65E – IEC 61987 | - | C00004 |  | 0112-2---61987#ABB038 | https://cdd.iec.ch/cdd/iec61987/iec61987.nsf/PropertiesAllVersions/0112-2---61987%23ABB038
0112/2///61987#ABF550 | 001 | 01 | 0112/2///61987#ABF550#001 | diameter of receiver window |  |  |  |  | largest diameter of a receiver window |  |  | mm |  |  | REAL_MEASURE_TYPE |  |  |  |  | NON_DEPENDENT_P_DET | [5 empty] | 0112/2///61987#ABF542 - Laser probe | 0112/2///61987#ABA000 | 0112/2///62720#UAA862 - millimetre |  | 0112/2///61987#ABT548 - Length short | Standard |  | IEC 61987 | IEC | SC65E | - | C00018 | 001-01 (2018-03-28 07:27:07 by BATCH 00000762) standard | 0112-2---61987#ABF550 | https://cdd.iec.ch/cdd/iec61987/iec61987.nsf/PropertiesAllVersions/0112-2---61987%23ABF550
0112/2///61987#ABC013 | 001 | 02 | 0112/2///61987#ABC013#001 | designation of equipotential bonding connection |  |  |  |  | alphanumeric character sequence identifying an equipotential bonding connection | [5 empty] | STRING_TYPE |  |  |  |  | NON_DEPENDENT_P_DET | [5 empty] | 0112/2///61987#ABC231 - Equipotential bonding connection0112/2///61987#ABU555 - Manual override | 0112/2///61987#ABA000 |  |  |  | Standard |  |  |  | SC65E – IEC 61987 | - | C00004 |  | 0112-2---61987#ABC013 | https://cdd.iec.ch/cdd/iec61987/iec61987.nsf/PropertiesAllVersions/0112-2---61987%23ABC013
0112/2///61987#ABA469 | 004 | 01 | 0112/2///61987#ABA469#004 | identification number of notified body |  |  |  |  | identification number of an agency approved by a national authority to test and approve devices for usage in hazardous areas | [5 empty] | STRING_TYPE |  |  |  |  | NON_DEPENDENT_P_DET | [5 empty] | 0112/2///61987#ABC232 - Explosion protection design approval | 0112/2///61987#ABA000 |  |  |  | Standard |  |  |  | SC65E – IEC 61987 | - | C00004 |  | 0112-2---61987#ABA469 | https://cdd.iec.ch/cdd/iec61987/iec61987.nsf/PropertiesAllVersions/0112-2---61987%23ABA469
0112/2///61987#ABH332 | 002 | 01 | 0112/2///61987#ABH332#002 | turbulence intensity |  |  |  |  | intensity of surface movement of a liquid induced by an addition device | [5 empty] | ENUM_CODE_TYPE(0112/2///61987#ABL650) |  |  |  |  | DEPENDENT_P_DET |  |  | 0112/2///61987#ABL650 | 0112/2///61987#ABN213 - strong agitation0112/2///61987#ABN214 - agitated0112/2///61987#ABN215 - low agitation0112/2///61987#ABN216 - without agitation0112/2///61987#ABI407 - others |  | 0112/2///61987#ABH326 - Total process material | 0112/2///61987#ABA000 |  |  |  | Standard |  | IEC 61987 | IEC | SC65E | 0112/2///61987#ABI406 - empty_property | C00091 |  | 0112-2---61987#ABH332 | https://cdd.iec.ch/cdd/iec61987/iec61987.nsf/PropertiesAllVersions/0112-2---61987%23ABH332
0112/2///61987#ABE211 | 002 | 01 | 0112/2///61987#ABE211#002 | reference to Other process material properties [2] |  |  |  |  | reference to block ABD955 | [5 empty] | CLASS_REFERENCE_TYPE(0112/2///61987#ABD955) 0112/2///61987#ABD955 - Other process material properties [2] |  |  |  |  | NON_DEPENDENT_P_DET | [5 empty] | 0112/2///61987#ABD988 - Process conditions at the inlet0112/2///61987#ABD989 - Process conditions at the outlet | 0112/2///61987#ABA000 |  |  |  | Standard |  |  |  |  | - | C00004 |  | 0112-2---61987#ABE211 | https://cdd.iec.ch/cdd/iec61987/iec61987.nsf/PropertiesAllVersions/0112-2---61987%23ABE211
0112/2///61987#ABB040 | 002 | 01 | 0112/2///61987#ABB040#002 | maximum working volume |  |  |  |  | largest possible displacement of a fill fluid at the maximum possible pressure change |  |  | cm³ |  |  | REAL_MEASURE_TYPE |  |  |  |  | NON_DEPENDENT_P_DET | [5 empty] | 0112/2///61987#ABC630 - Structural design of a remote seal [1]0112/2///61987#ABC631 - Structural design of a remote seal [2] | 0112/2///61987#ABA000 | 0112/2///62720#UAA385 - centimetre cubed |  | 0112/2///61987#ABT505 - Volume | Standard |  |  |  | SC65E – IEC 61987 | - | C00004 |  | 0112-2---61987#ABB040 | https://cdd.iec.ch/cdd/iec61987/iec61987.nsf/PropertiesAllVersions/0112-2---61987%23ABB040
0112/2///61987#ABF747 | 001 | 01 | 0112/2///61987#ABF747#001 | reference to Structural design of a rotary paddle switch |  |  |  |  | reference to block ABF191 | [5 empty] | CLASS_REFERENCE_TYPE(0112/2///61987#ABF191) 0112/2///61987#ABF191 - Structural design of a rotary paddle switch |  |  |  |  | NON_DEPENDENT_P_DET | [5 empty] | 0112/2///61987#ABG422 - Structural design [rotary paddle switch] | 0112/2///61987#ABA000 |  |  |  | Standard |  | IEC 61987 | IEC | SC65E | - | C00018 | 001-01 (2018-03-28 07:27:09 by BATCH 00000762) standard | 0112-2---61987#ABF747 | https://cdd.iec.ch/cdd/iec61987/iec61987.nsf/PropertiesAllVersions/0112-2---61987%23ABF747
0112/2///61987#ABB325 | 006 | 01 | 0112/2///61987#ABB325#006 | maximum limiting value of storage air pressure |  |  |  |  | highest pressure to which a device may be subject between the time of construction and the time of operation |  |  | mbar |  |  | REAL_MEASURE_TYPE |  |  |  |  | NON_DEPENDENT_P_DET | [5 empty] | 0112/2///61987#ABH806 - Storage0112/2///61987#ABC315 - Limiting environmental conditions0112/2///61987#ABC316 - Limiting environmental design conditions | 0112/2///61987#ABA000 | 0112/2///62720#UAA810 - millibar |  | 0112/2///61987#ABT524 - Pressure | Standard |  |  |  | SC65E – IEC 61987 | - | C0004 |  | 0112-2---61987#ABB325 | https://cdd.iec.ch/cdd/iec61987/iec61987.nsf/PropertiesAllVersions/0112-2---61987%23ABB325
0112/2///61987#ABA970 | 005 | 01 | 0112/2///61987#ABA970#005 | minimum output voltage |  |  |  |  | lowest voltage provided by a power supply |  |  | V |  |  | REAL_MEASURE_TYPE |  |  |  |  | NON_DEPENDENT_P_DET | [5 empty] | 0112/2///61987#ABC215 - Electrical line power supply0112/2///61987#ABC219 - Electrical power output circuit0112/2///61987#ABD858 - Electrical line power supply [2]0112/2///61987#ABC216 - Electrical loop power supply | 0112/2///61987#ABA000 | 0112/2///62720#UAA296 - volt |  | 0112/2///61987#ABT506 - Voltage | Standard |  | IEC 61987 | IEC | IEC/SC 65E | - | C00112 |  | 0112-2---61987#ABA970 | https://cdd.iec.ch/cdd/iec61987/iec61987.nsf/PropertiesAllVersions/0112-2---61987%23ABA970
0112/2///61987#ABB795 | 002 | 01 | 0112/2///61987#ABB795#002 | style of meter run |  |  |  |  | classification of the meter run according to its mechanical design | [5 empty] | ENUM_CODE_TYPE(0112/2///61987#ABL555) |  |  |  |  | DEPENDENT_P_DET |  |  | 0112/2///61987#ABL555 | 0112/2///61987#ABM823 - one section0112/2///61987#ABM824 - two sections0112/2///61987#ABM825 - three sections0112/2///61987#ABI407 - others |  | 0112/2///61987#ABC445 - Meter run | 0112/2///61987#ABA000 |  |  |  | Standard |  |  |  | SC65E – IEC 61987 | 0112/2///61987#ABI406 - empty_property | C00091 |  | 0112-2---61987#ABB795 | https://cdd.iec.ch/cdd/iec61987/iec61987.nsf/PropertiesAllVersions/0112-2---61987%23ABB795
0112/2///61987#ABB328 | 002 | 02 | 0112/2///61987#ABB328#002 | minimum normalized volume flow rate |  |  |  |  | lowest normalized flow rate for which a device is or should be designed to operate within its specified limits |  |  | m³/h |  |  | REAL_MEASURE_TYPE |  |  |  |  | NON_DEPENDENT_P_DET | [5 empty] | 0112/2///61987#ABC455 - Normal process design conditions [2]0112/2///61987#ABD948 - Normal process design conditions [3] | 0112/2///61987#ABA000 | 0112/2///62720#UAA763 - metre cubed per hour |  | 0112/2///61987#ABT504 - Volume flow rate | Standard |  |  |  | SC65E – IEC 61987 | - | C00004 |  | 0112-2---61987#ABB328 | https://cdd.iec.ch/cdd/iec61987/iec61987.nsf/PropertiesAllVersions/0112-2---61987%23ABB328
0112/2///61987#ABJ673 | 001 | 01 | 0112/2///61987#ABJ673#001 | number of Other measurement technology blocks |  |  |  |  | cardinality property for Other measurement technology block | [5 empty] | INT_TYPE |  |  |  |  | CONDITION_DET | [5 empty] | 0112/2///61987#ABH840 - User application parameters | 0112/2///61987#ABA000 |  |  |  | Standard |  |  |  | SC65E – IEC 61987 | - | C00018 | 001-01 (2019-03-08 15:35:34 by BATCH 00000766) standard | 0112-2---61987#ABJ673 | https://cdd.iec.ch/cdd/iec61987/iec61987.nsf/PropertiesAllVersions/0112-2---61987%23ABJ673
0112/2///61987#ABC830 | 004 | 01 | 0112/2///61987#ABC830#004 | reference to Digital communication |  |  |  |  | reference to block ABC200 | [5 empty] | CLASS_REFERENCE_TYPE(0112/2///61987#ABC200) 0112/2///61987#ABC200 - Digital communication |  |  |  |  | NON_DEPENDENT_P_DET | [5 empty] | 0112/2///61987#ABA005 - Device LOP for flow transmitter0112/2///61987#ABA006 - Device LOP for coriolis mass flow transmitter0112/2///61987#ABA007 - Device LOP for swirl flow transmitter0112/2///61987#ABA008 - Device LOP for electromagnetic flow transmitter0112/2///61987#ABA009 - Device LOP for electromagnetic insertion flow transmitter0112/2///61987#ABA010 - Device LOP for orifice/differential pressure flow transmitter0112/2///61987#ABA013 - Device LOP for (oval) gear flow transmitter/gauge0112/2///61987#ABA014 - Device LOP for piston flow transmitter/gauge0112/2///61987#ABA016 - Device LOP for thermal mass flow transmitter0112/2///61987#ABA018 - Device LOP for turbine/propeller/Woltmann flow transmitter/gauge0112/2///61987#ABA019 - Device LOP for ultrasonic flow transmitter0112/2///61987#ABA020 - Device LOP for variable area flow transmitter/gauge0112/2///61987#ABA022 - Device LOP for vortex flow transmitter0112/2///61987#ABA023 - Device LOP for positive displacement flow transmitter/gauge0112/2///61987#ABA024 - Device LOP for helix flow transmitter/gauge0112/2///61987#ABA025 - Device LOP for remote/separate transmitter0112/2///61987#ABA029 - Device LOP for absolute/gauge pressure transmitter0112/2///61987#ABA031 - Device LOP for differential pressure transmitter0112/2///61987#ABE321 - Device LOP for positioner0112/2///61987#ABE630 - Device LOP for limit switch0112/2///61987#ABE631 - Device LOP for solenoid valve0112/2///61987#ABE634 - Device LOP for I/P converter0112/2///61987#ABE728 - Device LOP for magnetic level gauge0112/2///61987#ABE730 - Device LOP for rotary paddle switch0112/2///61987#ABE732 - Device LOP for vibrating level switch0112/2///61987#ABE733 - Device LOP for optical level switch0112/2///61987#ABE735 - Device LOP for level transmitter0112/2///61987#ABE736 - Device LOP for displacer level transmitter/switch0112/2///61987#ABE737 - Device LOP for capacitance level transmitter/switch0112/2///61987#ABE738 - Device LOP for conductance level transmitter/switch0112/2///61987#ABE739 - Device LOP for float level transmitter/switch0112/2///61987#ABE740 - Device LOP for hydrostatic pressure level transmitter0112/2///61987#ABE741 - Device LOP for plumb bob level transmitter0112/2///61987#ABE742 - Device LOP for free-space radar level transmitter0112/2///61987#ABE743 - Device LOP for guided-wave radar level transmitter/switch0112/2///61987#ABE744 - Device LOP for ultrasonic level transmitter0112/2///61987#ABE745 - Device LOP for ultrasonic level switch0112/2///61987#ABE746 - Device LOP for nuclear level transmitter/switch0112/2///61987#ABE747 - Device LOP for laser level transmitter0112/2///61987#ABE748 - Device LOP for servo level transmitter0112/2///61987#ABE749 - Device LOP for microwave level switch0112/2///61987#ABE755 - Device LOP for level switch0112/2///61987#ABE756 - Device LOP for separate level transmitter/switching unit0112/2///61987#ABE760 - Device LOP for contact temperature transmitter0112/2///61987#ABE761 - Device LOP for radiation thermometer0112/2///61987#ABE764 - Device LOP for separate temperature transmitter0112/2///61987#ABE767 - Device LOP for temperature transmitter0112/2///61987#ABF858 - Device LOP for buoyancy density transmitter0112/2///61987#ABF859 - Device LOP for refractive index density transmitter0112/2///61987#ABF860 - Device LOP for vibrating tube density transmitter0112/2///61987#ABF861 - Device LOP for radiometric density transmitter0112/2///61987#ABF862 - Device LOP for vibrating fork/rod density transmitter0112/2///61987#ABF863 - Device LOP for ultrasonic density transmitter0112/2///61987#ABF864 - Device LOP for microwave density transmitter0112/2///61987#ABF865 - Device LOP for density transmitter0112/2///61987#ABF866 - Device LOP for separate density transmitter0112/2///61987#ABV520 - Device LOP for position transmitter0112/2///61987#ABE731 - Device LOP for thermal level switch0112/2///61987#ABP026 - Device LOP for I/O modules | 0112/2///61987#ABA000 |  |  |  | Standard |  |  |  | SC65E – IEC 61987 | - | C00004 |  | 0112-2---61987#ABC830 | https://cdd.iec.ch/cdd/iec61987/iec61987.nsf/PropertiesAllVersions/0112-2---61987%23ABC830
0112/2///61987#ABA144 | 007 | 01 | 0112/2///61987#ABA144#007 | removal clearance |  |  |  |  | vertical distance required to safely install or deinstall a device at the installation point |  |  | mm |  |  | REAL_MEASURE_TYPE |  |  |  |  | NON_DEPENDENT_P_DET | [5 empty] | 0112/2///61987#ABC484 - Overall dimensions and weight0112/2///61987#ABD533 - Overall dimensions and weight [1]0112/2///61987#ABE391 - Overall dimensions and weight [2]0112/2///61987#ABF268 - Cooling system | 0112/2///61987#ABA000 | 0112/2///62720#UAA862 - millimetre |  | 0112/2///61987#ABT548 - Length short | Standard |  |  |  | SC65E – IEC 61987 | - | C00019 |  | 0112-2---61987#ABA144 | https://cdd.iec.ch/cdd/iec61987/iec61987.nsf/PropertiesAllVersions/0112-2---61987%23ABA144
0112/2///61987#ABF121 | 002 | 01 | 0112/2///61987#ABF121#002 | type of guided microwave probe |  |  |  |  | classification of a guided microwave probe according to its mechanical construction | [5 empty] | ENUM_CODE_TYPE(0112/2///61987#ABL379) |  |  |  |  | DEPENDENT_P_DET |  |  | 0112/2///61987#ABL379 | 0112/2///61987#ABM232 - double cable probe0112/2///61987#ABM233 - plate-type probe0112/2///61987#ABM234 - ring probe0112/2///61987#ABM235 - double rod probe0112/2///61987#ABM236 - coaxial cable probe0112/2///61987#ABM237 - cable-type probe0112/2///61987#ABM238 - cable-type probe with active shield0112/2///61987#ABM239 - rod-type probe0112/2///61987#ABM240 - rod-type probe with active shield0112/2///61987#ABI407 - others |  | 0112/2///61987#ABF118 - Microwave probe | 0112/2///61987#ABA000 |  |  |  | Standard |  | IEC 61987 | IEC | SC65E | 0112/2///61987#ABI406 - empty_property | C00091 |  | 0112-2---61987#ABF121 | https://cdd.iec.ch/cdd/iec61987/iec61987.nsf/PropertiesAllVersions/0112-2---61987%23ABF121
0112/2///61987#ABB098 | 001 | 02 | 0112/2///61987#ABB098#001 | coating of diaphragm |  |  |  |  | material with which a diaphragm is coated | [5 empty] | STRING_TYPE |  |  |  |  | NON_DEPENDENT_P_DET | [5 empty] | 0112/2///61987#ABC196 - Diaphragm | 0112/2///61987#ABA000 |  |  |  | Standard |  |  |  | SC65E – IEC 61987 | - | C00004 |  | 0112-2---61987#ABB098 | https://cdd.iec.ch/cdd/iec61987/iec61987.nsf/PropertiesAllVersions/0112-2---61987%23ABB098
0112/2///61987#ABB065 | 004 | 01 | 0112/2///61987#ABB065#004 | number of measured variables |  |  |  |  | @number of measured variables |  | cardinality property |  |  |  | INT_TYPE |  |  |  |  | CONDITION_DET | [5 empty] | 0112/2///61987#ABC290 - Input [1]0112/2///61987#ABC291 - Input [2]0112/2///61987#ABC292 - Input [3]0112/2///61987#ABC293 - Input [4]0112/2///61987#ABC294 - Input [5]0112/2///61987#ABC295 - Input [6]0112/2///61987#ABC296 - Input [7]0112/2///61987#ABC297 - Input [8]0112/2///61987#ABC299 - Input [10]0112/2///61987#ABD894 - Input [11]0112/2///61987#ABE563 - Input [12]0112/2///61987#ABE568 - Input [13]0112/2///61987#ABE770 - Input [30]0112/2///61987#ABF921 - Input [14]0112/2///61987#ABF922 - Input [15]0112/2///61987#ABF923 - Input [16]0112/2///61987#ABF924 - Input [17]0112/2///61987#ABF927 - Input [20]0112/2///61987#ABF928 - Input [21]0112/2///61987#ABF929 - Input [22]0112/2///61987#ABF930 - Input [23]0112/2///61987#ABF931 - Input [24]0112/2///61987#ABF932 - Input [25]0112/2///61987#ABF933 - Input [26]0112/2///61987#ABF934 - Input [27]0112/2///61987#ABF935 - Input [28]0112/2///61987#ABF936 - Input [29]0112/2///61987#ABF938 - Input [31]0112/2///61987#ABF940 - Input [33]0112/2///61987#ABF941 - Input [34]0112/2///61987#ABV035 - Input [37]0112/2///61987#ABV036 - Input [18]0112/2///61987#ABV038 - Input [18] | 0112/2///61987#ABA000 |  |  |  | Standard |  |  |  | SC65E – IEC 61987 | - | C00004 |  | 0112-2---61987#ABB065 | https://cdd.iec.ch/cdd/iec61987/iec61987.nsf/PropertiesAllVersions/0112-2---61987%23ABB065
0112/2///61987#ABH442 | 001 | 01 | 0112/2///61987#ABH442#001 | type of manufacturer-specific input |  |  |  |  | classification of a manufacturer-specific input according to its information parameter | [5 empty] | STRING_TYPE |  |  |  |  | NON_DEPENDENT_P_DET | [5 empty] | 0112/2///61987#ABC331 - Manufacturer-specific input [1]0112/2///61987#ABC332 - Manufacturer-specific input [2]0112/2///61987#ABD898 - Manufacturer-specific input [3]0112/2///61987#ABG124 - Manufacturer-specific input [4]0112/2///61987#ABG125 - Manufacturer-specific input [5]0112/2///61987#ABG126 - Manufacturer-specific input [6]0112/2///61987#ABH050 - Manufacturer-specific input [7]0112/2///61987#ABP047 - Manufacturer-specific input [I/O module] | 0112/2///61987#ABA000 |  |  |  | Standard |  |  |  | SC65E – IEC 61987 | - | C00019 | 001-01 (2018-03-28 07:27:15 by BATCH 00000762) standard | 0112-2---61987#ABH442 | https://cdd.iec.ch/cdd/iec61987/iec61987.nsf/PropertiesAllVersions/0112-2---61987%23ABH442
0112/2///61987#ABI067 | 001 | 01 | 0112/2///61987#ABI067#001 | event notification control |  |  |  |  | indication of whether the event notification mode of a CPF 9 device is active or deactivated | CPF 9 is the IEC 61784 acronym for HART. |  |  |  |  | INT_TYPE |  |  |  |  | NON_DEPENDENT_P_DET | [5 empty] | 0112/2///61987#ABH920 - HART event notification parameters | 0112/2///61987#ABA000 |  |  |  | Standard |  |  |  | SC65E – IEC 61987 | - | C00019 | 001-01 (2018-03-28 07:27:16 by BATCH 00000762) standard | 0112-2---61987#ABI067 | https://cdd.iec.ch/cdd/iec61987/iec61987.nsf/PropertiesAllVersions/0112-2---61987%23ABI067
0112/2///61987#ABH164 | 001 | 01 | 0112/2///61987#ABH164#001 | fixed mass below zero level |  |  |  |  | mass of process material in a vessel that lies below the reference height of zero level | that part cannot be indicated by the level measuring device |  | t |  |  | REAL_MEASURE_TYPE |  |  |  |  | NON_DEPENDENT_P_DET | [5 empty] | 0112/2///61987#ABH159 - Level measurement instrument installation | 0112/2///61987#ABA000 | 0112/2///62720#UAA988 - tonne (metric ton) |  | 0112/2///61987#ABT546 - Mass | Standard |  | IEC 61987 | IEC | SC65E | - | C00018 | 001-01 (2018-03-28 07:27:14 by BATCH 00000762) standard | 0112-2---61987#ABH164 | https://cdd.iec.ch/cdd/iec61987/iec61987.nsf/PropertiesAllVersions/0112-2---61987%23ABH164
0112/2///61987#ABI217 | 001 | 01 | 0112/2///61987#ABI217#001 | QV lower range value |  |  |  |  | value assigned to the lower range value of the quaternary variable of a CPF 9 device | CPF 9 is the IEC 61784 acronym for HART. |  |  |  |  | REAL_TYPE |  |  |  |  | NON_DEPENDENT_P_DET | [5 empty] | 0112/2///61987#ABH917 - HART common practice parameters | 0112/2///61987#ABA000 |  |  |  | Standard |  |  |  | SC65E – IEC 61987 | - | C00019 | 001-01 (2018-03-28 07:27:16 by BATCH 00000762) standard | 0112-2---61987#ABI217 | https://cdd.iec.ch/cdd/iec61987/iec61987.nsf/PropertiesAllVersions/0112-2---61987%23ABI217
0112/2///61987#ABD260 | 001 | 02 | 0112/2///61987#ABD260#001 | reference to Structural design of a swirl flow transmitter |  |  |  |  | reference to block ABC634 | [5 empty] | CLASS_REFERENCE_TYPE(0112/2///61987#ABC634) 0112/2///61987#ABC634 - Structural design of a swirl flow transmitter |  |  |  |  | NON_DEPENDENT_P_DET | [5 empty] | 0112/2///61987#ABC605 - Structural design [swirl flow transmitter] | 0112/2///61987#ABA000 |  |  |  | Standard |  |  |  | SC65E – IEC 61987 | - | C00004 |  | 0112-2---61987#ABD260 | https://cdd.iec.ch/cdd/iec61987/iec61987.nsf/PropertiesAllVersions/0112-2---61987%23ABD260
0112/2///61987#ABE150 | 001 | 05 | 0112/2///61987#ABE150#001 | reference to Linear limit stop |  |  |  |  | reference to block ABD832 | [5 empty] | CLASS_REFERENCE_TYPE(0112/2///61987#ABD832) 0112/2///61987#ABD832 - Linear limit stop |  |  |  |  | DEPENDENT_P_DET | [5 empty] | 0112/2///61987#ABD843 - Design conditions for actuators0112/2///61987#ABD961 - Parameters of pneumatic linear actuator0112/2///61987#ABD966 - Parameters of valve body assembly [2] | 0112/2///61987#ABA000 |  |  |  | Standard |  | IEC 61987 | IEC | IEC SC65E | 0112/2///61987#ABD670 - number of linear limit stops | C00112 |  | 0112-2---61987#ABE150 | https://cdd.iec.ch/cdd/iec61987/iec61987.nsf/PropertiesAllVersions/0112-2---61987%23ABE150
0112/2///61987#ABE401 | 002 | 01 | 0112/2///61987#ABE401#002 | reference to Analog voltage input [3] |  |  |  |  | reference to block ABD801 |  | Id specified in IEC61987-22: |  |  |  | CLASS_REFERENCE_TYPE(0112/2///61987#ABD801) 0112/2///61987#ABD801 - Analog voltage input [3] |  |  |  |  | DEPENDENT_P_DET | [5 empty] | 0112/2///61987#ABE395 - Type of auxiliary input [11]0112/2///61987#ABE674 - Type of auxiliary input [18]0112/2///61987#ABE680 - Type of auxiliary input [19] | 0112/2///61987#ABA000 |  |  |  | Standard |  |  |  |  | 0112/2///61987#ABE397 - auxiliary input type [11] | C00004 |  | 0112-2---61987#ABE401 | https://cdd.iec.ch/cdd/iec61987/iec61987.nsf/PropertiesAllVersions/0112-2---61987%23ABE401
0112/2///61987#ABB510 | 001 | 02 | 0112/2///61987#ABB510#001 | material of seal |  |  |  |  | material of which a mechanical gasket or seal is made | [5 empty] | STRING_TYPE |  |  |  |  | NON_DEPENDENT_P_DET | [5 empty] | 0112/2///61987#ABC244 - Flow nozzle0112/2///61987#ABC465 - Orifice plate and holder0112/2///61987#ABF348 - Immersible probe or transmitter | 0112/2///61987#ABA000 |  |  |  | Standard |  |  |  | SC65E – IEC 61987 | - | C00004 |  | 0112-2---61987#ABB510 | https://cdd.iec.ch/cdd/iec61987/iec61987.nsf/PropertiesAllVersions/0112-2---61987%23ABB510
0112/2///61987#ABB377 | 004 | 01 | 0112/2///61987#ABB377#004 | designation of stream |  |  |  |  | name of a process stream | [5 empty] | STRING_TYPE |  |  |  |  | NON_DEPENDENT_P_DET | [5 empty] | 0112/2///61987#ABC534 - Process case [flow]0112/2///61987#ABC535 - Process case [pressure]0112/2///61987#ABD988 - Process conditions at the inlet0112/2///61987#ABD989 - Process conditions at the outlet0112/2///61987#ABG450 - Process case [level]0112/2///61987#ABG451 - Process case [temperature]0112/2///61987#ABG452 - Process case [density] | 0112/2///61987#ABA000 |  |  |  | Standard |  |  |  | SC65E – IEC 61987 | - | C00004 |  | 0112-2---61987#ABB377 | https://cdd.iec.ch/cdd/iec61987/iec61987.nsf/PropertiesAllVersions/0112-2---61987%23ABB377
0112/2///61987#ABF909 | 001 | 01 | 0112/2///61987#ABF909#001 | reference to Device LOP for laser level transmitter |  |  |  |  | reference to block ABE747 | [5 empty] | CLASS_REFERENCE_TYPE(0112/2///61987#ABE747) 0112/2///61987#ABE747 - Device LOP for laser level transmitter |  |  |  |  | NON_DEPENDENT_P_DET | [5 empty] | 0112/2///61987#ABA828 - Laser level transmitter | 0112/2///61987#ABA000 |  |  |  | Standard |  | IEC 61987 | IEC | SC65E | - | C00018 | 001-01 (2018-03-28 07:27:10 by BATCH 00000762) standard | 0112-2---61987#ABF909 | https://cdd.iec.ch/cdd/iec61987/iec61987.nsf/PropertiesAllVersions/0112-2---61987%23ABF909
0112/2///61987#ABA957 | 005 | 01 | 0112/2///61987#ABA957#005 | upper limiting value of process absolute pressure |  |  |  |  | highest absolute process pressure to which the wetted parts of the equipment can be subjected without permanent impairment of operating characteristics |  |  | bar |  |  | REAL_MEASURE_TYPE |  |  | IEC 61987-1, 5.7.3.4 |  | NON_DEPENDENT_P_DET | [5 empty] | 0112/2///61987#ABC318 - Limiting process conditions [1]0112/2///61987#ABC319 - Limiting process conditions [2]0112/2///61987#ABC320 - Limiting process conditions [3]0112/2///61987#ABD829 - Limiting process conditions [4]0112/2///61987#ABG350 - Limiting process conditions [8] | 0112/2///61987#ABA000 | 0112/2///62720#UAA323 - bar |  | 0112/2///61987#ABT524 - Pressure | Standard |  |  |  | SC65E – IEC 61987 | - | C00019 |  | 0112-2---61987#ABA957 | https://cdd.iec.ch/cdd/iec61987/iec61987.nsf/PropertiesAllVersions/0112-2---61987%23ABA957
0112/2///61987#ABF395 | 001 | 01 | 0112/2///61987#ABF395#001 | colour of cap |  |  |  |  | colour of a cap | [5 empty] | STRING_TYPE |  |  |  |  | NON_DEPENDENT_P_DET | [5 empty] | 0112/2///61987#ABF380 - Structural design of a connection head | 0112/2///61987#ABA000 |  |  |  | Standard |  | IEC 61987 | IEC | SC65E | - | C00019 | 001-01 (2018-03-28 07:27:06 by BATCH 00000762) standard | 0112-2---61987#ABF395 | https://cdd.iec.ch/cdd/iec61987/iec61987.nsf/PropertiesAllVersions/0112-2---61987%23ABF395
0112/2///61987#ABI129 | 001 | 01 | 0112/2///61987#ABI129#001 | UPPER_RANGE_VALUE |  |  |  |  | parameter setting the upper range end-value of an associated block parameter in engineering units | [5 empty] | REAL_TYPE |  |  |  |  | NON_DEPENDENT_P_DET | [5 empty] | 0112/2///61987#ABH877 - OUT_SCALE0112/2///61987#ABH889 - IN_SCALE0112/2///61987#ABJ623 - TRACK_IN_SCALE | 0112/2///61987#ABA000 |  |  |  | Standard |  |  |  | SC65E – IEC 61987 | - | C00018 | 001-01 (2019-03-08 15:35:31 by BATCH 00000766) standard | 0112-2---61987#ABI129 | https://cdd.iec.ch/cdd/iec61987/iec61987.nsf/PropertiesAllVersions/0112-2---61987%23ABI129
0112/2///61987#ABD154 | 003 | 01 | 0112/2///61987#ABD154#003 | reference to Power supply [2] |  |  |  |  | reference to block ABC524 | [5 empty] | CLASS_REFERENCE_TYPE(0112/2///61987#ABC524) 0112/2///61987#ABC524 - Power supply [2] |  |  |  |  | NON_DEPENDENT_P_DET | [5 empty] | 0112/2///61987#ABA013 - Device LOP for (oval) gear flow transmitter/gauge0112/2///61987#ABA014 - Device LOP for piston flow transmitter/gauge0112/2///61987#ABA018 - Device LOP for turbine/propeller/Woltmann flow transmitter/gauge0112/2///61987#ABA023 - Device LOP for positive displacement flow transmitter/gauge0112/2///61987#ABA025 - Device LOP for remote/separate transmitter0112/2///61987#ABA029 - Device LOP for absolute/gauge pressure transmitter0112/2///61987#ABA031 - Device LOP for differential pressure transmitter0112/2///61987#ABE321 - Device LOP for positioner0112/2///61987#ABE634 - Device LOP for I/P converter0112/2///61987#ABE728 - Device LOP for magnetic level gauge0112/2///61987#ABE736 - Device LOP for displacer level transmitter/switch0112/2///61987#ABE739 - Device LOP for float level transmitter/switch0112/2///61987#ABE740 - Device LOP for hydrostatic pressure level transmitter0112/2///61987#ABE748 - Device LOP for servo level transmitter0112/2///61987#ABE756 - Device LOP for separate level transmitter/switching unit0112/2///61987#ABE761 - Device LOP for radiation thermometer | 0112/2///61987#ABA000 |  |  |  | Standard |  |  |  | SC65E – IEC 61987 | - | C00004 |  | 0112-2---61987#ABD154 | https://cdd.iec.ch/cdd/iec61987/iec61987.nsf/PropertiesAllVersions/0112-2---61987%23ABD154
0112/2///61987#ABD059 | 001 | 02 | 0112/2///61987#ABD059#001 | reference to Mechanical and electrical construction [piston flow transmitter/gauge] |  |  |  |  | reference to block ABC429 | [5 empty] | CLASS_REFERENCE_TYPE(0112/2///61987#ABC429) 0112/2///61987#ABC429 - Mechanical and electrical construction [piston flow transmitter/gauge] |  |  |  |  | NON_DEPENDENT_P_DET | [5 empty] | 0112/2///61987#ABA014 - Device LOP for piston flow transmitter/gauge | 0112/2///61987#ABA000 |  |  |  | Standard |  |  |  | SC65E – IEC 61987 | - | C00004 |  | 0112-2---61987#ABD059 | https://cdd.iec.ch/cdd/iec61987/iec61987.nsf/PropertiesAllVersions/0112-2---61987%23ABD059
0112/2///61987#ABA198 | 004 | 01 | 0112/2///61987#ABA198#004 | material of movement |  |  |  |  | material of which a dial or digital indicator movement is made | [5 empty] | STRING_TYPE |  |  |  |  | NON_DEPENDENT_P_DET | [5 empty] | 0112/2///61987#ABC195 - Dial indicator0112/2///61987#ABC202 - Digital indicator0112/2///61987#ABD848 - Dial indicator [3]0112/2///61987#ABD850 - Digital indicator [2] | 0112/2///61987#ABA000 |  |  |  | Standard |  |  |  | SC65E – IEC 61987 | - | C00004 |  | 0112-2---61987#ABA198 | https://cdd.iec.ch/cdd/iec61987/iec61987.nsf/PropertiesAllVersions/0112-2---61987%23ABA198
0112/2///61987#ABG814 | 001 | 02 | 0112/2///61987#ABG814#001 | reference to Performance variable [14] |  |  |  |  | reference to block ABG254 | [5 empty] | CLASS_REFERENCE_TYPE(0112/2///61987#ABG254) 0112/2///61987#ABG254 - Performance variable [14] |  |  |  |  | DEPENDENT_P_DET | [5 empty] | 0112/2///61987#ABG222 - Performance [19] | 0112/2///61987#ABA000 |  |  |  | Standard |  | IEC 61987 | IEC | IEC SC65E | 0112/2///61987#ABB636 - number of performance variables | C00112 |  | 0112-2---61987#ABG814 | https://cdd.iec.ch/cdd/iec61987/iec61987.nsf/PropertiesAllVersions/0112-2---61987%23ABG814
0112/2///61987#ABG888 | 001 | 01 | 0112/2///61987#ABG888#001 | reference to Rated operating conditions [23] |  |  |  |  | reference to block ABG328 | [5 empty] | CLASS_REFERENCE_TYPE(0112/2///61987#ABG328) 0112/2///61987#ABG328 - Rated operating conditions [23] |  |  |  |  | NON_DEPENDENT_P_DET | [5 empty] | 0112/2///61987#ABE740 - Device LOP for hydrostatic pressure level transmitter | 0112/2///61987#ABA000 |  |  |  | Standard |  | IEC 61987 | IEC | SC65E | - | C00018 | 001-01 (2018-03-28 07:27:11 by BATCH 00000762) standard | 0112-2---61987#ABG888 | https://cdd.iec.ch/cdd/iec61987/iec61987.nsf/PropertiesAllVersions/0112-2---61987%23ABG888
0112/2///61987#ABH454 | 005 | 01 | 0112/2///61987#ABH454#005 | quantity of connectable sensors |  |  |  |  | number of sensors that can be connected to perform the function of a device | [5 empty] | INT_TYPE |  |  |  |  | NON_DEPENDENT_P_DET | [5 empty] | 0112/2///61987#ABC048 - Transmitter housing [1]0112/2///61987#ABC049 - Transmitter housing [2]0112/2///61987#ABE040 - Transmitter housing [3]0112/2///61987#ABF375 - Transmitter/switch housing | 0112/2///61987#ABA000 |  |  |  | Standard |  |  |  | SC65E – IEC 61987 | - | C00019 |  | 0112-2---61987#ABH454 | https://cdd.iec.ch/cdd/iec61987/iec61987.nsf/PropertiesAllVersions/0112-2---61987%23ABH454
0112/2///61987#ABU394 | 001 | 03 | 0112/2///61987#ABU394#001 | reference to Analog current output [4] |  |  |  |  | reference to block ABC089 |  | Id specified in IEC61987-12/-13: ABC719 |  |  |  | CLASS_REFERENCE_TYPE(0112/2///61987#ABC089) 0112/2///61987#ABC089 - Analog current output [4] |  |  |  |  | DEPENDENT_P_DET | [5 empty] | 0112/2///61987#ABC669 - Type of output [6] | 0112/2///61987#ABA000 |  |  |  | Standard |  |  |  | SC65E – IEC 61987 | 0112/2///61987#ABU388 - output type [6] | C00004 |  | 0112-2---61987#ABU394 | https://cdd.iec.ch/cdd/iec61987/iec61987.nsf/PropertiesAllVersions/0112-2---61987%23ABU394
0112/2///61987#ABU935 | 001 | 01 | 0112/2///61987#ABU935#001 | reference to Absolute performance for volume |  |  |  |  | reference to block ABE836 | [5 empty] | CLASS_REFERENCE_TYPE(0112/2///61987#ABE836) 0112/2///61987#ABE836 - Absolute performance for volume |  |  |  |  | DEPENDENT_P_DET | [5 empty] | 0112/2///61987#ABG273 - Type of performance variable [7]0112/2///61987#ABG275 - Type of performance variable [9]0112/2///61987#ABG276 - Type of performance variable [10]0112/2///61987#ABG277 - Type of performance variable [11]0112/2///61987#ABG278 - Type of performance variable [12]0112/2///61987#ABG279 - Type of performance variable [13] | 0112/2///61987#ABA000 |  |  |  | Standard |  | IEC 61987 | IEC | SC65E | 0112/2///61987#ABU918 - performance variable type [11] | C00018 | 001-01 (2018-03-28 07:27:22 by BATCH 00000762) standard | 0112-2---61987#ABU935 | https://cdd.iec.ch/cdd/iec61987/iec61987.nsf/PropertiesAllVersions/0112-2---61987%23ABU935
0112/2///61987#ABI356 | 001 | 02 | 0112/2///61987#ABI356#001 | reference to Analog input function block |  |  |  |  | reference to block ABH876 | [5 empty] | CLASS_REFERENCE_TYPE(0112/2///61987#ABH876) 0112/2///61987#ABH876 - Analog input function block |  |  |  |  | DEPENDENT_P_DET | [5 empty] | 0112/2///61987#ABH840 - User application parameters | 0112/2///61987#ABA000 |  |  |  | Standard |  | IEC 61987 | IEC | IEC SC65E | 0112/2///61987#ABH982 - number of Analog Input function blocks | C00112 |  | 0112-2---61987#ABI356 | https://cdd.iec.ch/cdd/iec61987/iec61987.nsf/PropertiesAllVersions/0112-2---61987%23ABI356
0112/2///61987#ABU877 | 001 | 01 | 0112/2///61987#ABU877#001 | reference to Pneumatic/hydraulic output [17] |  |  |  |  | reference to block ABH041 | [5 empty] | CLASS_REFERENCE_TYPE(0112/2///61987#ABH041) 0112/2///61987#ABH041 - Pneumatic/hydraulic output [17] |  |  |  |  | DEPENDENT_P_DET | [5 empty] | 0112/2///61987#ABG145 - Type of output [15] | 0112/2///61987#ABA000 |  |  |  | Standard |  | IEC 61987 | IEC | SC65E | 0112/2///61987#ABU871 - output type [15] | C00018 | 001-01 (2018-03-28 07:27:22 by BATCH 00000762) standard | 0112-2---61987#ABU877 | https://cdd.iec.ch/cdd/iec61987/iec61987.nsf/PropertiesAllVersions/0112-2---61987%23ABU877
0112/2///61987#ABF762 | 003 | 02 | 0112/2///61987#ABF762#003 | reference to Cooling system |  |  |  |  | reference to block ABF268 | [5 empty] | CLASS_REFERENCE_TYPE(0112/2///61987#ABF268) 0112/2///61987#ABF268 - Cooling system |  |  |  |  | DEPENDENT_P_DET | [5 empty] | 0112/2///61987#ABG414 - Structural design [nuclear level transmitter/switch]0112/2///61987#ABG419 - Structural design [servo level transmitter ]0112/2///61987#ABG427 - Structural design [sight level indicator]0112/2///61987#ABG428 - Structural design [sight level gauge]0112/2///61987#ABG434 - Structural design [radiation thermometer]0112/2///61987#ABG445 - Structural design [radiometric density transmitter] | 0112/2///61987#ABA000 |  |  |  | Standard |  | IEC 61987 | IEC | IEC SC65E | 0112/2///61987#ABF434 - number of cooling systems | C00112 |  | 0112-2---61987#ABF762 | https://cdd.iec.ch/cdd/iec61987/iec61987.nsf/PropertiesAllVersions/0112-2---61987%23ABF762
0112/2///61987#ABA249 | 001 | 01 | 0112/2///61987#ABA249#001 | process flow diagram |  |  |  |  | document identifying a process flow diagram | [5 empty] | STRING_TYPE |  |  |  |  | NON_DEPENDENT_P_DET | [5 empty] | 0112/2///61987#ABA398 - Project information | 0112/2///61987#ABA000 |  |  |  | Standard |  | IEC 61987 |  | SC65E – IEC 61987 | - | C00018 | 001-01 (2019-03-08 15:35:28 by BATCH 00000766) standard | 0112-2---61987#ABA249 | https://cdd.iec.ch/cdd/iec61987/iec61987.nsf/PropertiesAllVersions/0112-2---61987%23ABA249
0112/2///61987#ABI294 | 001 | 01 | 0112/2///61987#ABI294#001 | description of manufacturer-specific block parameter |  |  |  |  | explanation of the function of a manufacturer-specific block parameter | [5 empty] | STRING_TYPE |  |  |  |  | NON_DEPENDENT_P_DET | [5 empty] | 0112/2///61987#ABH912 - Manufacturer-specific block parameter | 0112/2///61987#ABA000 |  |  |  | Standard |  |  |  | SC65E – IEC 61987 | - | C00018 | 001-01 (2019-03-08 15:35:31 by BATCH 00000766) standard | 0112-2---61987#ABI294 | https://cdd.iec.ch/cdd/iec61987/iec61987.nsf/PropertiesAllVersions/0112-2---61987%23ABI294
0112/2///61987#ABH521 | 001 | 01 | 0112/2///61987#ABH521#001 | type of multi step response test |  |  |  |  | classification of the multi step response test according to the kind of realization | [5 empty] | STRING_TYPE |  |  |  |  | NON_DEPENDENT_P_DET | [5 empty] | 0112/2///61987#ABD963 - Parameters of positioner | 0112/2///61987#ABA000 |  |  |  | Standard |  | IEC 61987 |  | SC65E – IEC 61987 | - | C00018 | 001-01 (2018-03-28 07:27:16 by BATCH 00000762) standard | 0112-2---61987#ABH521 | https://cdd.iec.ch/cdd/iec61987/iec61987.nsf/PropertiesAllVersions/0112-2---61987%23ABH521
0112/2///61987#ABF491 | 001 | 01 | 0112/2///61987#ABF491#001 | detection length |  |  |  |  | length for which a detector or probe is sensitive |  |  | mm |  |  | REAL_MEASURE_TYPE |  |  |  |  | NON_DEPENDENT_P_DET | [5 empty] | 0112/2///61987#ABF467 - Detector | 0112/2///61987#ABA000 | 0112/2///62720#UAA862 - millimetre |  | 0112/2///61987#ABT548 - Length short | Standard |  | IEC 61987 | IEC | SC65E | - | C00018 | 001-01 (2018-03-28 07:27:07 by BATCH 00000762) standard | 0112-2---61987#ABF491 | https://cdd.iec.ch/cdd/iec61987/iec61987.nsf/PropertiesAllVersions/0112-2---61987%23ABF491
0112/2///61987#ABA053 | 001 | 01 | 0112/2///61987#ABA053#001 | identifier of related equipment |  |  |  |  | alphanumeric character sequence uniquely identifying a piece of equipment | [5 empty] | STRING_TYPE |  |  |  |  | NON_DEPENDENT_P_DET | [5 empty] | 0112/2///61987#ABA426 - Equipment | 0112/2///61987#ABA000 |  |  |  | Standard |  | IEC 61987 |  | SC65E – IEC 61987 | - | C00018 | 001-01 (2019-03-08 15:35:27 by BATCH 00000766) standard | 0112-2---61987#ABA053 | https://cdd.iec.ch/cdd/iec61987/iec61987.nsf/PropertiesAllVersions/0112-2---61987%23ABA053
0112/2///61987#ABB048 | 003 | 01 | 0112/2///61987#ABB048#003 | type of pressure measuring element |  |  |  |  | classification of a pressure sensor according to the measuring principle used to sense pressure | [5 empty] | ENUM_CODE_TYPE(0112/2///61987#ABL566) |  |  |  |  | DEPENDENT_P_DET |  |  | 0112/2///61987#ABL566 | 0112/2///61987#ABM864 - piezo resistance0112/2///61987#ABM865 - capacitive0112/2///61987#ABM866 - resonant0112/2///61987#ABM867 - resistive0112/2///61987#ABM522 - inductive0112/2///61987#ABI407 - others |  | 0112/2///61987#ABC526 - Pressure gauge sensing element and movement0112/2///61987#ABF341 - Structural design of a hydrostatic pressure level transmitter0112/2///61987#ABC626 - Structural design of a differential pressure transmitter0112/2///61987#ABC641 - Structural design of an absolute or a gauge pressure transmitter | 0112/2///61987#ABA000 |  |  |  | Standard |  |  |  | SC65E – IEC 61987 | 0112/2///61987#ABI406 - empty_property | C00091 |  | 0112-2---61987#ABB048 | https://cdd.iec.ch/cdd/iec61987/iec61987.nsf/PropertiesAllVersions/0112-2---61987%23ABB048
0112/2///61987#ABB735 | 001 | 04 | 0112/2///61987#ABB735#001 | measured error of normalized volume flow |  |  |  |  | largest positive or negative value of error of the average upscale or downscale value at each point of normalized volume flow measurement expressed as an absolute value |  |  | m³/h |  |  | REAL_MEASURE_TYPE |  |  | IEC 61298 and IEC 60770-2 |  | NON_DEPENDENT_P_DET | [5 empty] | 0112/2///61987#ABC062 - Absolute performance for normalized volume flow0112/2///61987#ABC074 - Accuracy for a subrange of normalized volume flow | 0112/2///61987#ABA000 | 0112/2///62720#UAA763 - metre cubed per hour |  | 0112/2///61987#ABT504 - Volume flow rate | Standard |  |  |  | SC65E – IEC 61987 | - | C00004 |  | 0112-2---61987#ABB735 | https://cdd.iec.ch/cdd/iec61987/iec61987.nsf/PropertiesAllVersions/0112-2---61987%23ABB735
0112/2///61987#ABA163 | 002 | 01 | 0112/2///61987#ABA163#002 | style of connection compartment |  |  |  |  | classification of a connection compartment according to its use | [5 empty] | ENUM_CODE_TYPE(0112/2///61987#ABL574) |  |  |  |  | DEPENDENT_P_DET |  |  | 0112/2///61987#ABL574 | 0112/2///61987#ABM219 - power supply0112/2///61987#ABM891 - input/output0112/2///61987#ABI407 - others |  | 0112/2///61987#ABC171 - Connection compartment | 0112/2///61987#ABA000 |  |  |  | Standard |  |  |  | SC65E – IEC 61987 | 0112/2///61987#ABI406 - empty_property | C00091 |  | 0112-2---61987#ABA163 | https://cdd.iec.ch/cdd/iec61987/iec61987.nsf/PropertiesAllVersions/0112-2---61987%23ABA163
0112/2///61987#ABC879 | 001 | 02 | 0112/2///61987#ABC879#001 | reference to Frequency input/output parameters |  |  |  |  | reference to block ABC249 | [5 empty] | CLASS_REFERENCE_TYPE(0112/2///61987#ABC249) 0112/2///61987#ABC249 - Frequency input/output parameters |  |  |  |  | NON_DEPENDENT_P_DET | [5 empty] | 0112/2///61987#ABC555 - Pulse/frequency input/output parameters0112/2///61987#ABP031 - Frequency input parameters [I/O module] | 0112/2///61987#ABA000 |  |  |  | Standard |  |  |  | SC65E – IEC 61987 | - | C00004 |  | 0112-2---61987#ABC879 | https://cdd.iec.ch/cdd/iec61987/iec61987.nsf/PropertiesAllVersions/0112-2---61987%23ABC879
0112/2///61987#ABH665 | 001 | 01 | 0112/2///61987#ABH665#001 | input value of flow velocity |  |  |  |  | input value of a flow velocity table |  |  | m/s |  |  | REAL_MEASURE_TYPE |  |  |  |  | NON_DEPENDENT_P_DET | [5 empty] | 0112/2///61987#ABH631 - Calibration point of flow velocity | 0112/2///61987#ABA000 | 0112/2///62720#UAA733 - metre per second |  | 0112/2///61987#ABT509 - Velocity | Standard |  | IEC 61987 |  | SC65E – IEC 61987 | - | C00018 | 001-01 (2019-03-08 15:35:29 by BATCH 00000766) standard | 0112-2---61987#ABH665 | https://cdd.iec.ch/cdd/iec61987/iec61987.nsf/PropertiesAllVersions/0112-2---61987%23ABH665
0112/2///61987#ABB766 | 001 | 05 | 0112/2///61987#ABB766#001 | set upper range end-value of interval of flow velocity |  |  |  |  | value defining the end of a subrange for flow velocity |  |  | m/s |  |  | REAL_MEASURE_TYPE |  |  |  |  | NON_DEPENDENT_P_DET | [5 empty] | 0112/2///61987#ABC072 - Accuracy for a subrange of flow velocity | 0112/2///61987#ABA000 | 0112/2///62720#UAA733 - metre per second |  | 0112/2///61987#ABT509 - Velocity | Standard |  | IEC 61987 | IEC | IEC/SC 65E | - | C00128 |  | 0112-2---61987#ABB766 | https://cdd.iec.ch/cdd/iec61987/iec61987.nsf/PropertiesAllVersions/0112-2---61987%23ABB766
0112/2///61987#ABC983 | 003 | 01 | 0112/2///61987#ABC983#003 | reference to Material of construction |  |  |  |  | reference to block ABC353 | [5 empty] | CLASS_REFERENCE_TYPE(0112/2///61987#ABC353) 0112/2///61987#ABC353 - Material of construction |  |  |  |  | NON_DEPENDENT_P_DET | [5 empty] | 0112/2///61987#ABC153 - Capillary0112/2///61987#ABC154 - Capsule/probe remote seal0112/2///61987#ABC266 - High/single pressure side line or nozzle0112/2///61987#ABC270 - Impulse line0112/2///61987#ABC325 - Low pressure side line or nozzle0112/2///61987#ABF023 - Structural design of a bypass/measuring chamber0112/2///61987#ABF319 - Structural design of a thermowell0112/2///61987#ABH091 - Overall construction0112/2///61987#ABH126 - Support frame0112/2///61987#ABH128 - Process equipment connection0112/2///61987#ABH145 - Bypass0112/2///61987#ABH412 - Displacer extension0112/2///61987#ABH436 - Stem/bulb extension0112/2///61987#ABC322 - Line or nozzle0112/2///61987#ABU458 - Process connection | 0112/2///61987#ABA000 |  |  |  | Standard |  |  |  | SC65E – IEC 61987 | - | C00004 |  | 0112-2---61987#ABC983 | https://cdd.iec.ch/cdd/iec61987/iec61987.nsf/PropertiesAllVersions/0112-2---61987%23ABC983
0112/2///61987#ABD712 | 001 | 03 | 0112/2///61987#ABD712#001 | specific volume |  |  |  |  | reciprocal value of actual density |  |  | m³/kg |  |  | REAL_MEASURE_TYPE |  |  |  |  | NON_DEPENDENT_P_DET | [5 empty] | 0112/2///61987#ABD833 - Liquid phase [valves]0112/2///61987#ABD881 - Gas phase [valves]0112/2///61987#ABE045 - Vapor phase [valves] | 0112/2///61987#ABA000 | 0112/2///62720#UAA766 - metre cubed per kilogram |  | 0112/2///61987#ABT594 - Specific volume | Standard |  |  |  |  | - | C00018 |  | 0112-2---61987#ABD712 | https://cdd.iec.ch/cdd/iec61987/iec61987.nsf/PropertiesAllVersions/0112-2---61987%23ABD712
0112/2///61987#ABE368 | 002 | 01 | 0112/2///61987#ABE368#002 | reference to Normal environmental conditions [4] |  |  |  |  | reference to block ABE367 | [5 empty] | CLASS_REFERENCE_TYPE(0112/2///61987#ABE367) 0112/2///61987#ABE367 - Normal environmental conditions [4] |  |  |  |  | NON_DEPENDENT_P_DET | [5 empty] | 0112/2///61987#ABE369 - Environmental design ratings [4] | 0112/2///61987#ABA000 |  |  |  | Standard |  |  |  | SC65E – IEC 61987 | - | C00004 |  | 0112-2---61987#ABE368 | https://cdd.iec.ch/cdd/iec61987/iec61987.nsf/PropertiesAllVersions/0112-2---61987%23ABE368
0112/2///61987#ABB194 | 001 | 04 | 0112/2///61987#ABB194#001 | maximum steady working pressure |  |  |  |  | maximum static pressure that a differential measuring device is designed or should be designed to withstand without permanent damage to its measuring characteristics |  |  | bar |  |  | REAL_MEASURE_TYPE |  |  |  |  | NON_DEPENDENT_P_DET | [5 empty] | 0112/2///61987#ABC314 - Limiting conditions for differential pressure measurement | 0112/2///61987#ABA000 | 0112/2///62720#UAA323 - bar |  | 0112/2///61987#ABT524 - Pressure | Standard |  |  |  | SC65E – IEC 61987 | - | C00004 |  | 0112-2---61987#ABB194 | https://cdd.iec.ch/cdd/iec61987/iec61987.nsf/PropertiesAllVersions/0112-2---61987%23ABB194
0112/2///61987#ABD130 | 001 | 02 | 0112/2///61987#ABD130#001 | reference to Performance of differential pressure transmitter |  |  |  |  | reference to block ABC500 | [5 empty] | CLASS_REFERENCE_TYPE(0112/2///61987#ABC500) 0112/2///61987#ABC500 - Performance of differential pressure transmitter |  |  |  |  | NON_DEPENDENT_P_DET | [5 empty] | 0112/2///61987#ABC497 - Performance [7] | 0112/2///61987#ABA000 |  |  |  | Standard |  |  |  | SC65E – IEC 61987 | - | C00004 |  | 0112-2---61987#ABD130 | https://cdd.iec.ch/cdd/iec61987/iec61987.nsf/PropertiesAllVersions/0112-2---61987%23ABD130
0112/2///61987#ABH593 | 002 | 01 | 0112/2///61987#ABH593#002 | tested component |  |  |  |  | component or part of a device for which the given property is tested under given testing conditions | [5 empty] | ENUM_CODE_TYPE(0112/2///61987#ABL623) |  |  |  |  | DEPENDENT_P_DET |  |  | 0112/2///61987#ABL623 | 0112/2///61987#ABM168 - sight glass0112/2///61987#ABN112 - measuring tube0112/2///61987#ABI407 - others |  | 0112/2///61987#ABH554 - Device or component pressure test | 0112/2///61987#ABA000 |  |  |  | Standard |  | IEC 61987 |  | SC65E – IEC 61987 | 0112/2///61987#ABI406 - empty_property | C00091 |  | 0112-2---61987#ABH593 | https://cdd.iec.ch/cdd/iec61987/iec61987.nsf/PropertiesAllVersions/0112-2---61987%23ABH593
0112/2///61987#ABP175 | 001 | 01 | 0112/2///61987#ABP175#001 | temperature signal resolution |  |  |  |  | smallest detectable increment between two temperature signal values |  |  | K |  |  | REAL_MEASURE_TYPE |  |  |  |  | NON_DEPENDENT_P_DET | [5 empty] | 0112/2///61987#ABP070 - RTD input [I/O module]0112/2///61987#ABP075 - Thermocouple input [I/O module] | 0112/2///61987#ABA000 | 0112/2///62720#UAA185 - kelvin |  | 0112/2///61987#ABT514 - Temperature | Standard |  | IEC 61987 | IEC | IEC/SC 65E | - | C00128 | 001-01 (2023-01-23 14:53:52 by BATCH 00000807) standard | 0112-2---61987#ABP175 | https://cdd.iec.ch/cdd/iec61987/iec61987.nsf/PropertiesAllVersions/0112-2---61987%23ABP175
0112/2///61987#ABA522 | 004 | 01 | 0112/2///61987#ABA522#004 | number of trimmers |  |  |  |  | @number of trimmers |  | cardinality property |  |  |  | INT_TYPE |  |  |  |  | CONDITION_DET | [5 empty] | 0112/2///61987#ABC329 - Manual controls | 0112/2///61987#ABA000 |  |  |  | Standard |  |  |  | SC65E – IEC 61987 | - | C00004 |  | 0112-2---61987#ABA522 | https://cdd.iec.ch/cdd/iec61987/iec61987.nsf/PropertiesAllVersions/0112-2---61987%23ABA522
0112/2///61987#ABG961 | 001 | 01 | 0112/2///61987#ABG961#001 | reference to Mechanical and electrical construction [vibrating fork/rod density transmitter] |  |  |  |  | reference to block ABG401 | [5 empty] | CLASS_REFERENCE_TYPE(0112/2///61987#ABG401) 0112/2///61987#ABG401 - Mechanical and electrical construction [vibrating fork/rod density transmitter] |  |  |  |  | NON_DEPENDENT_P_DET | [5 empty] | 0112/2///61987#ABF862 - Device LOP for vibrating fork/rod density transmitter | 0112/2///61987#ABA000 |  |  |  | Standard |  | IEC 61987 | IEC | SC65E | - | C00017 | 001-01 (2018-03-28 07:27:12 by BATCH 00000762) standard | 0112-2---61987#ABG961 | https://cdd.iec.ch/cdd/iec61987/iec61987.nsf/PropertiesAllVersions/0112-2---61987%23ABG961
0112/2///61987#ABH084 | 001 | 01 | 0112/2///61987#ABH084#001 | maximum density of wet leg or seal liquid |  |  |  |  | highest wet leg or seal liquid minimum density for which a device is or must be designed to operate within its specified limits |  |  | kg/m³ |  |  | REAL_MEASURE_TYPE |  |  |  |  | NON_DEPENDENT_P_DET | [5 empty] | 0112/2///61987#ABG475 - Normal process design conditions [4]0112/2///61987#ABH344 - Normal process design conditions [7] | 0112/2///61987#ABA000 | 0112/2///62720#UAA619 - kilogram per metre cubed |  | 0112/2///61987#ABT573 - Density | Standard |  | IEC 61987 | IEC | SC65E | - | C00018 | 001-01 (2018-03-28 07:27:13 by BATCH 00000762) standard | 0112-2---61987#ABH084 | https://cdd.iec.ch/cdd/iec61987/iec61987.nsf/PropertiesAllVersions/0112-2---61987%23ABH084
0112/2///61987#ABN619 | 001 | 02 | 0112/2///61987#ABN619#001 | resistance |  |  |  |  | for a resistive two-terminal element or two-terminal circuit with terminals A and B, quotient of the voltage Uab between the terminals and the electric current I in the element or circuit where the electric current is taken positive if its direction is from A to B and negative if its direction is from B to A |  |  | Ω |  |  | REAL_MEASURE_TYPE |  |  | IEV 131-12-04 MOD |  | NON_DEPENDENT_P_DET | [5 empty] | 0112/2///61987#ABN691 - Specific electrical measurement variables | 0112/2///61987#ABA000 | 0112/2///62720#UAA017 - ohm |  | 0112/2///61987#ABT564 - Electrical resistance | Standard |  | IEC 61987 | IEC | IEC SC65E | - | C00112 |  | 0112-2---61987#ABN619 | https://cdd.iec.ch/cdd/iec61987/iec61987.nsf/PropertiesAllVersions/0112-2---61987%23ABN619
0112/2///61987#ABB049 | 002 | 01 | 0112/2///61987#ABB049#002 | type of electrical contact |  |  |  |  | classification of an electrical contact according to its structural design | [5 empty] | ENUM_CODE_TYPE(0112/2///61987#ABL438) |  |  |  |  | DEPENDENT_P_DET |  |  | 0112/2///61987#ABL438 | 0112/2///61987#ABM432 - heavy duty AC0112/2///61987#ABM433 - heavy duty DC0112/2///61987#ABM434 - high ambient temperature0112/2///61987#ABM435 - high temperature0112/2///61987#ABM436 - low power service0112/2///61987#ABM437 - non-bleed0112/2///61987#ABM438 - normal service AC0112/2///61987#ABM439 - normal service DC0112/2///61987#ABM440 - vibration resistant contact0112/2///61987#ABI407 - others |  | 0112/2///61987#ABC223 - Electromechanical contact parameters | 0112/2///61987#ABA000 |  |  |  | Standard |  |  |  | SC65E – IEC 61987 | 0112/2///61987#ABI406 - empty_property | C00091 |  | 0112-2---61987#ABB049 | https://cdd.iec.ch/cdd/iec61987/iec61987.nsf/PropertiesAllVersions/0112-2---61987%23ABB049
0112/2///61987#ABP103 | 001 | 01 | 0112/2///61987#ABP103#001 | average influence of ambient temperature on current |  |  |  |  | change in output of a current measuring device caused by a change in ambient temperature with respect to reference conditions, expressed as the average error across the specified ambient temperature range |  |  | mA/K |  |  | REAL_MEASURE_TYPE |  |  |  |  | NON_DEPENDENT_P_DET | [5 empty] | 0112/2///61987#ABP037 - Influence of external quantities expressed for current [I/O module] | 0112/2///61987#ABA000 | 0112/2///62720#UAD896 - ampere per kelvin |  | 0112/2///61987#ABP001 - Electrical current per temperature | Standard |  | IEC 61987 | IEC | IEC/SC 65E | - | C00128 | 001-01 (2023-01-23 14:53:52 by BATCH 00000807) standard | 0112-2---61987#ABP103 | https://cdd.iec.ch/cdd/iec61987/iec61987.nsf/PropertiesAllVersions/0112-2---61987%23ABP103
0112/2///61987#ABA451 | 002 | 01 | 0112/2///61987#ABA451#002 | switching element for passive behaviour |  |  |  |  | means provided for switching a passive pulse/frequency output | [5 empty] | ENUM_CODE_TYPE(0112/2///61987#ABJ776) |  |  |  |  | DEPENDENT_P_DET |  |  | 0112/2///61987#ABJ776 | 0112/2///61987#ABL144 - contact0112/2///61987#ABL145 - open collector0112/2///61987#ABL146 - thyristor0112/2///61987#ABI407 - others |  | 0112/2///61987#ABC555 - Pulse/frequency input/output parameters0112/2///61987#ABP031 - Frequency input parameters [I/O module] | 0112/2///61987#ABA000 |  |  |  | Standard |  |  |  | SC65E – IEC 61987 | 0112/2///61987#ABI406 - empty_property | C00091 |  | 0112-2---61987#ABA451 | https://cdd.iec.ch/cdd/iec61987/iec61987.nsf/PropertiesAllVersions/0112-2---61987%23ABA451
0112/2///61987#ABH758 | 001 | 02 | 0112/2///61987#ABH758#001 | reference to Calibration point of other variable |  |  |  |  | reference to block ABH646 | [5 empty] | CLASS_REFERENCE_TYPE(0112/2///61987#ABH646) 0112/2///61987#ABH646 - Calibration point of other variable |  |  |  |  | DEPENDENT_P_DET | [5 empty] | 0112/2///61987#ABH628 - Calibration of other variable | 0112/2///61987#ABA000 |  |  |  | Standard |  | IEC 61987 | IEC | IEC SC65E | 0112/2///61987#ABH594 - number of calibration points | C00112 |  | 0112-2---61987#ABH758 | https://cdd.iec.ch/cdd/iec61987/iec61987.nsf/PropertiesAllVersions/0112-2---61987%23ABH758
0112/2///61987#ABE852 | 001 | 01 | 0112/2///61987#ABE852#001 | number of accuracies for a subrange of mass |  |  |  |  | @number of accuracies for a subrange of mass |  | Cardinality property |  |  |  | INT_TYPE |  |  |  |  | CONDITION_DET | [5 empty] | 0112/2///61987#ABE846 - Absolute performance for mass | 0112/2///61987#ABA000 |  |  |  | Standard |  | IEC 61987 | IEC | SC65E | - | C00018 | 001-01 (2018-03-28 07:27:02 by BATCH 00000762) standard | 0112-2---61987#ABE852 | https://cdd.iec.ch/cdd/iec61987/iec61987.nsf/PropertiesAllVersions/0112-2---61987%23ABE852
0112/2///61987#ABF565 | 001 | 01 | 0112/2///61987#ABF565#001 | type of mass fraction measurement variable |  |  |  |  | classification of a mass fraction measurement according to the output quantity | [5 empty] | STRING_TYPE |  |  |  |  | NON_DEPENDENT_P_DET | [5 empty] | 0112/2///61987#ABF570 - Mass fraction measurement0112/2///61987#ABF598 - Assigned mass fraction range | 0112/2///61987#ABA000 |  |  |  | Standard |  | IEC 61987 | IEC | SC65E | - | C00018 | 001-01 (2018-03-28 07:27:07 by BATCH 00000762) standard | 0112-2---61987#ABF565 | https://cdd.iec.ch/cdd/iec61987/iec61987.nsf/PropertiesAllVersions/0112-2---61987%23ABF565
0112/2///61987#ABU164 | 004 | 01 | 0112/2///61987#ABU164#004 | reference to Process connection |  |  |  |  | reference to block ABU458 | [5 empty] | CLASS_REFERENCE_TYPE(0112/2///61987#ABU458) 0112/2///61987#ABU458 - Process connection |  |  |  |  | NON_DEPENDENT_P_DET | [5 empty] | 0112/2///61987#ABC226 - Process connection of trace heating system0112/2///61987#ABC227 - Process connection of pressure relief of secondary housing0112/2///61987#ABC266 - High/single pressure side line or nozzle0112/2///61987#ABC325 - Low pressure side line or nozzle0112/2///61987#ABF017 - Structural design of a window0112/2///61987#ABF024 - Structural design of a stilling well0112/2///61987#ABF025 - Structural design of a float level transmitter and switch0112/2///61987#ABF117 - Structural design of a guided-wave radar level transmitter0112/2///61987#ABF136 - Structural design of a capacitance level transmitter/switch0112/2///61987#ABF154 - Structural design of a conductance level transmitter/switch0112/2///61987#ABF182 - Structural design of an ultrasonic level transmitter0112/2///61987#ABF183 - Structural design of a vibrating level switch0112/2///61987#ABF191 - Structural design of a rotary paddle switch0112/2///61987#ABF268 - Cooling system0112/2///61987#ABF283 - Structural design of an optical level switch0112/2///61987#ABF285 - Structural design of a thermal level switch0112/2///61987#ABF342 - Structural design of a displacer lever transmitter/switch0112/2///61987#ABF343 - Structural design of a nuclear level transmitter/switch0112/2///61987#ABF431 - Structural design of a plumb bob level transmitter0112/2///61987#ABF432 - Structural design of a servo level transmitter0112/2///61987#ABF433 - Structural design of an ultrasonic level switch0112/2///61987#ABF518 - Structural design of a laser level transmitter0112/2///61987#ABH128 - Process equipment connection0112/2///61987#ABH141 - Stilling well0112/2///61987#ABH204 - Window0112/2///61987#ABC322 - Line or nozzle0112/2///61987#ABF018 - Structural design of a free-space radar level transmitter0112/2///61987#ABC641 - Structural design of an absolute or a gauge pressure transmitter | 0112/2///61987#ABA000 |  |  |  | Standard |  | IEC 61987 | IEC | SC65E | - | C00018 |  | 0112-2---61987#ABU164 | https://cdd.iec.ch/cdd/iec61987/iec61987.nsf/PropertiesAllVersions/0112-2---61987%23ABU164
0112/2///61987#ABA510 | 001 | 04 | 0112/2///61987#ABA510#001 | cable length of a detachable/separate display |  |  |  |  | length of the cable connecting a separate or detachable display to the device |  |  | m |  |  | REAL_MEASURE_TYPE |  |  |  |  | NON_DEPENDENT_P_DET | [5 empty] | 0112/2///61987#ABC204 - Keypad display | 0112/2///61987#ABA000 | 0112/2///62720#UAA726 - metre |  | 0112/2///61987#ABT548 - Length short | Standard |  |  |  | SC65E – IEC 61987 | - | C00004 |  | 0112-2---61987#ABA510 | https://cdd.iec.ch/cdd/iec61987/iec61987.nsf/PropertiesAllVersions/0112-2---61987%23ABA510
0112/2///61987#ABB976 | 002 | 01 | 0112/2///61987#ABB976#002 | style of numeric display element |  |  |  |  | classification of a numerical display element according to the number of figures indicated | [5 empty] | ENUM_CODE_TYPE(0112/2///61987#ABL260) |  |  |  |  | DEPENDENT_P_DET |  |  | 0112/2///61987#ABL260 | 0112/2///61987#ABL763 - 3 1/2-digit0112/2///61987#ABL764 - 4-digit0112/2///61987#ABL765 - 4 1/2-digit0112/2///61987#ABL766 - 5-digit0112/2///61987#ABL767 - 6-digit0112/2///61987#ABL768 - 8-digit0112/2///61987#ABL769 - 12-digit0112/2///61987#ABI407 - others |  | 0112/2///61987#ABC206 - Display element | 0112/2///61987#ABA000 |  |  |  | Standard |  |  |  | SC65E – IEC 61987 | 0112/2///61987#ABI406 - empty_property | C00091 |  | 0112-2---61987#ABB976 | https://cdd.iec.ch/cdd/iec61987/iec61987.nsf/PropertiesAllVersions/0112-2---61987%23ABB976
0112/2///61987#ABD696 | 003 | 01 | 0112/2///61987#ABD696#003 | rated flow coefficient Kvs |  |  |  |  | volumetric flow rate of water in cubic metres per hour (capacity) through a valve at a rated travel at the static pressure loss across the valve of 100 kPa (1 bar), within a temperature range of 278 K to 313 K (5°C to 40°C) |  |  | m³/h |  |  | REAL_MEASURE_TYPE |  |  | IEC 60534-1 Mod |  | NON_DEPENDENT_P_DET | [5 empty] | 0112/2///61987#ABD964 - Parameters of valve body assembly [4]0112/2///61987#ABD965 - Parameters of valve body assembly [1]0112/2///61987#ABD966 - Parameters of valve body assembly [2]0112/2///61987#ABD967 - Parameters of valve body assembly [3]0112/2///61987#ABE560 - Parameters of filter regulator0112/2///61987#ABE562 - Parameters of restriction orifice/diffuser0112/2///61987#ABE559 - Parameters of solenoid valve | 0112/2///61987#ABA000 | 0112/2///62720#UAA763 - metre cubed per hour |  | 0112/2///61987#ABT504 - Volume flow rate | Standard |  |  |  |  | - | C00004 |  | 0112-2---61987#ABD696 | https://cdd.iec.ch/cdd/iec61987/iec61987.nsf/PropertiesAllVersions/0112-2---61987%23ABD696
0112/2///61987#ABB662 | 001 | 04 | 0112/2///61987#ABB662#001 | percentage deadband |  |  |  |  | finite range of values within which variation of the input variable does not produce any noticeable change in the output variable |  |  | % |  |  | REAL_MEASURE_TYPE |  |  | IEC 61298 |  | NON_DEPENDENT_P_DET | [5 empty] | 0112/2///61987#ABC067 - Accuracy expressed as a percentage [1]0112/2///61987#ABC068 - Accuracy expressed as a percentage [2]0112/2///61987#ABE365 - Accuracy expressed as a percentage [3]0112/2///61987#ABE702 - Accuracy expressed as a percentage [4]0112/2///61987#ABG353 - Accuracy expressed as a percentage [5]0112/2///61987#ABJ595 - Accuracy expressed as a percentage [6]0112/2///61987#ABP013 - Accuracy expressed as a percentage [I/O module] | 0112/2///61987#ABA000 | 0112/2///62720#UAA000 - percent |  | 0112/2///61987#ABT533 - Percentage | Standard |  |  |  | SC65E – IEC 61987 | - | C00004 |  | 0112-2---61987#ABB662 | https://cdd.iec.ch/cdd/iec61987/iec61987.nsf/PropertiesAllVersions/0112-2---61987%23ABB662
0112/2///61987#ABU896 | 001 | 01 | 0112/2///61987#ABU896#001 | auxiliary input type [13] |  |  |  |  | type of signal that can be connected to the auxiliary input |  | Polymorphic control property |  |  |  | ENUM_STRING_TYPE(0112/2///61987#ABU824(Analog current input [4],Analog voltage input [4],Binary input,Binary input IEC 60947-5-6 (NAMUR),0112/2///61987#Frequency input [4],0112/2///61987#Manufacturer-specific input [4])) |  |  |  |  | CONDITION_DET |  |  | 0112/2///61987#ABU824 | 0112/2///61987#ABU759 - IEC61987-11 Name of Analog current input [4]0112/2///61987#ABU760 - IEC61987-11 Name of Analog voltage input [4]0112/2///61987#ABU762 - IEC61987-11 Name of Binary input0112/2///61987#ABU763 - IEC61987-11 Name of Binary input IEC 60947-5-6 (NAMUR)0112/2///61987#ABU764 - IEC61987-11 Name of Frequency input [4]0112/2///61987#ABU766 - IEC61987-11 Name of Manufacturer-specific input [4] |  | 0112/2///61987#ABG062 - Type of auxiliary input [13] | 0112/2///61987#ABA000 |  |  |  | Standard |  | IEC 61987 | IEC | SC65E | - | C00018 | 001-01 (2018-03-28 07:27:22 by BATCH 00000762) standard | 0112-2---61987#ABU896 | https://cdd.iec.ch/cdd/iec61987/iec61987.nsf/PropertiesAllVersions/0112-2---61987%23ABU896
0112/2///61987#ABH243 | 002 | 01 | 0112/2///61987#ABH243#002 | type of target surface |  |  |  |  | classification of the target surface of a radiation detector according to its roughness | [5 empty] | ENUM_CODE_TYPE(0112/2///61987#ABL606) |  |  |  |  | DEPENDENT_P_DET |  |  | 0112/2///61987#ABL606 | 0112/2///61987#ABN045 - rough0112/2///61987#ABN046 - smooth0112/2///61987#ABN047 - glossy0112/2///61987#ABL137 - polished0112/2///61987#ABN049 - anisotropic0112/2///61987#ABI407 - others |  | 0112/2///61987#ABH258 - Radiation thermometer parameters | 0112/2///61987#ABA000 |  |  |  | Standard |  | IEC 61987 | IEC | SC65E | 0112/2///61987#ABI406 - empty_property | C00091 |  | 0112-2---61987#ABH243 | https://cdd.iec.ch/cdd/iec61987/iec61987.nsf/PropertiesAllVersions/0112-2---61987%23ABH243
0112/2///61987#ABA570 | 001 | 04 | 0112/2///61987#ABA570#001 | long-term drift of span |  |  |  |  | drift in output monitored for 30 days with a constant input signal of 90 % of span |  |  | % |  |  | REAL_MEASURE_TYPE |  |  | IEC 61298-2 |  | NON_DEPENDENT_P_DET | [5 empty] | 0112/2///61987#ABE398 - Dynamic behaviour [2]0112/2///61987#ABF307 - Dynamic behaviour [2]0112/2///61987#ABG315 - Dynamic behaviour [3]0112/2///61987#ABG316 - Dynamic behaviour [4]0112/2///61987#ABG317 - Dynamic behaviour [5]0112/2///61987#ABC210 - Dynamic behaviour | 0112/2///61987#ABA000 | 0112/2///62720#UAA000 - percent |  | 0112/2///61987#ABT533 - Percentage | Standard |  |  |  | SC65E – IEC 61987 | - | C00004 |  | 0112-2---61987#ABA570 | https://cdd.iec.ch/cdd/iec61987/iec61987.nsf/PropertiesAllVersions/0112-2---61987%23ABA570
0112/2///61987#ABU254 | 001 | 03 | 0112/2///61987#ABU254#001 | reference to Pneumatic/hydraulic input |  |  |  |  | reference to block ABC514 |  | Id specified in IEC61987-12/-13: ABD144 |  |  |  | CLASS_REFERENCE_TYPE(0112/2///61987#ABC514) 0112/2///61987#ABC514 - Pneumatic/hydraulic input |  |  |  |  | DEPENDENT_P_DET | [5 empty] | 0112/2///61987#ABC656 - Type of auxiliary input [6] | 0112/2///61987#ABA000 |  |  |  | Standard |  |  |  | SC65E – IEC 61987 | 0112/2///61987#ABU245 - auxiliary input type [6] | C00004 |  | 0112-2---61987#ABU254 | https://cdd.iec.ch/cdd/iec61987/iec61987.nsf/PropertiesAllVersions/0112-2---61987%23ABU254
0112/2///61987#ABU300 | 001 | 03 | 0112/2///61987#ABU300#001 | reference to Analog voltage output [2] |  |  |  |  | reference to block ABC096 |  | Id specified in IEC61987-12/-13: ABC726 |  |  |  | CLASS_REFERENCE_TYPE(0112/2///61987#ABC096) 0112/2///61987#ABC096 - Analog voltage output [2] |  |  |  |  | DEPENDENT_P_DET | [5 empty] | 0112/2///61987#ABC667 - Type of output [4] | 0112/2///61987#ABA000 |  |  |  | Standard |  |  |  | SC65E – IEC 61987 | 0112/2///61987#ABU292 - output type [4] | C00004 |  | 0112-2---61987#ABU300 | https://cdd.iec.ch/cdd/iec61987/iec61987.nsf/PropertiesAllVersions/0112-2---61987%23ABU300
0112/2///61987#ABI397 | 001 | 01 | 0112/2///61987#ABI397#001 | reference to HART common practice parameters |  |  |  |  | reference to block ABH917 | [5 empty] | CLASS_REFERENCE_TYPE(0112/2///61987#ABH917) 0112/2///61987#ABH917 - HART common practice parameters |  |  |  |  | NON_DEPENDENT_P_DET | [5 empty] | 0112/2///61987#ABH911 - HART configuration parameter | 0112/2///61987#ABA000 |  |  |  | Standard |  |  |  | SC65E – IEC 61987 | - | C00004 | 001-01 (2018-03-28 07:27:17 by BATCH 00000762) standard | 0112-2---61987#ABI397 | https://cdd.iec.ch/cdd/iec61987/iec61987.nsf/PropertiesAllVersions/0112-2---61987%23ABI397
0112/2///61987#ABH751 | 001 | 02 | 0112/2///61987#ABH751#001 | reference to Calibration point of level |  |  |  |  | reference to block ABH639 | [5 empty] | CLASS_REFERENCE_TYPE(0112/2///61987#ABH639) 0112/2///61987#ABH639 - Calibration point of level |  |  |  |  | DEPENDENT_P_DET | [5 empty] | 0112/2///61987#ABH621 - Calibration of level | 0112/2///61987#ABA000 |  |  |  | Standard |  | IEC 61987 | IEC | IEC SC65E | 0112/2///61987#ABH594 - number of calibration points | C00112 |  | 0112-2---61987#ABH751 | https://cdd.iec.ch/cdd/iec61987/iec61987.nsf/PropertiesAllVersions/0112-2---61987%23ABH751
0112/2///61987#ABD085 | 001 | 02 | 0112/2///61987#ABD085#001 | reference to Normal process design conditions [2] |  |  |  |  | reference to block ABC455 | [5 empty] | CLASS_REFERENCE_TYPE(0112/2///61987#ABC455) 0112/2///61987#ABC455 - Normal process design conditions [2] |  |  |  |  | NON_DEPENDENT_P_DET | [5 empty] | 0112/2///61987#ABC540 - Process design conditions [flow] | 0112/2///61987#ABA000 |  |  |  | Standard |  |  |  | SC65E – IEC 61987 | - | C00004 |  | 0112-2---61987#ABD085 | https://cdd.iec.ch/cdd/iec61987/iec61987.nsf/PropertiesAllVersions/0112-2---61987%23ABD085
0112/2///61987#ABB188 | 002 | 01 | 0112/2///61987#ABB188#002 | reference gauge pressure of process medium |  |  |  |  | gauge pressure of the process material at which the performance of a device was tested |  |  | bar |  |  | LEVEL(MIN,NOM,MAX) OF REAL_MEASURE_TYPE |  |  |  |  | NON_DEPENDENT_P_DET | [5 empty] | 0112/2///61987#ABC574 - Reference process conditions0112/2///61987#ABD499 - Reference process conditions [1]0112/2///61987#ABG246 - Reference process conditions [2]0112/2///61987#ABH052 - Reference process conditions [4] | 0112/2///61987#ABA000 | 0112/2///62720#UAA323 - bar |  | 0112/2///61987#ABT524 - Pressure | Standard |  |  |  | SC65E – IEC 61987 | - | C00004 |  | 0112-2---61987#ABB188 | https://cdd.iec.ch/cdd/iec61987/iec61987.nsf/PropertiesAllVersions/0112-2---61987%23ABB188
0112/2///61987#ABF272 | 001 | 01 | 0112/2///61987#ABF272#001 | response time for falling level |  |  |  |  | response time of a level measuring device in the case of falling fluid level |  |  | s |  |  | REAL_MEASURE_TYPE |  |  |  |  | NON_DEPENDENT_P_DET | [5 empty] | 0112/2///61987#ABE995 - Dynamic behaviour of point level | 0112/2///61987#ABA000 | 0112/2///62720#UAA972 - second |  | 0112/2///61987#ABT510 - Time/time duration short | Standard |  | IEC 61987 | IEC | SC65E | - | C00018 | 001-01 (2018-03-28 07:27:05 by BATCH 00000762) standard | 0112-2---61987#ABF272 | https://cdd.iec.ch/cdd/iec61987/iec61987.nsf/PropertiesAllVersions/0112-2---61987%23ABF272
0112/2///61987#ABA094 | 001 | 02 | 0112/2///61987#ABA094#001 | reference standard for electromagnetic compatibility classification |  |  |  |  | standard to which an electromagnetic compatibility refers | [5 empty] | STRING_TYPE |  |  |  |  | NON_DEPENDENT_P_DET | [5 empty] | 0112/2///61987#ABC222 - Electromagnetic compatibility | 0112/2///61987#ABA000 |  |  |  | Standard |  |  |  | SC65E – IEC 61987 | - | C00004 |  | 0112-2---61987#ABA094 | https://cdd.iec.ch/cdd/iec61987/iec61987.nsf/PropertiesAllVersions/0112-2---61987%23ABA094
0112/2///61987#ABO100 | 001 | 01 | 0112/2///61987#ABO100#001 | marking symbol |  |  |  |  | link to a graphical symbol defined by and indicating conformance to a particular directive, standard or specification | [5 empty] | STRING_TYPE |  |  |  |  | NON_DEPENDENT_P_DET | [5 empty] | 0112/2///61987#ABH515 - Certificate or approval | 0112/2///61987#ABA000 |  |  |  | Standard |  | IEC 61987 | IEC | IEC SC65E | - | C00112 | 001-01 (2022-06-28 13:02:00 by BATCH 00000794) standard | 0112-2---61987#ABO100 | https://cdd.iec.ch/cdd/iec61987/iec61987.nsf/PropertiesAllVersions/0112-2---61987%23ABO100
0112/2///61987#ABG484 | 001 | 01 | 0112/2///61987#ABG484#001 | reference to Input [17] |  |  |  |  | reference to block ABF924 | [5 empty] | CLASS_REFERENCE_TYPE(0112/2///61987#ABF924) 0112/2///61987#ABF924 - Input [17] |  |  |  |  | NON_DEPENDENT_P_DET | [5 empty] | 0112/2///61987#ABE746 - Device LOP for nuclear level transmitter/switch | 0112/2///61987#ABA000 |  |  |  | Standard |  | IEC 61987 | IEC | SC65E | - | C00018 | 001-01 (2018-03-28 07:27:10 by BATCH 00000762) standard | 0112-2---61987#ABG484 | https://cdd.iec.ch/cdd/iec61987/iec61987.nsf/PropertiesAllVersions/0112-2---61987%23ABG484
0112/2///61987#ABB769 | 001 | 04 | 0112/2///61987#ABB769#001 | non-repeatability of normalized volume flow |  |  |  |  | for a device, absolute degree of deviation between the results of successive measurements of normalized volume flow, carried out under the same conditions of measurement |  |  | % |  |  | REAL_MEASURE_TYPE |  |  | IEV 311-06-06 (Repeatability), MOD |  | NON_DEPENDENT_P_DET | [5 empty] | 0112/2///61987#ABC062 - Absolute performance for normalized volume flow | 0112/2///61987#ABA000 | 0112/2///62720#UAA000 - percent |  | 0112/2///61987#ABT533 - Percentage | Standard |  |  |  | SC65E – IEC 61987 | - | C00004 |  | 0112-2---61987#ABB769 | https://cdd.iec.ch/cdd/iec61987/iec61987.nsf/PropertiesAllVersions/0112-2---61987%23ABB769
0112/2///61987#ABD141 | 004 | 01 | 0112/2///61987#ABD141#004 | reference to Physical layer |  |  |  |  | reference to block ABC511 | [5 empty] | CLASS_REFERENCE_TYPE(0112/2///61987#ABC511) 0112/2///61987#ABC511 - Physical layer |  |  |  |  | NON_DEPENDENT_P_DET | [5 empty] | 0112/2///61987#ABC201 - Digital communication interface | 0112/2///61987#ABA000 |  |  |  | Standard |  |  |  | SC65E – IEC 61987 | - | C00004 |  | 0112-2---61987#ABD141 | https://cdd.iec.ch/cdd/iec61987/iec61987.nsf/PropertiesAllVersions/0112-2---61987%23ABD141
0112/2///61987#ABF534 | 001 | 01 | 0112/2///61987#ABF534#001 | designation of connected component |  |  |  |  | alphanumeric character sequence identifying a component connected to the device | [5 empty] | STRING_TYPE |  |  |  |  | NON_DEPENDENT_P_DET | [5 empty] | 0112/2///61987#ABF375 - Transmitter/switch housing | 0112/2///61987#ABA000 |  |  |  | Standard |  | IEC 61987 | IEC | SC65E | - | C00018 | 001-01 (2018-03-28 07:27:07 by BATCH 00000762) standard | 0112-2---61987#ABF534 | https://cdd.iec.ch/cdd/iec61987/iec61987.nsf/PropertiesAllVersions/0112-2---61987%23ABF534
0112/2///61987#ABA918 | 007 | 01 | 0112/2///61987#ABA918#007 | minimum process temperature |  |  |  |  | lowest process temperature for which a device is or should be designed to operate within its specified limits |  |  | °C |  |  | REAL_MEASURE_TYPE |  |  |  |  | NON_DEPENDENT_P_DET | [5 empty] | 0112/2///61987#ABC238 - Explosion protection permissible temperature0112/2///61987#ABC451 - Normal process conditions [1]0112/2///61987#ABC452 - Normal process conditions [2]0112/2///61987#ABC453 - Normal process conditions [3]0112/2///61987#ABC454 - Normal process design conditions [1]0112/2///61987#ABC455 - Normal process design conditions [2]0112/2///61987#ABD947 - Normal process conditions [4]0112/2///61987#ABD948 - Normal process design conditions [3]0112/2///61987#ABG345 - Normal process conditions [7]0112/2///61987#ABG348 - Normal process conditions [10]0112/2///61987#ABG475 - Normal process design conditions [4]0112/2///61987#ABG476 - Normal process design conditions [5]0112/2///61987#ABH342 - Normal process design conditions [6]0112/2///61987#ABH344 - Normal process design conditions [7]0112/2///61987#ABH462 - Normal process conditions [11]0112/2///61987#ABG346 - Normal process conditions [8]0112/2///61987#ABG343 - Normal process conditions [5]0112/2///61987#ABG344 - Normal process conditions [6]0112/2///61987#ABG347 - Normal process conditions [9] | 0112/2///61987#ABA000 | 0112/2///62720#UAA033 - degree Celsius |  | 0112/2///61987#ABT514 - Temperature | Standard |  |  |  | SC65E – IEC 61987 | - | C00004 |  | 0112-2---61987#ABA918 | https://cdd.iec.ch/cdd/iec61987/iec61987.nsf/PropertiesAllVersions/0112-2---61987%23ABA918
0112/2///61987#ABB333 | 001 | 04 | 0112/2///61987#ABB333#001 | minimum diameter ratio (d/D) |  |  |  |  | minimum ratio of the diameter of the throttle of a differential pressure flowmeter to the inner diameter of the pipe in which it is built |  |  | 1 |  |  | REAL_MEASURE_TYPE |  |  |  |  | NON_DEPENDENT_P_DET | [5 empty] | 0112/2///61987#ABC455 - Normal process design conditions [2] | 0112/2///61987#ABA000 | 0112/2///62720#UAA915 - quantity of dimension one |  |  | Standard |  |  |  | SC65E – IEC 61987 | - | C00019 |  | 0112-2---61987#ABB333 | https://cdd.iec.ch/cdd/iec61987/iec61987.nsf/PropertiesAllVersions/0112-2---61987%23ABB333
0112/2///61987#ABB508 | 002 | 01 | 0112/2///61987#ABB508#002 | type of regulation |  |  |  |  | classification of a special regulation according to the issuing body and/or its area of application | [5 empty] | ENUM_CODE_TYPE(0112/2///61987#ABL674) |  |  |  |  | DEPENDENT_P_DET |  |  | 0112/2///61987#ABL674 | 0112/2///61987#ABN303 - UN transportation0112/2///61987#ABI407 - others |  | 0112/2///61987#ABC601 - Special regulation | 0112/2///61987#ABA000 |  |  |  | Standard |  |  |  | SC65E – IEC 61987 | 0112/2///61987#ABI406 - empty_property | C00091 |  | 0112-2---61987#ABB508 | https://cdd.iec.ch/cdd/iec61987/iec61987.nsf/PropertiesAllVersions/0112-2---61987%23ABB508
0112/2///61987#ABF686 | 001 | 01 | 0112/2///61987#ABF686#001 | reference to Influence of external quantities expressed for volume |  |  |  |  | reference to block ABE963 | [5 empty] | CLASS_REFERENCE_TYPE(0112/2///61987#ABE963) 0112/2///61987#ABE963 - Influence of external quantities expressed for volume |  |  |  |  | NON_DEPENDENT_P_DET | [5 empty] | 0112/2///61987#ABE836 - Absolute performance for volume | 0112/2///61987#ABA000 |  |  |  | Standard |  | IEC 61987 | IEC | SC65E | - | C00018 | 001-01 (2018-03-28 07:27:08 by BATCH 00000762) standard | 0112-2---61987#ABF686 | https://cdd.iec.ch/cdd/iec61987/iec61987.nsf/PropertiesAllVersions/0112-2---61987%23ABF686
0112/2///61987#ABF830 | 001 | 01 | 0112/2///61987#ABF830#001 | reference to Material of receiver |  |  |  |  | reference to block ABF527 | [5 empty] | CLASS_REFERENCE_TYPE(0112/2///61987#ABF527) 0112/2///61987#ABF527 - Material of receiver |  |  |  |  | NON_DEPENDENT_P_DET | [5 empty] | 0112/2///61987#ABF517 - Structural design of a microwave level switch0112/2///61987#ABF637 - Structural design of a microwave density transmitter | 0112/2///61987#ABA000 |  |  |  | Standard |  | IEC 61987 | IEC | SC65E | - | C00018 | 001-01 (2018-03-28 07:27:09 by BATCH 00000762) standard | 0112-2---61987#ABF830 | https://cdd.iec.ch/cdd/iec61987/iec61987.nsf/PropertiesAllVersions/0112-2---61987%23ABF830
0112/2///61987#ABP294 | 001 | 01 | 0112/2///61987#ABP294#001 | reference to Installation design conditions [infrastructure device] |  |  |  |  | reference to block ABP290 | [5 empty] | CLASS_REFERENCE_TYPE(0112/2///61987#ABP290) 0112/2///61987#ABP290 - Installation design conditions [infrastructure device] |  |  |  |  | NON_DEPENDENT_P_DET | [5 empty] | 0112/2///61987#ABP291 - Operating conditions for device design [infrastructure device] | 0112/2///61987#ABA000 |  |  |  | Standard |  | IEC 61987 | IEC | IEC/SC 65E | - | C00128 | 001-01 (2023-01-23 14:53:54 by BATCH 00000807) standard | 0112-2---61987#ABP294 | https://cdd.iec.ch/cdd/iec61987/iec61987.nsf/PropertiesAllVersions/0112-2---61987%23ABP294
0112/2///61987#ABH510 | 001 | 02 | 0112/2///61987#ABH510#001 | delivery form of document |  |  |  |  | physical or digital format in which a document is or is to be supplied to the user | form in which device documentation is to be supplied to the user |  |  |  |  | ENUM_CODE_TYPE(0112/2///61987#ABO104) |  |  |  |  | DEPENDENT_P_DET |  |  | 0112/2///61987#ABO104 | 0112/2///61987#ABO106 - hyperlink0112/2///61987#ABO107 - file0112/2///61987#ABO108 - paper0112/2///61987#ABO109 - DVD0112/2///61987#ABO110 - Blu-ray0112/2///61987#ABI407 - others |  | 0112/2///61987#ABI477 - Document0112/2///61987#ABH501 - Manual0112/2///61987#ABH502 - Drawing0112/2///61987#ABH503 - Additional document0112/2///61987#ABH515 - Certificate or approval | 0112/2///61987#ABA000 |  |  |  | Standard |  | IEC 61987 | IEC | IEC SC65E | 0112/2///61987#ABI406 - empty_property | C00112 |  | 0112-2---61987#ABH510 | https://cdd.iec.ch/cdd/iec61987/iec61987.nsf/PropertiesAllVersions/0112-2---61987%23ABH510
0112/2///61987#ABB424 | 001 | 03 | 0112/2///61987#ABB424#001 | number of device pipe taps |  |  |  |  | @number of device pipe taps |  | cardinality property |  |  |  | INT_TYPE |  |  |  |  | CONDITION_DET | [5 empty] | 0112/2///61987#ABC445 - Meter run | 0112/2///61987#ABA000 |  |  |  | Standard |  |  |  | SC65E – IEC 61987 | - | C00004 |  | 0112-2---61987#ABB424 | https://cdd.iec.ch/cdd/iec61987/iec61987.nsf/PropertiesAllVersions/0112-2---61987%23ABB424
0112/2///61987#ABU181 | 001 | 02 | 0112/2///61987#ABU181#001 | reference to Type of performance variable [2] |  |  |  |  | reference to block ABC672 |  | Id specified in IEC61987-12/-13: ABD315 |  |  |  | CLASS_REFERENCE_TYPE(0112/2///61987#ABC672) 0112/2///61987#ABC672 - Type of performance variable [2] |  |  |  |  | NON_DEPENDENT_P_DET | [5 empty] | 0112/2///61987#ABC504 - Performance variable [2] | 0112/2///61987#ABA000 |  |  |  | Standard |  |  |  | SC65E – IEC 61987 | - | C00004 |  | 0112-2---61987#ABU181 | https://cdd.iec.ch/cdd/iec61987/iec61987.nsf/PropertiesAllVersions/0112-2---61987%23ABU181
0112/2///61987#ABG810 | 001 | 02 | 0112/2///61987#ABG810#001 | reference to Performance variable [10] |  |  |  |  | reference to block ABG250 | [5 empty] | CLASS_REFERENCE_TYPE(0112/2///61987#ABG250) 0112/2///61987#ABG250 - Performance variable [10] |  |  |  |  | DEPENDENT_P_DET | [5 empty] | 0112/2///61987#ABG219 - Performance [16]0112/2///61987#ABV031 - Performance [21]0112/2///61987#ABV032 - Performance [21] | 0112/2///61987#ABA000 |  |  |  | Standard |  | IEC 61987 | IEC | IEC SC65E | 0112/2///61987#ABB636 - number of performance variables | C00112 |  | 0112-2---61987#ABG810 | https://cdd.iec.ch/cdd/iec61987/iec61987.nsf/PropertiesAllVersions/0112-2---61987%23ABG810
0112/2///61987#ABI540 | 001 | 01 | 0112/2///61987#ABI540#001 | inspection action |  |  |  |  | sequence of elementary inspection activities | [5 empty] | STRING_TYPE |  |  | from IEV 192-06-11 |  | NON_DEPENDENT_P_DET | [5 empty] | 0112/2///61987#ABI482 - Regular inspection0112/2///61987#ABI484 - Event triggered inspection | 0112/2///61987#ABA000 |  |  |  | Standard |  |  |  | SC65E – IEC 61987 | - | C00018 | 001-01 (2019-03-08 15:35:32 by BATCH 00000766) standard | 0112-2---61987#ABI540 | https://cdd.iec.ch/cdd/iec61987/iec61987.nsf/PropertiesAllVersions/0112-2---61987%23ABI540
0112/2///61987#ABD123 | 001 | 02 | 0112/2///61987#ABD123#001 | reference to Performance [3] |  |  |  |  | reference to block ABC493 | [5 empty] | CLASS_REFERENCE_TYPE(0112/2///61987#ABC493) 0112/2///61987#ABC493 - Performance [3] |  |  |  |  | NON_DEPENDENT_P_DET | [5 empty] | 0112/2///61987#ABA007 - Device LOP for swirl flow transmitter0112/2///61987#ABA008 - Device LOP for electromagnetic flow transmitter0112/2///61987#ABA009 - Device LOP for electromagnetic insertion flow transmitter0112/2///61987#ABA010 - Device LOP for orifice/differential pressure flow transmitter0112/2///61987#ABA016 - Device LOP for thermal mass flow transmitter0112/2///61987#ABA019 - Device LOP for ultrasonic flow transmitter0112/2///61987#ABA022 - Device LOP for vortex flow transmitter | 0112/2///61987#ABA000 |  |  |  | Standard |  |  |  | SC65E – IEC 61987 | - | C00004 |  | 0112-2---61987#ABD123 | https://cdd.iec.ch/cdd/iec61987/iec61987.nsf/PropertiesAllVersions/0112-2---61987%23ABD123
0112/2///61987#ABH252 | 002 | 01 | 0112/2///61987#ABH252#002 | material of window for radiation |  |  |  |  | material from which the window to transmit radiation is made | [5 empty] | ENUM_CODE_TYPE(0112/2///61987#ABL609) |  |  |  |  | DEPENDENT_P_DET |  |  | 0112/2///61987#ABL609 | 0112/2///61987#ABN056 - sapphire0112/2///61987#ABN057 - quartz0112/2///61987#ABN058 - germanium0112/2///61987#ABN059 - calcium fluoride0112/2///61987#ABN060 - barium fluoride0112/2///61987#ABN061 - silicon0112/2///61987#ABI407 - others |  | 0112/2///61987#ABH247 - Window for radiation | 0112/2///61987#ABA000 |  |  |  | Standard |  | IEC 61987 | IEC | SC65E | 0112/2///61987#ABI406 - empty_property | C00091 |  | 0112-2---61987#ABH252 | https://cdd.iec.ch/cdd/iec61987/iec61987.nsf/PropertiesAllVersions/0112-2---61987%23ABH252
0112/2///61987#ABB312 | 001 | 04 | 0112/2///61987#ABB312#001 | relative density |  |  |  |  | density of a gas or vapor relative to the density of air at reference pressure and at reference temperature |  |  | 1 |  |  | REAL_MEASURE_TYPE |  |  |  |  | NON_DEPENDENT_P_DET | [5 empty] | 0112/2///61987#ABC679 - Gas/vapor phase [pressure]0112/2///61987#ABC680 - Gas/vapor phase [flow]0112/2///61987#ABD881 - Gas phase [valves]0112/2///61987#ABE045 - Vapor phase [valves]0112/2///61987#ABG463 - Gas/vapor phase [level]0112/2///61987#ABG464 - Gas/vapor phase [density] | 0112/2///61987#ABA000 | 0112/2///62720#UAA915 - quantity of dimension one |  |  | Standard |  |  |  | SC65E – IEC 61987 | - | C00019 |  | 0112-2---61987#ABB312 | https://cdd.iec.ch/cdd/iec61987/iec61987.nsf/PropertiesAllVersions/0112-2---61987%23ABB312
0112/2///61987#ABD688 | 003 | 01 | 0112/2///61987#ABD688#003 | position of pressure tapping |  |  |  |  | position of the tappings of a pressure reducing regulator or a back pressure regulator relative to the valve | [5 empty] | ENUM_CODE_TYPE(0112/2///61987#ABL303) |  |  |  |  | DEPENDENT_P_DET |  |  | 0112/2///61987#ABL303 | 0112/2///61987#ABL954 - before the valve0112/2///61987#ABL955 - after the valve0112/2///61987#ABI407 - others |  | 0112/2///61987#ABE035 - Structural design of a pressure reducing regulator or back pressure/excess pressure regulator0112/2///61987#ABE611 - Structural design of a filter regulator | 0112/2///61987#ABA000 |  |  |  | Standard |  |  |  |  | 0112/2///61987#ABI406 - empty_property | C00091 |  | 0112-2---61987#ABD688 | https://cdd.iec.ch/cdd/iec61987/iec61987.nsf/PropertiesAllVersions/0112-2---61987%23ABD688
0112/2///61987#ABP144 | 001 | 01 | 0112/2///61987#ABP144#001 | measured error of apparent power |  |  |  |  | largest positive or negative value of error of the average upscale or downscale value at each point of apparent power measurement expressed as an absolute value |  |  | V·A |  |  | REAL_MEASURE_TYPE |  |  | IEC 61298 and IEC 60770-2 |  | NON_DEPENDENT_P_DET | [5 empty] | 0112/2///61987#ABP005 - Absolute performance for apparent power [I/O module] | 0112/2///61987#ABA000 | 0112/2///62720#UAA298 - volt ampere |  |  | Standard |  | IEC 61987 | IEC | IEC/SC 65E | - | C00128 | 001-01 (2023-01-23 14:53:52 by BATCH 00000807) standard | 0112-2---61987#ABP144 | https://cdd.iec.ch/cdd/iec61987/iec61987.nsf/PropertiesAllVersions/0112-2---61987%23ABP144
0112/2///61987#ABA489 | 001 | 02 | 0112/2///61987#ABA489#001 | designation of hardware configuration element |  |  |  |  | alphanumeric character sequence identifying a hardware configuration element | [5 empty] | STRING_TYPE |  |  |  |  | NON_DEPENDENT_P_DET | [5 empty] | 0112/2///61987#ABC468 - Other hardware configuration element | 0112/2///61987#ABA000 |  |  |  | Standard |  |  |  | SC65E – IEC 61987 | - | C00004 |  | 0112-2---61987#ABA489 | https://cdd.iec.ch/cdd/iec61987/iec61987.nsf/PropertiesAllVersions/0112-2---61987%23ABA489
0112/2///61987#ABD157 | 001 | 02 | 0112/2///61987#ABD157#001 | reference to Pressure gauge siphon |  |  |  |  | reference to block ABC527 | [5 empty] | CLASS_REFERENCE_TYPE(0112/2///61987#ABC527) 0112/2///61987#ABC527 - Pressure gauge siphon |  |  |  |  | NON_DEPENDENT_P_DET | [5 empty] | 0112/2///61987#ABC625 - Structural design of a differential pressure gauge0112/2///61987#ABC629 - Structural design of a pressure or differential pressure gauge | 0112/2///61987#ABA000 |  |  |  | Standard |  |  |  | SC65E – IEC 61987 | - | C00004 |  | 0112-2---61987#ABD157 | https://cdd.iec.ch/cdd/iec61987/iec61987.nsf/PropertiesAllVersions/0112-2---61987%23ABD157
0112/2///61987#ABG699 | 001 | 02 | 0112/2///61987#ABG699#001 | reference to Output [24] |  |  |  |  | reference to block ABG139 | [5 empty] | CLASS_REFERENCE_TYPE(0112/2///61987#ABG139) 0112/2///61987#ABG139 - Output [24] |  |  |  |  | DEPENDENT_P_DET | [5 empty] | 0112/2///61987#ABE748 - Device LOP for servo level transmitter | 0112/2///61987#ABA000 |  |  |  | Standard |  | IEC 61987 | IEC | IEC SC65E | 0112/2///61987#ABB206 - number of outputs | C00112 |  | 0112-2---61987#ABG699 | https://cdd.iec.ch/cdd/iec61987/iec61987.nsf/PropertiesAllVersions/0112-2---61987%23ABG699
0112/2///61987#ABD641 | 001 | 04 | 0112/2///61987#ABD641#001 | maximum required dynamic actuating force |  |  |  |  | greatest required force that has to be applied to a valve between its end positions |  |  | kN |  |  | REAL_MEASURE_TYPE |  |  |  |  | NON_DEPENDENT_P_DET | [5 empty] | 0112/2///61987#ABD966 - Parameters of valve body assembly [2] | 0112/2///61987#ABA000 | 0112/2///62720#UAA573 - kilonewton |  | 0112/2///61987#ABT562 - Force | Standard |  |  |  |  | - | C00004 |  | 0112-2---61987#ABD641 | https://cdd.iec.ch/cdd/iec61987/iec61987.nsf/PropertiesAllVersions/0112-2---61987%23ABD641
0112/2///61987#ABB791 | 001 | 03 | 0112/2///61987#ABB791#001 | accuracy of other variable measuring instrument |  |  |  |  | quality which characterizes the ability of another variable measuring instrument to provide an indicated value close to a true value of the measurand under reference conditions | the accuracy is based on a statistical sample of test devices |  |  |  |  | REAL_TYPE |  |  | IEV 311-06-08 (modified) |  | NON_DEPENDENT_P_DET | [5 empty] | 0112/2///61987#ABC063 - Absolute performance for other variable0112/2///61987#ABC075 - Accuracy for a subrange of other variable0112/2///61987#ABP007 - Absolute performance for other variable [I/O module] | 0112/2///61987#ABA000 |  |  |  | Standard |  |  |  | SC65E – IEC 61987 | - | C00019 |  | 0112-2---61987#ABB791 | https://cdd.iec.ch/cdd/iec61987/iec61987.nsf/PropertiesAllVersions/0112-2---61987%23ABB791
0112/2///61987#ABB447 | 005 | 01 | 0112/2///61987#ABB447#005 | function of battery |  |  |  |  | plain text indicating the task for which the battery is used | [5 empty] | ENUM_CODE_TYPE(0112/2///61987#ABL359) |  |  |  |  | DEPENDENT_P_DET |  |  | 0112/2///61987#ABL359 | 0112/2///61987#ABM155 - device power0112/2///61987#ABM156 - memory power0112/2///61987#ABM157 - communication power0112/2///61987#ABI407 - others |  | 0112/2///61987#ABC138 - Battery | 0112/2///61987#ABA000 |  |  |  | Standard |  |  |  | SC65E – IEC 61987 | 0112/2///61987#ABI406 - empty_property | C00091 |  | 0112-2---61987#ABB447 | https://cdd.iec.ch/cdd/iec61987/iec61987.nsf/PropertiesAllVersions/0112-2---61987%23ABB447
0112/2///61987#ABB013 | 007 | 01 | 0112/2///61987#ABB013#007 | permitted division |  |  |  |  | element of a hazardous area classification system in the USA and Canada indicating the likelihood of the existence of a classified hazard the place where the device can be installed | [5 empty] | ENUM_CODE_TYPE(0112/2///61987#ABJ747) |  |  |  |  | DEPENDENT_P_DET |  |  | 0112/2///61987#ABJ747 | 0112/2///61987#ABK609 - Division 10112/2///61987#ABK610 - Division 20112/2///61987#ABI407 - others |  | 0112/2///61987#ABC232 - Explosion protection design approval0112/2///61987#ABD868 - Explosion protection design approval [2] | 0112/2///61987#ABA000 |  |  |  | Standard |  |  |  | SC65E – IEC 61987 | 0112/2///61987#ABI406 - empty_property | C00091 |  | 0112-2---61987#ABB013 | https://cdd.iec.ch/cdd/iec61987/iec61987.nsf/PropertiesAllVersions/0112-2---61987%23ABB013
0112/2///61987#ABE827 | 001 | 01 | 0112/2///61987#ABE827#001 | accuracy of level measuring instrument |  |  |  |  | quality which characterizes the ability of a level measuring instrument to provide an indicated value close to a true value of the measurand under reference conditions | the accuracy is based on a statistical sample of test devices |  | m |  |  | REAL_MEASURE_TYPE |  |  | IEV 311-06-08 (modified |  | NON_DEPENDENT_P_DET | [5 empty] | 0112/2///61987#ABE826 - Absolute performance for level0112/2///61987#ABE833 - Accuracy for a subrange of level | 0112/2///61987#ABA000 | 0112/2///62720#UAA726 - metre |  | 0112/2///61987#ABT548 - Length short | Standard |  | IEC 61987 | IEC | SC65E | - | C00018 | 001-01 (2018-03-28 07:27:02 by BATCH 00000762) standard | 0112-2---61987#ABE827 | https://cdd.iec.ch/cdd/iec61987/iec61987.nsf/PropertiesAllVersions/0112-2---61987%23ABE827
0112/2///61987#ABF734 | 001 | 01 | 0112/2///61987#ABF734#001 | reference to Material of build-up compensation |  |  |  |  | reference to block ABF148 | [5 empty] | CLASS_REFERENCE_TYPE(0112/2///61987#ABF148) 0112/2///61987#ABF148 - Material of build-up compensation |  |  |  |  | NON_DEPENDENT_P_DET | [5 empty] | 0112/2///61987#ABF136 - Structural design of a capacitance level transmitter/switch0112/2///61987#ABF155 - Single electrode probe | 0112/2///61987#ABA000 |  |  |  | Standard |  | IEC 61987 | IEC | SC65E | - | C00018 | 001-01 (2018-03-28 07:27:08 by BATCH 00000762) standard | 0112-2---61987#ABF734 | https://cdd.iec.ch/cdd/iec61987/iec61987.nsf/PropertiesAllVersions/0112-2---61987%23ABF734
0112/2///61987#ABB834 | 001 | 03 | 0112/2///61987#ABB834#001 | maximum influence of process temperature on dynamic viscosity |  |  |  |  | change in output of a dynamic viscosity measuring device caused by a change in process temperature with respect to reference conditions, expressed as the maximum error across the specified process temperature range |  |  | mPa·s/K |  |  | REAL_MEASURE_TYPE |  |  |  |  | NON_DEPENDENT_P_DET | [5 empty] | 0112/2///61987#ABC278 - Influence of external quantities expressed for dynamic viscosity | 0112/2///61987#ABA000 | 0112/2///62720#UAA798 - millipascal second per kelvin |  | 0112/2///61987#ABT591 - Dynamic viscosity per temperature | Standard |  |  |  | SC65E – IEC 61987 | - | C00018 |  | 0112-2---61987#ABB834 | https://cdd.iec.ch/cdd/iec61987/iec61987.nsf/PropertiesAllVersions/0112-2---61987%23ABB834
0112/2///61987#ABN650 | 001 | 02 | 0112/2///61987#ABN650#001 | overall vibration displacement p-p |  |  |  |  | oscillation range, expressed as local displacement | The oscillation range is the difference between the minimum and maximum value within the time range under consideration. |  | µm |  |  | REAL_MEASURE_TYPE |  |  |  |  | NON_DEPENDENT_P_DET | [5 empty] | 0112/2///61987#ABN694 - Specific machine vibration measurement variables | 0112/2///61987#ABA000 | 0112/2///62720#UAA090 - micrometre |  | 0112/2///61987#ABT548 - Length short | Standard |  | IEC 61987 | IEC | IEC SC65E | - | C00112 |  | 0112-2---61987#ABN650 | https://cdd.iec.ch/cdd/iec61987/iec61987.nsf/PropertiesAllVersions/0112-2---61987%23ABN650
0112/2///61987#ABB655 | 001 | 04 | 0112/2///61987#ABB655#001 | span error |  |  |  |  | difference between the actual span and the ideal span, expressed as percentage of ideal span |  |  | % |  |  | REAL_MEASURE_TYPE |  |  |  |  | NON_DEPENDENT_P_DET | [5 empty] | 0112/2///61987#ABC068 - Accuracy expressed as a percentage [2]0112/2///61987#ABE365 - Accuracy expressed as a percentage [3]0112/2///61987#ABE702 - Accuracy expressed as a percentage [4]0112/2///61987#ABG353 - Accuracy expressed as a percentage [5]0112/2///61987#ABJ595 - Accuracy expressed as a percentage [6]0112/2///61987#ABG352 - Accuracy expressed as a percentage [7] | 0112/2///61987#ABA000 | 0112/2///62720#UAA000 - percent |  | 0112/2///61987#ABT533 - Percentage | Standard |  |  |  | SC65E – IEC 61987 | - | C00004 |  | 0112-2---61987#ABB655 | https://cdd.iec.ch/cdd/iec61987/iec61987.nsf/PropertiesAllVersions/0112-2---61987%23ABB655
0112/2///61987#ABF068 | 001 | 01 | 0112/2///61987#ABF068#001 | lower range-value of resistance | lower range-value |  |  |  | resistance value assigned to the lower range end-value of the input or output signal |  |  | Ω |  |  | REAL_MEASURE_TYPE |  |  |  |  | NON_DEPENDENT_P_DET | [5 empty] | 0112/2///61987#ABF066 - Assigned resistance range | 0112/2///61987#ABA000 | 0112/2///62720#UAA017 - ohm |  | 0112/2///61987#ABT564 - Electrical resistance | Standard |  | IEC 61987 | IEC | SC65E | - | C00019 | 001-01 (2018-03-28 07:27:04 by BATCH 00000762) standard | 0112-2---61987#ABF068 | https://cdd.iec.ch/cdd/iec61987/iec61987.nsf/PropertiesAllVersions/0112-2---61987%23ABF068
0112/2///61987#ABA896 | 002 | 01 | 0112/2///61987#ABA896#002 | zero and span adjustment |  |  |  |  | means provided for adjusting the zero and span of a dial indicator with an adjustable pointer | [5 empty] | ENUM_CODE_TYPE(0112/2///61987#ABL545) |  |  |  |  | DEPENDENT_P_DET |  |  | 0112/2///61987#ABL545 | 0112/2///61987#ABL927 - not available0112/2///61987#ABL926 - available0112/2///61987#ABM792 - external adjustment0112/2///61987#ABI407 - others |  | 0112/2///61987#ABD472 - Pointer | 0112/2///61987#ABA000 |  |  |  | Standard |  |  |  | SC65E – IEC 61987 | 0112/2///61987#ABI406 - empty_property | C00091 |  | 0112-2---61987#ABA896 | https://cdd.iec.ch/cdd/iec61987/iec61987.nsf/PropertiesAllVersions/0112-2---61987%23ABA896
0112/2///61987#ABF815 | 001 | 01 | 0112/2///61987#ABF815#001 | reference to Nuclear source |  |  |  |  | reference to block ABF463 | [5 empty] | CLASS_REFERENCE_TYPE(0112/2///61987#ABF463) 0112/2///61987#ABF463 - Nuclear source |  |  |  |  | NON_DEPENDENT_P_DET | [5 empty] | 0112/2///61987#ABF343 - Structural design of a nuclear level transmitter/switch0112/2///61987#ABF634 - Structural design of a radiometric density transmitter | 0112/2///61987#ABA000 |  |  |  | Standard |  | IEC 61987 | IEC | SC65E | - | C00018 | 001-01 (2018-03-28 07:27:09 by BATCH 00000762) standard | 0112-2---61987#ABF815 | https://cdd.iec.ch/cdd/iec61987/iec61987.nsf/PropertiesAllVersions/0112-2---61987%23ABF815
0112/2///61987#ABF613 | 001 | 01 | 0112/2///61987#ABF613#001 | maximum influence of process temperature on concentration |  |  |  |  | change in output of a concentration measuring device caused by a change in process temperature with respect to reference conditions, expressed as the maximum error within the specified process temperature range |  |  | "(mg/m³)/K" |  |  | REAL_MEASURE_TYPE |  |  |  |  | NON_DEPENDENT_P_DET | [5 empty] | 0112/2///61987#ABF609 - Influence of external quantities expressed for concentration | 0112/2///61987#ABA000 | 0112/2///62720#UAA831 - milligram per metre cubed kelvin |  | 0112/2///61987#ABT589 - Density per temperature | Standard |  | IEC 61987 | IEC | SC65E | - | C00018 | 001-01 (2018-03-28 07:27:08 by BATCH 00000762) standard | 0112-2---61987#ABF613 | https://cdd.iec.ch/cdd/iec61987/iec61987.nsf/PropertiesAllVersions/0112-2---61987%23ABF613
0112/2///61987#ABU691 | 001 | 01 | 0112/2///61987#ABU691#001 | reference to Assigned mass fraction range |  |  |  |  | reference to block ABF598 | [5 empty] | CLASS_REFERENCE_TYPE(0112/2///61987#ABF598) 0112/2///61987#ABF598 - Assigned mass fraction range |  |  |  |  | DEPENDENT_P_DET | [5 empty] | 0112/2///61987#ABG096 - Assigned variable [16] | 0112/2///61987#ABA000 |  |  |  | Standard |  | IEC 61987 | IEC | SC65E | 0112/2///61987#ABU656 - assigned variable type [16] | C00017 | 001-01 (2018-03-28 07:27:21 by BATCH 00000762) standard | 0112-2---61987#ABU691 | https://cdd.iec.ch/cdd/iec61987/iec61987.nsf/PropertiesAllVersions/0112-2---61987%23ABU691
0112/2///61987#ABA939 | 001 | 02 | 0112/2///61987#ABA939#001 | material of sensor wetted parts |  |  |  |  | material of which the wetted parts of a sensor are made | [5 empty] | STRING_TYPE |  |  |  |  | NON_DEPENDENT_P_DET | [5 empty] | 0112/2///61987#ABC634 - Structural design of a swirl flow transmitter | 0112/2///61987#ABA000 |  |  |  | Standard |  |  |  | SC65E – IEC 61987 | - | C00004 |  | 0112-2---61987#ABA939 | https://cdd.iec.ch/cdd/iec61987/iec61987.nsf/PropertiesAllVersions/0112-2---61987%23ABA939
0112/2///61987#ABH821 | 001 | 01 | 0112/2///61987#ABH821#001 | ERI card number |  |  |  |  | identification number of a card providing structured information about the first activity steps to be done, and which specific equipment is required after an accident with dangerous goods when no substance specific information is at hand by the manufacturer | The ERI card is directed to fire brigades or other authorities or organizations with safety functions and is based on the UN Recommendations on the Transport of Dangerous Goods and UNECE -European Agreement concerning the International Carriage of Dangerous Goods by Road (ADR), 2015 |  |  |  |  | STRING_TYPE |  |  | CEFIC - Conseil Européen de l’Industrie Chimique, Brussels |  | NON_DEPENDENT_P_DET | [5 empty] | 0112/2///61987#ABH813 - Hazardous goods | 0112/2///61987#ABA000 |  |  |  | Standard |  |  |  | SC65E – IEC 61987 | - | C0018 | 001-01 (2019-03-08 15:35:31 by BATCH 00000766) standard | 0112-2---61987#ABH821 | https://cdd.iec.ch/cdd/iec61987/iec61987.nsf/PropertiesAllVersions/0112-2---61987%23ABH821
0112/2///61987#ABB164 | 004 | 01 | 0112/2///61987#ABB164#004 | number of process cases |  |  |  |  | @number of process cases |  | cardinality property |  |  |  | INT_TYPE |  |  |  |  | CONDITION_DET | [5 empty] | 0112/2///61987#ABA003 - Operating LOP for flow measuring equipment0112/2///61987#ABA026 - Operating LOP for pressure measuring equipment0112/2///61987#ABE307 - Operating LOP for valve body assembly and process pressure regulator0112/2///61987#ABE656 - Operating LOP for flow modification accessory0112/2///61987#ABE727 - Operating LOP for level measuring equipment0112/2///61987#ABF867 - Operating LOP for temperature measuring equipment0112/2///61987#ABF868 - Operating LOP for density measuring equipment | 0112/2///61987#ABA000 |  |  |  | Standard |  |  |  | SC65E – IEC 61987 | - | C00004 |  | 0112-2---61987#ABB164 | https://cdd.iec.ch/cdd/iec61987/iec61987.nsf/PropertiesAllVersions/0112-2---61987%23ABB164
0112/2///61987#ABA076 | 001 | 02 | 0112/2///61987#ABA076#001 | execution time of function block |  |  |  |  | time required to execute a function block | [5 empty] | STRING_TYPE |  |  |  |  | NON_DEPENDENT_P_DET | [5 empty] | 0112/2///61987#ABC256 - Function block | 0112/2///61987#ABA000 |  |  |  | Standard |  |  |  | SC65E – IEC 61987 | - | C00004 |  | 0112-2---61987#ABA076 | https://cdd.iec.ch/cdd/iec61987/iec61987.nsf/PropertiesAllVersions/0112-2---61987%23ABA076
0112/2///61987#ABG503 | 001 | 02 | 0112/2///61987#ABG503#001 | reference to Measured variable [7] |  |  |  |  | reference to block ABF943 | [5 empty] | CLASS_REFERENCE_TYPE(0112/2///61987#ABF943) 0112/2///61987#ABF943 - Measured variable [7] |  |  |  |  | DEPENDENT_P_DET | [5 empty] | 0112/2///61987#ABF921 - Input [14]0112/2///61987#ABF922 - Input [15]0112/2///61987#ABF923 - Input [16]0112/2///61987#ABF927 - Input [20]0112/2///61987#ABF940 - Input [33] | 0112/2///61987#ABA000 |  |  |  | Standard |  | IEC 61987 | IEC | IEC SC65E | 0112/2///61987#ABB065 - number of measured variables | C00112 |  | 0112-2---61987#ABG503 | https://cdd.iec.ch/cdd/iec61987/iec61987.nsf/PropertiesAllVersions/0112-2---61987%23ABG503
0112/2///61987#ABI315 | 001 | 01 | 0112/2///61987#ABI315#001 | description of device-specific parameter |  |  |  |  | explanation of the function of a device-specific CPF 9 parameter | CPF 9 is the IEC 61784 acronym for HART. |  |  |  |  | STRING_TYPE |  |  |  |  | NON_DEPENDENT_P_DET | [5 empty] | 0112/2///61987#ABH923 - Device-specific HART parameter | 0112/2///61987#ABA000 |  |  |  | Standard |  |  |  | SC65E – IEC 61987 | - | C00004 | 001-01 (2018-03-28 07:27:17 by BATCH 00000762) standard | 0112-2---61987#ABI315 | https://cdd.iec.ch/cdd/iec61987/iec61987.nsf/PropertiesAllVersions/0112-2---61987%23ABI315
0112/2///61987#ABI224 | 001 | 01 | 0112/2///61987#ABI224#001 | value of other parameter |  |  |  |  | value assigned to other CPF 9 parameter | CPF 9 is the IEC 61784 acronym for HART. |  |  |  |  | REAL_TYPE |  |  |  |  | NON_DEPENDENT_P_DET | [5 empty] | 0112/2///61987#ABH924 - Other HART parameter | 0112/2///61987#ABA000 |  |  |  | Standard |  |  |  | SC65E – IEC 61987 | - | C00019 | 001-01 (2018-03-28 07:27:16 by BATCH 00000762) standard | 0112-2---61987#ABI224 | https://cdd.iec.ch/cdd/iec61987/iec61987.nsf/PropertiesAllVersions/0112-2---61987%23ABI224
0112/2///61987#ABA592 | 004 | 01 | 0112/2///61987#ABA592#004 | type of process connection |  |  |  |  | classification of a process connection according to its fabricated form | [5 empty] | ENUM_CODE_TYPE(0112/2///61987#ABJ731) |  |  |  |  | DEPENDENT_P_DET |  |  | 0112/2///61987#ABJ731 | 0112/2///61987#ABK267 - collar flange0112/2///61987#ABK268 - female thread0112/2///61987#ABK269 - flange0112/2///61987#ABK270 - wafer/sandwich0112/2///61987#ABK271 - male thread0112/2///61987#ABK272 - oval flange0112/2///61987#ABK273 - clamp/coupling0112/2///61987#ABI407 - others |  | 0112/2///61987#ABU458 - Process connection | 0112/2///61987#ABA000 |  |  |  | Standard |  |  |  | SC65E – IEC 61987 | 0112/2///61987#ABI406 - empty_property | C00091 |  | 0112-2---61987#ABA592 | https://cdd.iec.ch/cdd/iec61987/iec61987.nsf/PropertiesAllVersions/0112-2---61987%23ABA592
0112/2///61987#ABA594 | 003 | 01 | 0112/2///61987#ABA594#003 | number of electrical power output circuits |  |  |  |  | @number of electrical power output circuits |  | cardinality property |  |  |  | INT_TYPE |  |  |  |  | CONDITION_DET | [5 empty] | 0112/2///61987#ABC523 - Power supply [1]0112/2///61987#ABC524 - Power supply [2] | 0112/2///61987#ABA000 |  |  |  | Standard |  |  |  | SC65E – IEC 61987 | - | C00004 |  | 0112-2---61987#ABA594 | https://cdd.iec.ch/cdd/iec61987/iec61987.nsf/PropertiesAllVersions/0112-2---61987%23ABA594
0112/2///61987#ABD083 | 002 | 04 | 0112/2///61987#ABD083#002 | reference to Normal process conditions [3] |  |  |  |  | reference to block ABC453 | [5 empty] | CLASS_REFERENCE_TYPE(0112/2///61987#ABC453) 0112/2///61987#ABC453 - Normal process conditions [3] |  |  |  |  | DEPENDENT_P_DET | [5 empty] | 0112/2///61987#ABC544 - Process design ratings [4] | 0112/2///61987#ABA000 |  |  |  | Standard |  | IEC 61987 | IEC | IEC SC65E | 0112/2///61987#ABH445 - number of normal process conditions | C00112 |  | 0112-2---61987#ABD083 | https://cdd.iec.ch/cdd/iec61987/iec61987.nsf/PropertiesAllVersions/0112-2---61987%23ABD083
0112/2///61987#ABA483 | 001 | 02 | 0112/2///61987#ABA483#001 | factory setting of DIP switch |  |  |  |  | setting of a DIP switch as delivered from a factory | [5 empty] | STRING_TYPE |  |  |  |  | NON_DEPENDENT_P_DET | [5 empty] | 0112/2///61987#ABC203 - DIP switch | 0112/2///61987#ABA000 |  |  |  | Standard |  |  |  | SC65E – IEC 61987 | - | C00004 |  | 0112-2---61987#ABA483 | https://cdd.iec.ch/cdd/iec61987/iec61987.nsf/PropertiesAllVersions/0112-2---61987%23ABA483
0112/2///61987#ABH449 | 002 | 01 | 0112/2///61987#ABH449#002 | formula for minimum process pressure - operating temperature relation |  |  |  |  | equation from which the minimum process pressure from a given operating temperature can be calculated | [5 empty] | STRING_TYPE |  |  |  |  | NON_DEPENDENT_P_DET | [5 empty] | 0112/2///61987#ABC452 - Normal process conditions [2]0112/2///61987#ABC453 - Normal process conditions [3]0112/2///61987#ABH462 - Normal process conditions [11]0112/2///61987#ABG347 - Normal process conditions [9] | 0112/2///61987#ABA000 |  |  |  | Standard |  |  |  | SC65E – IEC 61987 | - | C00019 |  | 0112-2---61987#ABH449 | https://cdd.iec.ch/cdd/iec61987/iec61987.nsf/PropertiesAllVersions/0112-2---61987%23ABH449
0112/2///61987#ABD681 | 002 | 01 | 0112/2///61987#ABD681#002 | outlet flow velocity |  |  |  |  | fluid velocity at the exit of a device |  |  | m/s |  |  | REAL_MEASURE_TYPE |  |  |  |  | NON_DEPENDENT_P_DET | [5 empty] | 0112/2///61987#ABD816 - Calculation results of control devices0112/2///61987#ABE658 - Calculation results of flow modification accessory | 0112/2///61987#ABA000 | 0112/2///62720#UAA733 - metre per second |  | 0112/2///61987#ABT509 - Velocity | Standard |  |  |  |  | - | C00004 |  | 0112-2---61987#ABD681 | https://cdd.iec.ch/cdd/iec61987/iec61987.nsf/PropertiesAllVersions/0112-2---61987%23ABD681
0112/2///61987#ABE920 | 001 | 01 | 0112/2///61987#ABE920#001 | maximum assignable pulse value of ullage |  |  |  |  | highest ullage quantity assignable to one pulse |  |  | m |  |  | REAL_MEASURE_TYPE |  |  |  |  | NON_DEPENDENT_P_DET | [5 empty] | 0112/2///61987#ABE914 - Assigned ullage pulse value | 0112/2///61987#ABA000 | 0112/2///62720#UAA726 - metre |  | 0112/2///61987#ABT548 - Length short | Standard |  | IEC 61987 | IEC | SC65E | - | C00018 | 001-01 (2018-03-28 07:27:02 by BATCH 00000762) standard | 0112-2---61987#ABE920 | https://cdd.iec.ch/cdd/iec61987/iec61987.nsf/PropertiesAllVersions/0112-2---61987%23ABE920
0112/2///61987#ABC980 | 001 | 02 | 0112/2///61987#ABC980#001 | reference to Material of bonnet |  |  |  |  | reference to block ABC350 | [5 empty] | CLASS_REFERENCE_TYPE(0112/2///61987#ABC350) 0112/2///61987#ABC350 - Material of bonnet |  |  |  |  | NON_DEPENDENT_P_DET | [5 empty] | 0112/2///61987#ABC677 - Valve0112/2///61987#ABD815 - Bonnet | 0112/2///61987#ABA000 |  |  |  | Standard |  |  |  | SC65E – IEC 61987 | - | C00004 |  | 0112-2---61987#ABC980 | https://cdd.iec.ch/cdd/iec61987/iec61987.nsf/PropertiesAllVersions/0112-2---61987%23ABC980
0112/2///61987#ABE278 | 001 | 02 | 0112/2///61987#ABE278#001 | reference to Structural design [ball valve] |  |  |  |  | reference to block ABE022 | [5 empty] | CLASS_REFERENCE_TYPE(0112/2///61987#ABE022) 0112/2///61987#ABE022 - Structural design [ball valve] |  |  |  |  | NON_DEPENDENT_P_DET | [5 empty] | 0112/2///61987#ABD930 - Mechanical and electrical construction [ball valve] | 0112/2///61987#ABA000 |  |  |  | Standard |  |  |  |  | - | C00004 |  | 0112-2---61987#ABE278 | https://cdd.iec.ch/cdd/iec61987/iec61987.nsf/PropertiesAllVersions/0112-2---61987%23ABE278
0112/2///61987#ABF300 | 001 | 01 | 0112/2///61987#ABF300#001 | core cross-section |  |  |  |  | cross section of the electrical conductor of a lead |  |  | mm² |  |  | REAL_MEASURE_TYPE |  |  |  |  | NON_DEPENDENT_P_DET | [5 empty] | 0112/2///61987#ABF294 - Flying lead0112/2///61987#ABF335 - Connected cable | 0112/2///61987#ABA000 | 0112/2///62720#UAA871 - millimetre squared |  | 0112/2///61987#ABT578 - Area small | Standard |  | IEC 61987 | IEC | SC65E | - | C00019 | 001-01 (2018-03-28 07:27:05 by BATCH 00000762) standard | 0112-2---61987#ABF300 | https://cdd.iec.ch/cdd/iec61987/iec61987.nsf/PropertiesAllVersions/0112-2---61987%23ABF300
0112/2///61987#ABF532 | 002 | 02 | 0112/2///61987#ABF532#002 | maximum operating relative permittivity (stilling well) | maximum operating dielectric constant (stilling well) |  |  |  | highest relative permittivity for which a device is or must be designed to operate within its specified limits if used in a stilling well |  |  | 1 |  |  | REAL_MEASURE_TYPE |  |  |  |  | NON_DEPENDENT_P_DET | [5 empty] | 0112/2///61987#ABG343 - Normal process conditions [5]0112/2///61987#ABG344 - Normal process conditions [6]0112/2///61987#ABG347 - Normal process conditions [9] | 0112/2///61987#ABA000 | 0112/2///62720#UAA915 - quantity of dimension one |  |  | Standard |  | IEC 61987 | IEC | IEC/SC 65E | - | C00128 |  | 0112-2---61987#ABF532 | https://cdd.iec.ch/cdd/iec61987/iec61987.nsf/PropertiesAllVersions/0112-2---61987%23ABF532
0112/2///61987#ABP121 | 001 | 01 | 0112/2///61987#ABP121#001 | maximum allowable common-mode voltage |  |  |  |  | maximum common-mode voltage at which a device or a device component can operate within its specified limits |  |  | V |  |  | REAL_MEASURE_TYPE |  |  |  |  | NON_DEPENDENT_P_DET | [5 empty] | 0112/2///61987#ABP015 - Analog current input parameters [I/O module]0112/2///61987#ABP019 - Analog voltage input parameters [I/O module]0112/2///61987#ABP050 - mV input [I/O module]0112/2///61987#ABP068 - Resistor input [I/O module]0112/2///61987#ABP069 - RMS input0112/2///61987#ABP070 - RTD input [I/O module]0112/2///61987#ABP075 - Thermocouple input [I/O module] | 0112/2///61987#ABA000 | 0112/2///62720#UAA296 - volt |  | 0112/2///61987#ABT506 - Voltage | Standard |  | IEC 61987 | IEC | IEC/SC 65E | - | C00128 | 001-01 (2023-01-23 14:53:52 by BATCH 00000807) standard | 0112-2---61987#ABP121 | https://cdd.iec.ch/cdd/iec61987/iec61987.nsf/PropertiesAllVersions/0112-2---61987%23ABP121
0112/2///61987#ABE653 | 005 | 01 | 0112/2///61987#ABE653#005 | typical normalized fluid consumption |  |  |  |  | fluid consumption under typical operating conditions of the device, expressed as normalized volume flow at a given base pressure and base temperature |  |  | m³/h |  |  | REAL_MEASURE_TYPE |  |  |  |  | NON_DEPENDENT_P_DET | [5 empty] | 0112/2///61987#ABC520 - Pneumatic/hydraulic supply [2] | 0112/2///61987#ABA000 | 0112/2///62720#UAA763 - metre cubed per hour |  | 0112/2///61987#ABT504 - Volume flow rate | Standard |  |  |  | SC65E – IEC 61987 | - | C00016 |  | 0112-2---61987#ABE653 | https://cdd.iec.ch/cdd/iec61987/iec61987.nsf/PropertiesAllVersions/0112-2---61987%23ABE653
0112/2///61987#ABF791 | 001 | 01 | 0112/2///61987#ABF791#001 | reference to Design conditions of displacer |  |  |  |  | reference to block ABF366 | [5 empty] | CLASS_REFERENCE_TYPE(0112/2///61987#ABF366) 0112/2///61987#ABF366 - Design conditions of displacer |  |  |  |  | NON_DEPENDENT_P_DET | [5 empty] | 0112/2///61987#ABF360 - Displacer0112/2///61987#ABF452 - Servo displacer | 0112/2///61987#ABA000 |  |  |  | Standard |  | IEC 61987 | IEC | SC65E | - | C00018 | 001-01 (2018-03-28 07:27:09 by BATCH 00000762) standard | 0112-2---61987#ABF791 | https://cdd.iec.ch/cdd/iec61987/iec61987.nsf/PropertiesAllVersions/0112-2---61987%23ABF791
0112/2///61987#ABH226 | 001 | 01 | 0112/2///61987#ABH226#001 | temperature seen by reflection |  |  |  |  | mean temperature value of a material the radiation of which adds by reflection to the radiation that reaches the radiation detector |  |  | °C |  |  | REAL_MEASURE_TYPE |  |  |  |  | NON_DEPENDENT_P_DET | [5 empty] | 0112/2///61987#ABH229 - Process case variables for non-contact temperature transmitter | 0112/2///61987#ABA000 | 0112/2///62720#UAA033 - degree Celsius |  | 0112/2///61987#ABT514 - Temperature | Standard |  | IEC 61987 | IEC | SC65E | - | C00019 | 001-01 (2018-03-28 07:27:14 by BATCH 00000762) standard | 0112-2---61987#ABH226 | https://cdd.iec.ch/cdd/iec61987/iec61987.nsf/PropertiesAllVersions/0112-2---61987%23ABH226
0112/2///61987#ABF103 | 001 | 01 | 0112/2///61987#ABF103#001 | maximum influence of process temperature on voltage |  |  |  |  | change in output of a voltage measuring device caused by a change in process temperature with respect to reference conditions, expressed as the maximum error across the specified process temperature range |  |  | V/K |  |  | REAL_MEASURE_TYPE |  |  |  |  | NON_DEPENDENT_P_DET | [5 empty] | 0112/2///61987#ABF095 - Influence of external quantities expressed for voltage | 0112/2///61987#ABA000 | 0112/2///62720#UAB173 - volt per kelvin |  |  | Standard |  | IEC 61987 | IEC | SC65E | - | C00019 | 001-01 (2018-03-28 07:27:04 by BATCH 00000762) standard | 0112-2---61987#ABF103 | https://cdd.iec.ch/cdd/iec61987/iec61987.nsf/PropertiesAllVersions/0112-2---61987%23ABF103
0112/2///61987#ABA196 | 001 | 01 | 0112/2///61987#ABA196#001 | plant |  |  |  |  | complete set of technical equipment and facilities | [5 empty] | STRING_TYPE |  |  |  |  | NON_DEPENDENT_P_DET | [5 empty] | 0112/2///61987#ABA398 - Project information | 0112/2///61987#ABA000 |  |  |  | Standard |  | IEC 61987 |  | SC65E – IEC 61987 | - | C00018 | 001-01 (2019-03-08 15:35:28 by BATCH 00000766) standard | 0112-2---61987#ABA196 | https://cdd.iec.ch/cdd/iec61987/iec61987.nsf/PropertiesAllVersions/0112-2---61987%23ABA196
0112/2///61987#ABD257 | 001 | 02 | 0112/2///61987#ABD257#001 | reference to Structural design of a remote seal [2] |  |  |  |  | reference to block ABC631 | [5 empty] | CLASS_REFERENCE_TYPE(0112/2///61987#ABC631) 0112/2///61987#ABC631 - Structural design of a remote seal [2] |  |  |  |  | NON_DEPENDENT_P_DET | [5 empty] | 0112/2///61987#ABC623 - Structural design [remote seal] | 0112/2///61987#ABA000 |  |  |  | Standard |  |  |  | SC65E – IEC 61987 | - | C00004 |  | 0112-2---61987#ABD257 | https://cdd.iec.ch/cdd/iec61987/iec61987.nsf/PropertiesAllVersions/0112-2---61987%23ABD257
0112/2///61987#ABF592 | 002 | 02 | 0112/2///61987#ABF592#002 | set span for volume fraction |  |  |  |  | difference between the upper and lower range value of volume fraction to which a volume fraction measurement instrument is adjusted |  |  | % |  |  | REAL_MEASURE_TYPE |  |  |  |  | NON_DEPENDENT_P_DET | [5 empty] | 0112/2///61987#ABF597 - Assigned volume fraction range | 0112/2///61987#ABA000 | 0112/2///62720#UAA000 - percent |  | 0112/2///61987#ABT533 - Percentage | Standard |  | IEC 61987 | IEC | IEC SC65E | - | C00112 |  | 0112-2---61987#ABF592 | https://cdd.iec.ch/cdd/iec61987/iec61987.nsf/PropertiesAllVersions/0112-2---61987%23ABF592
0112/2///61987#ABH013 | 001 | 01 | 0112/2///61987#ABH013#001 | reference to Process case variables [level] |  |  |  |  | reference to block ABG453 | [5 empty] | CLASS_REFERENCE_TYPE(0112/2///61987#ABG453) 0112/2///61987#ABG453 - Process case variables [level] |  |  |  |  | NON_DEPENDENT_P_DET | [5 empty] | 0112/2///61987#ABG450 - Process case [level] | 0112/2///61987#ABA000 |  |  |  | Standard |  | IEC 61987 | IEC | SC65E | - | C00018 | 001-01 (2018-03-28 07:27:12 by BATCH 00000762) standard | 0112-2---61987#ABH013 | https://cdd.iec.ch/cdd/iec61987/iec61987.nsf/PropertiesAllVersions/0112-2---61987%23ABH013
0112/2///61987#ABN659 | 001 | 02 | 0112/2///61987#ABN659#001 | vibration amplitude at the blade pass frequency |  |  |  |  | performance indicator of vibration calculated from the oscillation amplitude at the rotation frequency of the shaft multiplied with the number of blades mounted at the shaft, expressed as velocity | Note 1: The oscillation amplitude normally results from a Fourier analysis of the vibration spectrum at the considered frequency or the considered frequencies. Note 2: The method used defining the frequency band and amplitude calculation within the frequency band is regularly defined by the user. |  | mm/s |  |  | REAL_MEASURE_TYPE |  |  |  |  | NON_DEPENDENT_P_DET | [5 empty] | 0112/2///61987#ABN694 - Specific machine vibration measurement variables | 0112/2///61987#ABA000 | 0112/2///62720#UAA867 - millimetre per second |  | 0112/2///61987#ABT509 - Velocity | Standard |  | IEC 61987 | IEC | IEC SC65E | - | C00112 |  | 0112-2---61987#ABN659 | https://cdd.iec.ch/cdd/iec61987/iec61987.nsf/PropertiesAllVersions/0112-2---61987%23ABN659
0112/2///61987#ABU217 | 001 | 02 | 0112/2///61987#ABU217#001 | reference to Device LOP for (oval) gear flow transmitter/gauge |  |  |  |  | reference to block ABA013 | [5 empty] | CLASS_REFERENCE_TYPE(0112/2///61987#ABA013) 0112/2///61987#ABA013 - Device LOP for (oval) gear flow transmitter/gauge |  |  |  |  | NON_DEPENDENT_P_DET | [5 empty] | 0112/2///61987#ABA785 - Oval gear flow transmitter | 0112/2///61987#ABA000 |  |  |  | Standard |  |  |  | SC65E – IEC 61987 | - | C00004 |  | 0112-2---61987#ABU217 | https://cdd.iec.ch/cdd/iec61987/iec61987.nsf/PropertiesAllVersions/0112-2---61987%23ABU217
0112/2///61987#ABB538 | 002 | 01 | 0112/2///61987#ABB538#002 | style of integral pressure tap |  |  |  |  | classification of the pressure taps of a flanged or throat tap flow nozzle according to their position | [5 empty] | ENUM_CODE_TYPE(0112/2///61987#ABL348) |  |  |  |  | DEPENDENT_P_DET |  |  | 0112/2///61987#ABL348 | 0112/2///61987#ABM120 - corner taps0112/2///61987#ABM121 - radius taps0112/2///61987#ABI407 - others |  | 0112/2///61987#ABC530 - Pressure taps of a flow nozzle | 0112/2///61987#ABA000 |  |  |  | Standard |  |  |  | SC65E – IEC 61987 | 0112/2///61987#ABI406 - empty_property | C00091 |  | 0112-2---61987#ABB538 | https://cdd.iec.ch/cdd/iec61987/iec61987.nsf/PropertiesAllVersions/0112-2---61987%23ABB538
0112/2///61987#ABH686 | 001 | 01 | 0112/2///61987#ABH686#001 | value of mass pulse output |  |  |  |  | reading of a value representing a mass variable |  |  | kg |  |  | REAL_MEASURE_TYPE |  |  |  |  | NON_DEPENDENT_P_DET | [5 empty] | 0112/2///61987#ABH659 - Output values of mass | 0112/2///61987#ABA000 | 0112/2///62720#UAA594 - kilogram |  | 0112/2///61987#ABT546 - Mass | Standard |  | IEC 61987 |  | SC65E – IEC 61987 | - | C00018 | 001-01 (2019-03-08 15:35:29 by BATCH 00000766) standard | 0112-2---61987#ABH686 | https://cdd.iec.ch/cdd/iec61987/iec61987.nsf/PropertiesAllVersions/0112-2---61987%23ABH686
0112/2///61987#ABG921 | 001 | 01 | 0112/2///61987#ABG921#001 | reference to Mechanical and electrical construction [level switch] |  |  |  |  | reference to block ABG361 | [5 empty] | CLASS_REFERENCE_TYPE(0112/2///61987#ABG361) 0112/2///61987#ABG361 - Mechanical and electrical construction [level switch] |  |  |  |  | NON_DEPENDENT_P_DET | [5 empty] | 0112/2///61987#ABE755 - Device LOP for level switch | 0112/2///61987#ABA000 |  |  |  | Standard |  | IEC 61987 | IEC | SC65E | - | C00018 | 001-01 (2018-03-28 07:27:12 by BATCH 00000762) standard | 0112-2---61987#ABG921 | https://cdd.iec.ch/cdd/iec61987/iec61987.nsf/PropertiesAllVersions/0112-2---61987%23ABG921
0112/2///61987#ABA288 | 005 | 01 | 0112/2///61987#ABA288#005 | number of other certificates |  |  |  |  | @number of other certificates |  | cardinality property |  |  |  | INT_TYPE |  |  |  |  | CONDITION_DET | [5 empty] | 0112/2///61987#ABC156 - Certificates and approvals0112/2///61987#ABD817 - Certificates and approvals [2]0112/2///61987#ABD818 - Certificates and approvals [3]0112/2///61987#ABE718 - Certificates and approvals [4]0112/2///61987#ABE720 - Certificates and approvals [5] | 0112/2///61987#ABA000 |  |  |  | Standard |  |  |  | SC65E – IEC 61987 | - | C00004 |  | 0112-2---61987#ABA288 | https://cdd.iec.ch/cdd/iec61987/iec61987.nsf/PropertiesAllVersions/0112-2---61987%23ABA288
0112/2///61987#ABE624 | 001 | 01 | 0112/2///61987#ABE624#001 | reference to Device LOP for I/P converter |  |  |  |  | reference to block ABE634 | [5 empty] | CLASS_REFERENCE_TYPE(0112/2///61987#ABE634) 0112/2///61987#ABE634 - Device LOP for I/P converter |  |  |  |  | NON_DEPENDENT_P_DET | [5 empty] | 0112/2///61987#ABD370 - I/P converter | 0112/2///61987#ABA000 |  |  |  | Standard |  | IEC 61987 | IEC | SC65E | - | C00016 | 001-01 (2018-03-28 07:27:01 by BATCH 00000762) standard | 0112-2---61987#ABE624 | https://cdd.iec.ch/cdd/iec61987/iec61987.nsf/PropertiesAllVersions/0112-2---61987%23ABE624
0112/2///61987#ABV160 | 001 | 01 | 0112/2///61987#ABV160#001 | reference to Type of output [19] |  |  |  |  | reference to block ABG149 | [5 empty] | CLASS_REFERENCE_TYPE(0112/2///61987#ABG149) 0112/2///61987#ABG149 - Type of output [19] |  |  |  |  | NON_DEPENDENT_P_DET | [5 empty] | 0112/2///61987#ABG134 - Output [19] | 0112/2///61987#ABA000 |  |  |  | Standard |  | IEC 61987 | IEC | SC65E | - | C00019 | 001-01 (2018-03-28 07:27:23 by BATCH 00000762) standard | 0112-2---61987#ABV160 | https://cdd.iec.ch/cdd/iec61987/iec61987.nsf/PropertiesAllVersions/0112-2---61987%23ABV160
0112/2///61987#ABD173 | 001 | 02 | 0112/2///61987#ABD173#001 | reference to Process design ratings [3] |  |  |  |  | reference to block ABC543 | [5 empty] | CLASS_REFERENCE_TYPE(0112/2///61987#ABC543) 0112/2///61987#ABC543 - Process design ratings [3] |  |  |  |  | NON_DEPENDENT_P_DET | [5 empty] | 0112/2///61987#ABC560 - Rated operating conditions [4]0112/2///61987#ABD516 - Rated operating conditions [8] | 0112/2///61987#ABA000 |  |  |  | Standard |  |  |  | SC65E – IEC 61987 | - | C00004 |  | 0112-2---61987#ABD173 | https://cdd.iec.ch/cdd/iec61987/iec61987.nsf/PropertiesAllVersions/0112-2---61987%23ABD173
0112/2///61987#ABU538 | 003 | 01 | 0112/2///61987#ABU538#003 | reference to Binary current output |  |  |  |  | reference to block ABC140 | [5 empty] | CLASS_REFERENCE_TYPE(0112/2///61987#ABC140) 0112/2///61987#ABC140 - Binary current output |  |  |  |  | DEPENDENT_P_DET | [5 empty] | 0112/2///61987#ABE042 - Type of output [8]0112/2///61987#ABE573 - Type of output [9]0112/2///61987#ABE579 - Type of output [11] | 0112/2///61987#ABA000 |  |  |  | Standard |  | IEC 61987 | IEC | SC65E | 0112/2///61987#ABU574 - output type [11] | C00016 |  | 0112-2---61987#ABU538 | https://cdd.iec.ch/cdd/iec61987/iec61987.nsf/PropertiesAllVersions/0112-2---61987%23ABU538
0112/2///61987#ABF005 | 001 | 01 | 0112/2///61987#ABF005#001 | surface power density at the emitter |  |  |  |  | power per unit area of the radiation at the outlet of an emitter |  |  | W/m² |  |  | REAL_MEASURE_TYPE |  |  |  |  | NON_DEPENDENT_P_DET | [5 empty] | 0112/2///61987#ABF525 - Microwave emitter | 0112/2///61987#ABA000 | 0112/2///62720#UAA310 - watt per metre squared |  |  | Standard |  | IEC 61987 | IEC | SC65E | - | C00018 | 001-01 (2018-03-28 07:27:03 by BATCH 00000762) standard | 0112-2---61987#ABF005 | https://cdd.iec.ch/cdd/iec61987/iec61987.nsf/PropertiesAllVersions/0112-2---61987%23ABF005
0112/2///61987#ABU943 | 001 | 01 | 0112/2///61987#ABU943#001 | performance variable type [14] |  |  |  |  | polymorphism property specifying the process variable to which the performance applies |  | Polymorphic control property |  |  |  | ENUM_STRING_TYPE(0112/2///61987#ABU835(Percentage performance [3],Percentage performance for pressure)) |  |  |  |  | CONDITION_DET |  |  | 0112/2///61987#ABU835 | 0112/2///61987#ABU802 - IEC61987-11 Name of Percentage performance [3]0112/2///61987#ABU768 - IEC61987-11 Name of Percentage performance for pressure |  | 0112/2///61987#ABG280 - Type of performance variable [14] | 0112/2///61987#ABA000 |  |  |  | Standard |  | IEC 61987 | IEC | SC65E | - | C00018 | 001-01 (2018-03-28 07:27:22 by BATCH 00000762) standard | 0112-2---61987#ABU943 | https://cdd.iec.ch/cdd/iec61987/iec61987.nsf/PropertiesAllVersions/0112-2---61987%23ABU943
0112/2///61987#ABH778 | 001 | 01 | 0112/2///61987#ABH778#001 | reference to Linearization table |  |  |  |  | reference to block ABH697 | [5 empty] | CLASS_REFERENCE_TYPE(0112/2///61987#ABH697) 0112/2///61987#ABH697 - Linearization table |  |  |  |  | NON_DEPENDENT_P_DET | [5 empty] | 0112/2///61987#ABH531 - Output signal processing variable | 0112/2///61987#ABA000 |  |  |  | Standard |  | IEC 61987 |  | SC65E – IEC 61987 | - | C00018 | 001-01 (2019-03-08 15:35:30 by BATCH 00000766) standard | 0112-2---61987#ABH778 | https://cdd.iec.ch/cdd/iec61987/iec61987.nsf/PropertiesAllVersions/0112-2---61987%23ABH778
0112/2///61987#ABD292 | 003 | 02 | 0112/2///61987#ABD292#003 | reference to Trimmer |  |  |  |  | reference to block ABC050 | [5 empty] | CLASS_REFERENCE_TYPE(0112/2///61987#ABC050) 0112/2///61987#ABC050 - Trimmer |  |  |  |  | DEPENDENT_P_DET | [5 empty] | 0112/2///61987#ABC329 - Manual controls | 0112/2///61987#ABA000 |  |  |  | Standard |  | IEC 61987 | IEC | IEC SC65E | 0112/2///61987#ABA522 - number of trimmers | C00112 |  | 0112-2---61987#ABD292 | https://cdd.iec.ch/cdd/iec61987/iec61987.nsf/PropertiesAllVersions/0112-2---61987%23ABD292
0112/2///61987#ABF689 | 001 | 01 | 0112/2///61987#ABF689#001 | reference to Influence of external quantities expressed for point level |  |  |  |  | reference to block ABE984 | [5 empty] | CLASS_REFERENCE_TYPE(0112/2///61987#ABE984) 0112/2///61987#ABE984 - Influence of external quantities expressed for point level |  |  |  |  | NON_DEPENDENT_P_DET | [5 empty] | 0112/2///61987#ABE866 - Absolute performance for point level | 0112/2///61987#ABA000 |  |  |  | Standard |  | IEC 61987 | IEC | SC65E | - | C00018 | 001-01 (2018-03-28 07:27:08 by BATCH 00000762) standard | 0112-2---61987#ABF689 | https://cdd.iec.ch/cdd/iec61987/iec61987.nsf/PropertiesAllVersions/0112-2---61987%23ABF689
0112/2///61987#ABH394 | 001 | 01 | 0112/2///61987#ABH394#001 | reference to Insertion type microwave density transmitter |  |  |  |  | reference to block ABH365 | [5 empty] | CLASS_REFERENCE_TYPE(0112/2///61987#ABH365) 0112/2///61987#ABH365 - Insertion type microwave density transmitter |  |  |  |  | NON_DEPENDENT_P_DET | [5 empty] | 0112/2///61987#ABF637 - Structural design of a microwave density transmitter | 0112/2///61987#ABA000 |  |  |  | Standard |  |  |  | SC65E – IEC 61987 | - | C00018 | 001-01 (2018-03-28 07:27:15 by BATCH 00000762) standard | 0112-2---61987#ABH394 | https://cdd.iec.ch/cdd/iec61987/iec61987.nsf/PropertiesAllVersions/0112-2---61987%23ABH394
0112/2///61987#ABB363 | 005 | 01 | 0112/2///61987#ABB363#005 | type of area classification |  |  |  |  | classification of a hazardous area based on its location | [5 empty] | ENUM_CODE_TYPE(0112/2///61987#ABL391) |  |  |  |  | DEPENDENT_P_DET |  |  | 0112/2///61987#ABL391 | 0112/2///61987#ABM276 - equipment internal area classification0112/2///61987#ABM277 - local area classification0112/2///61987#ABM278 - remote area classification0112/2///61987#ABI407 - others |  | 0112/2///61987#ABC104 - Area classification | 0112/2///61987#ABA000 |  |  |  | Standard |  |  |  | SC65E – IEC 61987 | 0112/2///61987#ABI406 - empty_property | C00091 |  | 0112-2---61987#ABB363 | https://cdd.iec.ch/cdd/iec61987/iec61987.nsf/PropertiesAllVersions/0112-2---61987%23ABB363
0112/2///61987#ABE271 | 001 | 02 | 0112/2///61987#ABE271#001 | reference to Structural design [plug valve] |  |  |  |  | reference to block ABE015 | [5 empty] | CLASS_REFERENCE_TYPE(0112/2///61987#ABE015) 0112/2///61987#ABE015 - Structural design [plug valve] |  |  |  |  | NON_DEPENDENT_P_DET | [5 empty] | 0112/2///61987#ABD935 - Mechanical and electrical construction [plug valve] | 0112/2///61987#ABA000 |  |  |  | Standard |  |  |  |  | - | C00004 |  | 0112-2---61987#ABE271 | https://cdd.iec.ch/cdd/iec61987/iec61987.nsf/PropertiesAllVersions/0112-2---61987%23ABE271
0112/2///61987#ABE667 | 001 | 01 | 0112/2///61987#ABE667#001 | characteristic pressure ratio xFz |  |  |  |  | pressure ratio at which the cavitation is acoustically detected |  |  | 1 |  |  | REAL_MEASURE_TYPE |  |  | IEC 60534-8-4 |  | NON_DEPENDENT_P_DET | [5 empty] | 0112/2///61987#ABE562 - Parameters of restriction orifice/diffuser0112/2///61987#ABE658 - Calculation results of flow modification accessory | 0112/2///61987#ABA000 | 0112/2///62720#UAA915 - quantity of dimension one |  |  | Standard |  |  |  |  | - | C00019 | 001-01 (2018-03-28 07:27:01 by BATCH 00000762) standard | 0112-2---61987#ABE667 | https://cdd.iec.ch/cdd/iec61987/iec61987.nsf/PropertiesAllVersions/0112-2---61987%23ABE667
0112/2///61987#ABH485 | 002 | 01 | 0112/2///61987#ABH485#002 | offset orientation of valve |  |  |  |  | offset orientation of a valve relative to the valve main axis | [5 empty] | ENUM_CODE_TYPE(0112/2///61987#ABL466) |  |  |  |  | DEPENDENT_P_DET |  |  | 0112/2///61987#ABL466 | 0112/2///61987#ABM528 - inside0112/2///61987#ABM529 - outside0112/2///61987#ABI407 - others |  | 0112/2///61987#ABF023 - Structural design of a bypass/measuring chamber | 0112/2///61987#ABA000 |  |  |  | Standard |  | IEC 61987 | IEC | SC65E – IEC 61987 | 0112/2///61987#ABI406 - empty_property | C00091 |  | 0112-2---61987#ABH485 | https://cdd.iec.ch/cdd/iec61987/iec61987.nsf/PropertiesAllVersions/0112-2---61987%23ABH485
0112/2///61987#ABD038 | 001 | 05 | 0112/2///61987#ABD038#001 | reference to Measured variable [2] |  |  |  |  | reference to block ABC408 | [5 empty] | CLASS_REFERENCE_TYPE(0112/2///61987#ABC408) 0112/2///61987#ABC408 - Measured variable [2] |  |  |  |  | DEPENDENT_P_DET | [5 empty] | 0112/2///61987#ABC291 - Input [2] | 0112/2///61987#ABA000 |  |  |  | Standard |  | IEC 61987 | IEC | IEC SC65E | 0112/2///61987#ABB065 - number of measured variables | C00112 |  | 0112-2---61987#ABD038 | https://cdd.iec.ch/cdd/iec61987/iec61987.nsf/PropertiesAllVersions/0112-2---61987%23ABD038
0112/2///61987#ABB938 | 004 | 01 | 0112/2///61987#ABB938#004 | nominal size of pneumatic/hydraulic connection |  |  |  |  | classification of a pneumatic or hydraulic connection according to its fabricated form | [5 empty] | ENUM_CODE_TYPE(0112/2///61987#ABL426) |  |  |  |  | DEPENDENT_P_DET |  |  | 0112/2///61987#ABL426 | 0112/2///61987#ABJ992 - G 3/8 A0112/2///61987#ABJ995 - G 1/2 A0112/2///61987#ABJ998 - G 5/8 A0112/2///61987#ABK001 - G 3/4 A0112/2///61987#ABK004 - G 7/8 A0112/2///61987#ABK007 - G 1 A0112/2///61987#ABK010 - G 1 1/8 A0112/2///61987#ABK013 - G 1 1/4 A0112/2///61987#ABK016 - G 1 1/2 A0112/2///61987#ABK019 - G 1 3/4 A0112/2///61987#ABK022 - G 2 A0112/2///61987#ABM398 - 1/8 NPT0112/2///61987#ABM399 - 1/4 NPT0112/2///61987#ABL197 - 3/8 NPT0112/2///61987#ABL196 - 1/2 NPT0112/2///61987#ABL198 - 3/4 NPT0112/2///61987#ABM403 - 1 NPT0112/2///61987#ABM404 - 1-1/4 NPT0112/2///61987#ABM405 - 1-1/2 NPT0112/2///61987#ABM406 - 2 NPT0112/2///61987#ABI407 - others |  | 0112/2///61987#ABC513 - Pneumatic/hydraulic connection0112/2///61987#ABF266 - Purge system0112/2///61987#ABF268 - Cooling system | 0112/2///61987#ABA000 |  |  |  | Standard |  |  |  | SC65E – IEC 61987 | 0112/2///61987#ABI406 - empty_property | C00091 |  | 0112-2---61987#ABB938 | https://cdd.iec.ch/cdd/iec61987/iec61987.nsf/PropertiesAllVersions/0112-2---61987%23ABB938
0112/2///61987#ABD563 | 001 | 02 | 0112/2///61987#ABD563#001 | description of manual override |  |  |  |  | plain text describing the use to which the manual override can be put | [5 empty] | STRING_TYPE |  |  |  |  | NON_DEPENDENT_P_DET | [5 empty] | 0112/2///61987#ABD835 - Manual override [2]0112/2///61987#ABU554 - Manual override0112/2///61987#ABU555 - Manual override | 0112/2///61987#ABA000 |  |  |  | Standard |  |  |  |  | - | C00004 |  | 0112-2---61987#ABD563 | https://cdd.iec.ch/cdd/iec61987/iec61987.nsf/PropertiesAllVersions/0112-2---61987%23ABD563
0112/2///61987#ABN745 | 002 | 01 | 0112/2///61987#ABN745#002 | reference to Specific density measurement variables |  |  |  |  | reference to block ABN687 | [5 empty] | CLASS_REFERENCE_TYPE(0112/2///61987#ABN687) 0112/2///61987#ABN687 - Specific density measurement variables |  |  |  |  | NON_DEPENDENT_P_DET | [5 empty] | 0112/2///61987#ABN682 - Continuous measurement variables | 0112/2///61987#ABA000 |  |  |  | Standard |  | IEC 61987 | IEC | IEC/SC 65E | - | C00112 |  | 0112-2---61987#ABN745 | https://cdd.iec.ch/cdd/iec61987/iec61987.nsf/PropertiesAllVersions/0112-2---61987%23ABN745
0112/2///61987#ABD653 | 002 | 01 | 0112/2///61987#ABD653#002 | minimum allowable closing travel time |  |  |  |  | shortest time duration that is permissible for the control valve together with its given set of components to travel from the open position to the close position |  |  | s |  |  | REAL_MEASURE_TYPE |  |  |  |  | NON_DEPENDENT_P_DET | [5 empty] | 0112/2///61987#ABD844 - Design conditions for valve body assembly | 0112/2///61987#ABA000 | 0112/2///62720#UAA972 - second |  | 0112/2///61987#ABT510 - Time/time duration short | Standard |  |  |  |  | - | C00004 |  | 0112-2---61987#ABD653 | https://cdd.iec.ch/cdd/iec61987/iec61987.nsf/PropertiesAllVersions/0112-2---61987%23ABD653
0112/2///61987#ABG907 | 001 | 02 | 0112/2///61987#ABG907#001 | reference to Normal process conditions [9] |  |  |  |  | reference to block ABG347 | [5 empty] | CLASS_REFERENCE_TYPE(0112/2///61987#ABG347) 0112/2///61987#ABG347 - Normal process conditions [9] |  |  |  |  | DEPENDENT_P_DET | [5 empty] | 0112/2///61987#ABG340 - Process design ratings [12] | 0112/2///61987#ABA000 |  |  |  | Standard |  | IEC 61987 | IEC | IEC SC65E | 0112/2///61987#ABH445 - number of normal process conditions | C00112 |  | 0112-2---61987#ABG907 | https://cdd.iec.ch/cdd/iec61987/iec61987.nsf/PropertiesAllVersions/0112-2---61987%23ABG907
0112/2///61987#ABB246 | 001 | 04 | 0112/2///61987#ABB246#001 | fault current |  |  |  |  | current drawn by the fault detection electronics of a fieldbus device |  |  | mA |  |  | REAL_MEASURE_TYPE |  |  |  |  | NON_DEPENDENT_P_DET | [5 empty] | 0112/2///61987#ABC214 - Electrical data of a bus powered device | 0112/2///61987#ABA000 | 0112/2///62720#UAA775 - milliampere |  | 0112/2///61987#ABT567 - Electrical current | Standard |  |  |  | SC65E – IEC 61987 | - | C00004 |  | 0112-2---61987#ABB246 | https://cdd.iec.ch/cdd/iec61987/iec61987.nsf/PropertiesAllVersions/0112-2---61987%23ABB246
0112/2///61987#ABD094 | 001 | 02 | 0112/2///61987#ABD094#001 | reference to Orifice flange or fitting |  |  |  |  | reference to block ABC464 | [5 empty] | CLASS_REFERENCE_TYPE(0112/2///61987#ABC464) 0112/2///61987#ABC464 - Orifice flange or fitting |  |  |  |  | NON_DEPENDENT_P_DET | [5 empty] | 0112/2///61987#ABC463 - Orifice assembly | 0112/2///61987#ABA000 |  |  |  | Standard |  |  |  | SC65E – IEC 61987 | - | C00004 |  | 0112-2---61987#ABD094 | https://cdd.iec.ch/cdd/iec61987/iec61987.nsf/PropertiesAllVersions/0112-2---61987%23ABD094
0112/2///61987#ABI306 | 001 | 01 | 0112/2///61987#ABI306#001 | final assembly number |  |  |  |  | final assembly number assigned to a CPF 9 device | CPF 9 is the IEC 61784 acronym for HART. |  |  |  |  | STRING_TYPE |  |  |  |  | NON_DEPENDENT_P_DET | [5 empty] | 0112/2///61987#ABH916 - HART universal parameters | 0112/2///61987#ABA000 |  |  |  | Standard |  |  |  | SC65E – IEC 61987 | - | C00004 | 001-01 (2018-03-28 07:27:16 by BATCH 00000762) standard | 0112-2---61987#ABI306 | https://cdd.iec.ch/cdd/iec61987/iec61987.nsf/PropertiesAllVersions/0112-2---61987%23ABI306
0112/2///61987#ABB218 | 001 | 05 | 0112/2///61987#ABB218#001 | set lower range end-value of interval of temperature |  |  |  |  | value defining the start of a subrange for temperature |  |  | °C |  |  | REAL_MEASURE_TYPE |  |  |  |  | NON_DEPENDENT_P_DET | [5 empty] | 0112/2///61987#ABC078 - Accuracy for a subrange of temperature | 0112/2///61987#ABA000 | 0112/2///62720#UAA033 - degree Celsius |  | 0112/2///61987#ABT514 - Temperature | Standard |  | IEC 61987 | IEC | IEC/SC 65E | - | C00128 |  | 0112-2---61987#ABB218 | https://cdd.iec.ch/cdd/iec61987/iec61987.nsf/PropertiesAllVersions/0112-2---61987%23ABB218
0112/2///61987#ABJ683 | 001 | 02 | 0112/2///61987#ABJ683#001 | READBACK_VALUE |  |  |  | Readback | parameter indicating the current output value of the block |  | also used by Process Automation - Device Information Model (PA-DIM) |  |  |  | REAL_TYPE |  |  |  |  | NON_DEPENDENT_P_DET | [5 empty] | 0112/2///61987#ABI739 - READBACK | 0112/2///61987#ABA000 |  |  |  | Standard |  | IEC 61987 | IEC | IEC SC65E | - | C00112 |  | 0112-2---61987#ABJ683 | https://cdd.iec.ch/cdd/iec61987/iec61987.nsf/PropertiesAllVersions/0112-2---61987%23ABJ683
0112/2///61987#ABE221 | 001 | 02 | 0112/2///61987#ABE221#001 | reference to Parameters of valve body assembly [1] |  |  |  |  | reference to block ABD965 | [5 empty] | CLASS_REFERENCE_TYPE(0112/2///61987#ABD965) 0112/2///61987#ABD965 - Parameters of valve body assembly [1] |  |  |  |  | NON_DEPENDENT_P_DET | [5 empty] | 0112/2///61987#ABE310 - Device LOP for valve body assembly | 0112/2///61987#ABA000 |  |  |  | Standard |  |  |  |  | - | C00004 |  | 0112-2---61987#ABE221 | https://cdd.iec.ch/cdd/iec61987/iec61987.nsf/PropertiesAllVersions/0112-2---61987%23ABE221
0112/2///61987#ABA450 | 001 | 04 | 0112/2///61987#ABA450#001 | maximum adjustable pulse width |  |  |  |  | longest configurable duration between pulse start time and pulse stop time |  |  | ms |  |  | REAL_MEASURE_TYPE |  |  |  |  | NON_DEPENDENT_P_DET | [5 empty] | 0112/2///61987#ABC552 - Pulse input/output parameters | 0112/2///61987#ABA000 | 0112/2///62720#UAA899 - millisecond |  | 0112/2///61987#ABT510 - Time/time duration short | Standard |  |  |  | SC65E – IEC 61987 | - | C00004 |  | 0112-2---61987#ABA450 | https://cdd.iec.ch/cdd/iec61987/iec61987.nsf/PropertiesAllVersions/0112-2---61987%23ABA450
0112/2///61987#ABB123 | 002 | 01 | 0112/2///61987#ABB123#002 | type of indicator extension |  |  |  |  | classification of the provision made for positioning an indicator from a source of heat according to the degree of extension | [5 empty] | ENUM_CODE_TYPE(0112/2///61987#ABL540) |  |  |  |  | DEPENDENT_P_DET |  |  | 0112/2///61987#ABL540 | 0112/2///61987#ABM778 - non-extended0112/2///61987#ABM284 - extended0112/2///61987#ABM780 - high temperature extension0112/2///61987#ABI407 - others |  | 0112/2///61987#ABC638 - Structural design of a variable area flow transmitter or gauge | 0112/2///61987#ABA000 |  |  |  | Standard |  |  |  | SC65E – IEC 61987 | 0112/2///61987#ABI406 - empty_property | C00091 |  | 0112-2---61987#ABB123 | https://cdd.iec.ch/cdd/iec61987/iec61987.nsf/PropertiesAllVersions/0112-2---61987%23ABB123
0112/2///61987#ABD639 | 001 | 04 | 0112/2///61987#ABD639#001 | maximum output capacity for a diaphragm or single acting cylinder actuator |  |  |  |  | highest amount of fluid that can be output by a positioner connected to an actuator with a diaphragm or a single acting cylinder, expressed as normalized volume flow at a given supply pressure |  |  | m³/h |  |  | REAL_MEASURE_TYPE |  |  |  |  | NON_DEPENDENT_P_DET | [5 empty] | 0112/2///61987#ABE034 - Structural design of a positioner | 0112/2///61987#ABA000 | 0112/2///62720#UAA763 - metre cubed per hour |  | 0112/2///61987#ABT504 - Volume flow rate | Standard |  |  |  |  | - | C00004 |  | 0112-2---61987#ABD639 | https://cdd.iec.ch/cdd/iec61987/iec61987.nsf/PropertiesAllVersions/0112-2---61987%23ABD639
0112/2///61987#ABJ676 | 001 | 01 | 0112/2///61987#ABJ676#001 | number of PULSE_INPUTs |  |  |  |  | cardinality property for a PULSE_INPUT | [5 empty] | INT_TYPE |  |  |  |  | CONDITION_DET | [5 empty] | 0112/2///61987#ABH901 - Pulse input function block | 0112/2///61987#ABA000 |  |  |  | Standard |  |  |  | SC65E – IEC 61987 | - | C00018 | 001-01 (2019-03-08 15:35:34 by BATCH 00000766) standard | 0112-2---61987#ABJ676 | https://cdd.iec.ch/cdd/iec61987/iec61987.nsf/PropertiesAllVersions/0112-2---61987%23ABJ676
0112/2///61987#ABU289 | 001 | 03 | 0112/2///61987#ABU289#001 | reference to Frequency input [2] |  |  |  |  | reference to block ABC248 |  | Id specified in IEC61987-12/-13: ABC878 |  |  |  | CLASS_REFERENCE_TYPE(0112/2///61987#ABC248) 0112/2///61987#ABC248 - Frequency input [2] |  |  |  |  | DEPENDENT_P_DET | [5 empty] | 0112/2///61987#ABC055 - Type of auxiliary input [4] | 0112/2///61987#ABA000 |  |  |  | Standard |  |  |  | SC65E – IEC 61987 | 0112/2///61987#ABU274 - auxiliary input type [4] | C00004 |  | 0112-2---61987#ABU289 | https://cdd.iec.ch/cdd/iec61987/iec61987.nsf/PropertiesAllVersions/0112-2---61987%23ABU289
0112/2///61987#ABU234 | 001 | 03 | 0112/2///61987#ABU234#001 | reference to Binary input |  |  |  |  | reference to block ABC142 |  | Id specified in IEC61987-12/-13: ABC772 |  |  |  | CLASS_REFERENCE_TYPE(0112/2///61987#ABC142) 0112/2///61987#ABC142 - Binary input |  |  |  |  | DEPENDENT_P_DET | [5 empty] | 0112/2///61987#ABC056 - Type of auxiliary input [5] | 0112/2///61987#ABA000 |  |  |  | Standard |  |  |  | SC65E – IEC 61987 | 0112/2///61987#ABU230 - auxiliary input type [5] | C00004 |  | 0112-2---61987#ABU234 | https://cdd.iec.ch/cdd/iec61987/iec61987.nsf/PropertiesAllVersions/0112-2---61987%23ABU234
0112/2///61987#ABB323 | 003 | 01 | 0112/2///61987#ABB323#003 | type of process case variable |  |  |  |  | plain text characterizing a process case variable which is not given as a foreseen process case variable | [5 empty] | STRING_TYPE |  |  |  |  | NON_DEPENDENT_P_DET | [5 empty] | 0112/2///61987#ABC472 - Other process case variable | 0112/2///61987#ABA000 |  |  |  | Standard |  |  |  | SC65E – IEC 61987 | - | C00004 |  | 0112-2---61987#ABB323 | https://cdd.iec.ch/cdd/iec61987/iec61987.nsf/PropertiesAllVersions/0112-2---61987%23ABB323
0112/2///61987#ABE064 | 004 | 01 | 0112/2///61987#ABE064#004 | reference to Base conditions [2] |  |  |  |  | reference to block ABD808 | [5 empty] | CLASS_REFERENCE_TYPE(0112/2///61987#ABD808) 0112/2///61987#ABD808 - Base conditions [2] |  |  |  |  | NON_DEPENDENT_P_DET | [5 empty] | 0112/2///61987#ABE307 - Operating LOP for valve body assembly and process pressure regulator0112/2///61987#ABE656 - Operating LOP for flow modification accessory0112/2///61987#ABF867 - Operating LOP for temperature measuring equipment0112/2///61987#ABF868 - Operating LOP for density measuring equipment | 0112/2///61987#ABA000 |  |  |  | Standard |  |  |  |  | - | C00004 |  | 0112-2---61987#ABE064 | https://cdd.iec.ch/cdd/iec61987/iec61987.nsf/PropertiesAllVersions/0112-2---61987%23ABE064
0112/2///61987#ABE798 | 001 | 01 | 0112/2///61987#ABE798#001 | non-repeatability of concentration |  |  |  |  | for a device, absolute degree of deviation between the results of successive measurements of concentration, carried out under the same conditions of measurement |  |  | mg/m³ |  |  | REAL_MEASURE_TYPE |  |  | IEV 311-06-06 (Repeatability), MOD |  | NON_DEPENDENT_P_DET | [5 empty] | 0112/2///61987#ABE792 - Absolute performance for concentration | 0112/2///61987#ABA000 | 0112/2///62720#UAA830 - milligram per metre cubed |  | 0112/2///61987#ABT575 - Mass concentration (mass per volume) | Standard |  | IEC 61987 | IEC | SC65E | - | C00018 | 001-01 (2018-03-28 07:27:02 by BATCH 00000762) standard | 0112-2---61987#ABE798 | https://cdd.iec.ch/cdd/iec61987/iec61987.nsf/PropertiesAllVersions/0112-2---61987%23ABE798
0112/2///61987#ABH209 | 002 | 01 | 0112/2///61987#ABH209#002 | type of antenna |  |  |  |  | classification of the antenna according to its geometrical form | [5 empty] | ENUM_CODE_TYPE(0112/2///61987#ABL447) |  |  |  |  | DEPENDENT_P_DET |  |  | 0112/2///61987#ABL447 | 0112/2///61987#ABM472 - horn antenna0112/2///61987#ABM473 - horn antenna with wave guide0112/2///61987#ABM474 - parabolic antenna0112/2///61987#ABM475 - planar antenna0112/2///61987#ABM476 - rod antenna0112/2///61987#ABM477 - shielded rod antenna0112/2///61987#ABM478 - tubular antenna0112/2///61987#ABM479 - movable tubular antenna0112/2///61987#ABI407 - others |  | 0112/2///61987#ABH208 - Structural design of an antenna | 0112/2///61987#ABA000 |  |  |  | Standard |  |  |  | SC65E – IEC 61987 | 0112/2///61987#ABI406 - empty_property | C00091 |  | 0112-2---61987#ABH209 | https://cdd.iec.ch/cdd/iec61987/iec61987.nsf/PropertiesAllVersions/0112-2---61987%23ABH209
0112/2///61987#ABF207 | 002 | 01 | 0112/2///61987#ABF207#002 | fill gas |  |  |  |  | designation of a gas used to fill a closed compartment of a device part | [5 empty] | ENUM_CODE_TYPE(0112/2///61987#ABL532) |  |  |  |  | DEPENDENT_P_DET |  |  | 0112/2///61987#ABL532 | 0112/2///61987#ABL869 - nitrogen0112/2///61987#ABI407 - others |  | 0112/2///61987#ABF162 - Indicator rail | 0112/2///61987#ABA000 |  |  |  | Standard |  | IEC 61987 | IEC | SC65E | 0112/2///61987#ABI406 - empty_property | C00091 |  | 0112-2---61987#ABF207 | https://cdd.iec.ch/cdd/iec61987/iec61987.nsf/PropertiesAllVersions/0112-2---61987%23ABF207
0112/2///61987#ABV223 | 001 | 02 | 0112/2///61987#ABV223#001 | reference to Frequency output [13] |  |  |  |  | reference to block ABG195 | [5 empty] | CLASS_REFERENCE_TYPE(0112/2///61987#ABG195) 0112/2///61987#ABG195 - Frequency output [13] |  |  |  |  | DEPENDENT_P_DET | [5 empty] | 0112/2///61987#ABG148 - Type of output [18] | 0112/2///61987#ABA000 |  |  |  | Standard |  | IEC 61987 | IEC | SC65E | 0112/2///61987#ABV216 - output type [18] | C00019 |  | 0112-2---61987#ABV223 | https://cdd.iec.ch/cdd/iec61987/iec61987.nsf/PropertiesAllVersions/0112-2---61987%23ABV223
0112/2///61987#ABH573 | 001 | 01 | 0112/2///61987#ABH573#001 | value of normalized volume flow digital output |  |  |  |  | digital reading of a value representing a normalized volume flow variable |  |  | m³/h |  |  | REAL_MEASURE_TYPE |  |  |  |  | NON_DEPENDENT_P_DET | [5 empty] | 0112/2///61987#ABH648 - Output values of normalized volume flow | 0112/2///61987#ABA000 | 0112/2///62720#UAA763 - metre cubed per hour |  | 0112/2///61987#ABT504 - Volume flow rate | Standard |  | IEC 61987 |  | SC65E – IEC 61987 | - | C00018 | 001-01 (2019-03-08 15:35:29 by BATCH 00000766) standard | 0112-2---61987#ABH573 | https://cdd.iec.ch/cdd/iec61987/iec61987.nsf/PropertiesAllVersions/0112-2---61987%23ABH573
0112/2///61987#ABF589 | 001 | 01 | 0112/2///61987#ABF589#001 | lower range-value of mass fraction | lower range-value |  |  |  | mass fraction value assigned to the lower range end-value of the input or output signal |  |  | % |  |  | REAL_MEASURE_TYPE |  |  |  |  | NON_DEPENDENT_P_DET | [5 empty] | 0112/2///61987#ABF598 - Assigned mass fraction range | 0112/2///61987#ABA000 | 0112/2///62720#UAA000 - percent |  | 0112/2///61987#ABT533 - Percentage | Standard |  | IEC 61987 | IEC | SC65E | - | C00018 | 001-01 (2018-03-28 07:27:08 by BATCH 00000762) standard | 0112-2---61987#ABF589 | https://cdd.iec.ch/cdd/iec61987/iec61987.nsf/PropertiesAllVersions/0112-2---61987%23ABF589
0112/2///61987#ABU399 | 001 | 04 | 0112/2///61987#ABU399#001 | reference to Binary relay output |  |  |  |  | reference to block ABC144 |  | Id specified in IEC61987-12/-13: ABC774 |  |  |  | CLASS_REFERENCE_TYPE(0112/2///61987#ABC144) 0112/2///61987#ABC144 - Binary relay output |  |  |  |  | DEPENDENT_P_DET | [5 empty] | 0112/2///61987#ABC669 - Type of output [6] | 0112/2///61987#ABA000 |  |  |  | Standard |  | IEC 61987 | IEC | IEC/SC 65E | 0112/2///61987#ABU388 - output type [6] | C00128 |  | 0112-2---61987#ABU399 | https://cdd.iec.ch/cdd/iec61987/iec61987.nsf/PropertiesAllVersions/0112-2---61987%23ABU399
0112/2///61987#ABH092 | 002 | 01 | 0112/2///61987#ABH092#002 | orientation of process equipment |  |  |  |  | position in which a piece of process equipment has been installed | [5 empty] | ENUM_CODE_TYPE(0112/2///61987#ABL686) |  |  |  |  | DEPENDENT_P_DET |  |  | 0112/2///61987#ABL686 | 0112/2///61987#ABL935 - vertical0112/2///61987#ABL936 - horizontal0112/2///61987#ABN343 - inclined0112/2///61987#ABI407 - others |  | 0112/2///61987#ABH091 - Overall construction | 0112/2///61987#ABA000 |  |  |  | Standard |  | IEC 61987 | IEC | SC65E | 0112/2///61987#ABI406 - empty_property | C00091 |  | 0112-2---61987#ABH092 | https://cdd.iec.ch/cdd/iec61987/iec61987.nsf/PropertiesAllVersions/0112-2---61987%23ABH092
0112/2///61987#ABH594 | 001 | 01 | 0112/2///61987#ABH594#001 | number of calibration points |  |  |  |  | cardinality property for calibration point | [5 empty] | INT_TYPE |  |  |  |  | CONDITION_DET | [5 empty] | 0112/2///61987#ABH610 - Calibration of mass flow0112/2///61987#ABH611 - Calibration of actual volume flow0112/2///61987#ABH612 - Calibration of normalized volume flow0112/2///61987#ABH613 - Calibration of flow velocity0112/2///61987#ABH614 - Calibration of density0112/2///61987#ABH615 - Calibration of concentration0112/2///61987#ABH616 - Calibration of volume fraction0112/2///61987#ABH617 - Calibration of mass fraction0112/2///61987#ABH618 - Calibration of pressure0112/2///61987#ABH619 - Calibration of temperature0112/2///61987#ABH620 - Calibration of dynamic viscosity0112/2///61987#ABH621 - Calibration of level0112/2///61987#ABH622 - Calibration of ullage0112/2///61987#ABH623 - Calibration of mass0112/2///61987#ABH624 - Calibration of volume0112/2///61987#ABH625 - Calibration of degree of filling0112/2///61987#ABH626 - Calibration of voltage0112/2///61987#ABH627 - Calibration of resistance0112/2///61987#ABH628 - Calibration of other variable | 0112/2///61987#ABA000 |  |  |  | Standard |  | IEC 61987 |  | SC65E – IEC 61987 | - | C00018 | 001-01 (2019-03-08 15:35:29 by BATCH 00000766) standard | 0112-2---61987#ABH594 | https://cdd.iec.ch/cdd/iec61987/iec61987.nsf/PropertiesAllVersions/0112-2---61987%23ABH594
0112/2///61987#ABA374 | 002 | 01 | 0112/2///61987#ABA374#002 | upper current limit of proportional range |  |  |  |  | highest value that a current signal can assume and still exhibit linear behaviour |  |  | mA |  |  | REAL_MEASURE_TYPE |  |  |  |  | NON_DEPENDENT_P_DET | [5 empty] | 0112/2///61987#ABC085 - Analog current input parameters0112/2///61987#ABC091 - Analog current output parameters0112/2///61987#ABP015 - Analog current input parameters [I/O module] | 0112/2///61987#ABA000 | 0112/2///62720#UAA775 - milliampere |  | 0112/2///61987#ABT567 - Electrical current | Standard |  | IEC 61987 | IEC | IEC/SC 65E | - | C00112 |  | 0112-2---61987#ABA374 | https://cdd.iec.ch/cdd/iec61987/iec61987.nsf/PropertiesAllVersions/0112-2---61987%23ABA374
0112/2///61987#ABU679 | 001 | 01 | 0112/2///61987#ABU679#001 | reference to Manufacturer-specific input [7] |  |  |  |  | reference to block ABH050 | [5 empty] | CLASS_REFERENCE_TYPE(0112/2///61987#ABH050) 0112/2///61987#ABH050 - Manufacturer-specific input [7] |  |  |  |  | DEPENDENT_P_DET | [5 empty] | 0112/2///61987#ABG070 - Type of auxiliary input [21] | 0112/2///61987#ABA000 |  |  |  | Standard |  | IEC 61987 | IEC | SC65E | 0112/2///61987#ABU654 - auxiliary input type [21] | C00017 | 001-01 (2018-03-28 07:27:21 by BATCH 00000762) standard | 0112-2---61987#ABU679 | https://cdd.iec.ch/cdd/iec61987/iec61987.nsf/PropertiesAllVersions/0112-2---61987%23ABU679
0112/2///61987#ABH935 | 001 | 01 | 0112/2///61987#ABH935#001 | WRITE_LOCKING |  |  |  |  | parameter setting a software write protection | [5 empty] | INT_TYPE |  |  |  |  | NON_DEPENDENT_P_DET | [5 empty] | 0112/2///61987#ABH841 - Device (resource) block | 0112/2///61987#ABA000 |  |  |  | Standard |  |  |  | SC65E – IEC 61987 | - | C00018 | 001-01 (2019-03-08 15:35:31 by BATCH 00000766) standard | 0112-2---61987#ABH935 | https://cdd.iec.ch/cdd/iec61987/iec61987.nsf/PropertiesAllVersions/0112-2---61987%23ABH935
0112/2///61987#ABD000 | 001 | 02 | 0112/2///61987#ABD000#001 | reference to Material of hot tap upper tube section |  |  |  |  | reference to block ABC370 | [5 empty] | CLASS_REFERENCE_TYPE(0112/2///61987#ABC370) 0112/2///61987#ABC370 - Material of hot tap upper tube section |  |  |  |  | NON_DEPENDENT_P_DET | [5 empty] | 0112/2///61987#ABC582 - Retractable electromagnetic insertion flow transmitter0112/2///61987#ABC583 - Retractable thermal mass flow transmitter | 0112/2///61987#ABA000 |  |  |  | Standard |  |  |  | SC65E – IEC 61987 | - | C00004 |  | 0112-2---61987#ABD000 | https://cdd.iec.ch/cdd/iec61987/iec61987.nsf/PropertiesAllVersions/0112-2---61987%23ABD000
0112/2///61987#ABU395 | 001 | 03 | 0112/2///61987#ABU395#001 | reference to Analog voltage output [3] |  |  |  |  | reference to block ABC097 |  | Id specified in IEC61987-12/-13: ABC727 |  |  |  | CLASS_REFERENCE_TYPE(0112/2///61987#ABC097) 0112/2///61987#ABC097 - Analog voltage output [3] |  |  |  |  | DEPENDENT_P_DET | [5 empty] | 0112/2///61987#ABC669 - Type of output [6] | 0112/2///61987#ABA000 |  |  |  | Standard |  |  |  | SC65E – IEC 61987 | 0112/2///61987#ABU388 - output type [6] | C00004 |  | 0112-2---61987#ABU395 | https://cdd.iec.ch/cdd/iec61987/iec61987.nsf/PropertiesAllVersions/0112-2---61987%23ABU395
0112/2///61987#ABE557 | 002 | 01 | 0112/2///61987#ABE557#002 | type of I/P converter |  |  |  |  | classification of an I/P converter according to its functional design | [5 empty] | ENUM_CODE_TYPE(0112/2///61987#ABJ796) |  |  |  |  | DEPENDENT_P_DET |  |  | 0112/2///61987#ABJ796 | 0112/2///61987#ABL226 - pneumatic0112/2///61987#ABL227 - electrical (analog)0112/2///61987#ABL228 - electrical (digital)0112/2///61987#ABL229 - hydraulic0112/2///61987#ABI407 - others |  | 0112/2///61987#ABE618 - Structural design of an I/P converter | 0112/2///61987#ABA000 |  |  |  | Standard |  | IEC 61987 | IEC | SC65E | 0112/2///61987#ABI406 - empty_property | C00091 |  | 0112-2---61987#ABE557 | https://cdd.iec.ch/cdd/iec61987/iec61987.nsf/PropertiesAllVersions/0112-2---61987%23ABE557
0112/2///61987#ABU130 | 001 | 03 | 0112/2///61987#ABU130#001 | reference to Non-aqueous liquid phase |  |  |  |  | reference to block ABC447 |  | Id specified in IEC61987-12/-13: ABD077 |  |  |  | CLASS_REFERENCE_TYPE(0112/2///61987#ABC447) 0112/2///61987#ABC447 - Non-aqueous liquid phase |  |  |  |  | DEPENDENT_P_DET | [5 empty] | 0112/2///61987#ABC510 - Phase [flow] | 0112/2///61987#ABA000 |  |  |  | Standard |  |  |  | SC65E – IEC 61987 | 0112/2///61987#ABU127 - phase type | C00004 |  | 0112-2---61987#ABU130 | https://cdd.iec.ch/cdd/iec61987/iec61987.nsf/PropertiesAllVersions/0112-2---61987%23ABU130
0112/2///61987#ABI544 | 001 | 01 | 0112/2///61987#ABI544#001 | severity of event |  |  |  |  | classification of an event according to its impact on devices or processes | [5 empty] | STRING_TYPE |  |  |  |  | NON_DEPENDENT_P_DET | [5 empty] | 0112/2///61987#ABI484 - Event triggered inspection0112/2///61987#ABI485 - Event triggered maintenance/service | 0112/2///61987#ABA000 |  |  |  | Standard |  |  |  | SC65E – IEC 61987 | - | C00018 | 001-01 (2019-03-08 15:35:32 by BATCH 00000766) standard | 0112-2---61987#ABI544 | https://cdd.iec.ch/cdd/iec61987/iec61987.nsf/PropertiesAllVersions/0112-2---61987%23ABI544
0112/2///61987#ABD713 | 002 | 01 | 0112/2///61987#ABD713#002 | split range |  |  |  |  | classification of a valve positioner parameter according to ability of the positioner to support a split range function | [5 empty] | ENUM_CODE_TYPE(0112/2///61987#ABL705) |  |  |  |  | DEPENDENT_P_DET |  |  | 0112/2///61987#ABL705 | 0112/2///61987#ABL015 - yes0112/2///61987#ABL014 - no0112/2///61987#ABL108 - configurable0112/2///61987#ABI407 - others |  | 0112/2///61987#ABD963 - Parameters of positioner | 0112/2///61987#ABA000 |  |  |  | Standard |  |  |  |  | 0112/2///61987#ABI406 - empty_property | C00091 |  | 0112-2---61987#ABD713 | https://cdd.iec.ch/cdd/iec61987/iec61987.nsf/PropertiesAllVersions/0112-2---61987%23ABD713
0112/2///61987#ABA137 | 004 | 01 | 0112/2///61987#ABA137#004 | minimum design derating absolute pressure |  |  |  |  | lowest absolute pressure that equipment will withstand at the specified design derating temperature |  |  | bar |  |  | REAL_MEASURE_TYPE |  |  | ISO 13628-6, 3.4 MOD |  | NON_DEPENDENT_P_DET | [5 empty] | 0112/2///61987#ABC188 - Design deratings | 0112/2///61987#ABA000 | 0112/2///62720#UAA323 - bar |  | 0112/2///61987#ABT524 - Pressure | Standard |  |  |  | SC65E – IEC 61987 | - | C00004 |  | 0112-2---61987#ABA137 | https://cdd.iec.ch/cdd/iec61987/iec61987.nsf/PropertiesAllVersions/0112-2---61987%23ABA137
0112/2///61987#ABJ716 | 001 | 02 | 0112/2///61987#ABJ716#001 | reference to PULSE_INPUT |  |  |  |  | reference to block ABJ624 | [5 empty] | CLASS_REFERENCE_TYPE(0112/2///61987#ABJ624) 0112/2///61987#ABJ624 - PULSE_INPUT |  |  |  |  | DEPENDENT_P_DET | [5 empty] | 0112/2///61987#ABH901 - Pulse input function block | 0112/2///61987#ABA000 |  |  |  | Standard |  | IEC 61987 | IEC | IEC SC65E | 0112/2///61987#ABJ676 - number of PULSE_INPUTs | C00112 |  | 0112-2---61987#ABJ716 | https://cdd.iec.ch/cdd/iec61987/iec61987.nsf/PropertiesAllVersions/0112-2---61987%23ABJ716
0112/2///61987#ABG989 | 001 | 01 | 0112/2///61987#ABG989#001 | reference to Structural design [stilling well] |  |  |  |  | reference to block ABG429 | [5 empty] | CLASS_REFERENCE_TYPE(0112/2///61987#ABG429) 0112/2///61987#ABG429 - Structural design [stilling well] |  |  |  |  | NON_DEPENDENT_P_DET | [5 empty] | 0112/2///61987#ABG384 - Mechanical and electrical construction [stilling well] | 0112/2///61987#ABA000 |  |  |  | Standard |  | IEC 61987 | IEC | SC65E | - | C00018 | 001-01 (2018-03-28 07:27:12 by BATCH 00000762) standard | 0112-2---61987#ABG989 | https://cdd.iec.ch/cdd/iec61987/iec61987.nsf/PropertiesAllVersions/0112-2---61987%23ABG989
0112/2///61987#ABH413 | 001 | 01 | 0112/2///61987#ABH413#001 | type of displacer extension |  |  |  |  | classification of a displacer extension according to its mechanical construction | [5 empty] | STRING_TYPE |  |  |  |  | NON_DEPENDENT_P_DET | [5 empty] | 0112/2///61987#ABH412 - Displacer extension | 0112/2///61987#ABA000 |  |  |  | Standard |  |  |  | SC65E – IEC 61987 | - | C00018 | 001-01 (2018-03-28 07:27:15 by BATCH 00000762) standard | 0112-2---61987#ABH413 | https://cdd.iec.ch/cdd/iec61987/iec61987.nsf/PropertiesAllVersions/0112-2---61987%23ABH413
0112/2///61987#ABP246 | 001 | 01 | 0112/2///61987#ABP246#001 | reference to Influence of external quantities expressed for temperature [I/O module] |  |  |  |  | reference to block ABP042 | [5 empty] | CLASS_REFERENCE_TYPE(0112/2///61987#ABP042) 0112/2///61987#ABP042 - Influence of external quantities expressed for temperature [I/O module] |  |  |  |  | NON_DEPENDENT_P_DET | [5 empty] | 0112/2///61987#ABP011 - Absolute performance for temperature [I/O module] | 0112/2///61987#ABA000 |  |  |  | Standard |  | IEC 61987 | IEC | IEC/SC 65E | - | C00128 | 001-01 (2023-01-23 14:53:53 by BATCH 00000807) standard | 0112-2---61987#ABP246 | https://cdd.iec.ch/cdd/iec61987/iec61987.nsf/PropertiesAllVersions/0112-2---61987%23ABP246
0112/2///61987#ABI424 | 001 | 01 | 0112/2///61987#ABI424#001 | minimum limiting value of transportation temperature |  |  |  |  | lowest temperature to which a device may be subjected during transportation without permanent impairment of operating characteristics |  |  | °C |  |  | REAL_MEASURE_TYPE |  |  |  |  | NON_DEPENDENT_P_DET | [5 empty] | 0112/2///61987#ABI413 - Packaging and transportation | 0112/2///61987#ABA000 | 0112/2///62720#UAA033 - degree Celsius |  | 0112/2///61987#ABT514 - Temperature | Standard |  |  |  | SC65E – IEC 61987 | - | C00018 | 001-01 (2019-03-08 15:35:32 by BATCH 00000766) standard | 0112-2---61987#ABI424 | https://cdd.iec.ch/cdd/iec61987/iec61987.nsf/PropertiesAllVersions/0112-2---61987%23ABI424
0112/2///61987#ABF889 | 001 | 01 | 0112/2///61987#ABF889#001 | reference to Device LOP for thermal level switch |  |  |  |  | reference to block ABE731 | [5 empty] | CLASS_REFERENCE_TYPE(0112/2///61987#ABE731) 0112/2///61987#ABE731 - Device LOP for thermal level switch |  |  |  |  | NON_DEPENDENT_P_DET | [5 empty] | 0112/2///61987#ABA716 - Thermal level switch | 0112/2///61987#ABA000 |  |  |  | Standard |  | IEC 61987 | IEC | SC65E | - | C00018 | 001-01 (2018-03-28 07:27:10 by BATCH 00000762) standard | 0112-2---61987#ABF889 | https://cdd.iec.ch/cdd/iec61987/iec61987.nsf/PropertiesAllVersions/0112-2---61987%23ABF889
0112/2///61987#ABH548 | 001 | 01 | 0112/2///61987#ABH548#001 | input value of level |  |  |  |  | input value of a level table |  |  | m |  |  | REAL_MEASURE_TYPE |  |  |  |  | NON_DEPENDENT_P_DET | [5 empty] | 0112/2///61987#ABH639 - Calibration point of level | 0112/2///61987#ABA000 | 0112/2///62720#UAA726 - metre |  | 0112/2///61987#ABT548 - Length short | Standard |  | IEC 61987 |  | SC65E – IEC 61987 | - | C00018 | 001-01 (2019-03-08 15:35:29 by BATCH 00000766) standard | 0112-2---61987#ABH548 | https://cdd.iec.ch/cdd/iec61987/iec61987.nsf/PropertiesAllVersions/0112-2---61987%23ABH548
0112/2///61987#ABI529 | 001 | 01 | 0112/2///61987#ABI529#001 | tools required |  |  |  |  | enumeration of tools that are needed for a certain task | [5 empty] | STRING_TYPE |  |  |  |  | NON_DEPENDENT_P_DET | [5 empty] | 0112/2///61987#ABI468 - Installation0112/2///61987#ABI469 - Commissioning0112/2///61987#ABI479 - Regular maintenance/service0112/2///61987#ABI482 - Regular inspection0112/2///61987#ABI484 - Event triggered inspection0112/2///61987#ABI485 - Event triggered maintenance/service0112/2///61987#ABI569 - Decommissioning and disposal | 0112/2///61987#ABA000 |  |  |  | Standard |  |  |  | SC65E – IEC 61987 | - | C00018 | 001-01 (2019-03-08 15:35:32 by BATCH 00000766) standard | 0112-2---61987#ABI529 | https://cdd.iec.ch/cdd/iec61987/iec61987.nsf/PropertiesAllVersions/0112-2---61987%23ABI529
0112/2///61987#ABB306 | 002 | 01 | 0112/2///61987#ABB306#002 | reference standard for health hazard rating |  |  |  |  | standard in which possible health impact of a substance is rated | [5 empty] | ENUM_CODE_TYPE(0112/2///61987#ABJ787) |  |  |  |  | DEPENDENT_P_DET |  |  | 0112/2///61987#ABJ787 | 0112/2///61987#ABL191 - National Fire Protection Association 7040112/2///61987#ABI407 - others |  | 0112/2///61987#ABC469 - Other material properties0112/2///61987#ABD955 - Other process material properties [2] | 0112/2///61987#ABA000 |  |  |  | Standard |  |  |  | SC65E – IEC 61987 | 0112/2///61987#ABI406 - empty_property | C00091 |  | 0112-2---61987#ABB306 | https://cdd.iec.ch/cdd/iec61987/iec61987.nsf/PropertiesAllVersions/0112-2---61987%23ABB306
0112/2///61987#ABP140 | 001 | 01 | 0112/2///61987#ABP140#001 | maximum signal current level for signal "1" |  |  |  |  | maximum value of the signal current consumed by the input circuit for the logical state "1" |  |  | mA |  |  | REAL_MEASURE_TYPE |  |  |  |  | NON_DEPENDENT_P_DET | [5 empty] | 0112/2///61987#ABP022 - Binary output characteristic0112/2///61987#ABP074 - Signal levels | 0112/2///61987#ABA000 | 0112/2///62720#UAA775 - milliampere |  | 0112/2///61987#ABT567 - Electrical current | Standard |  | IEC 61987 | IEC | IEC/SC 65E | - | C00128 | 001-01 (2023-01-23 14:53:52 by BATCH 00000807) standard | 0112-2---61987#ABP140 | https://cdd.iec.ch/cdd/iec61987/iec61987.nsf/PropertiesAllVersions/0112-2---61987%23ABP140
0112/2///61987#ABD513 | 002 | 02 | 0112/2///61987#ABD513#002 | maximum fluctuating process gauge pressure |  |  |  |  | highest non-static gauge pressure of a process for which a device is or should be designed to operate within its specified limits |  |  | bar |  |  | REAL_MEASURE_TYPE |  |  |  |  | NON_DEPENDENT_P_DET | [5 empty] | 0112/2///61987#ABC452 - Normal process conditions [2]0112/2///61987#ABC454 - Normal process design conditions [1] | 0112/2///61987#ABA000 | 0112/2///62720#UAA323 - bar |  | 0112/2///61987#ABT524 - Pressure | Standard |  |  |  | SC65E – IEC 61987 | - | C00004 |  | 0112-2---61987#ABD513 | https://cdd.iec.ch/cdd/iec61987/iec61987.nsf/PropertiesAllVersions/0112-2---61987%23ABD513
0112/2///61987#ABU651 | 001 | 01 | 0112/2///61987#ABU651#001 | reference to Assigned variable [16] |  |  |  |  | reference to block ABG096 | [5 empty] | CLASS_REFERENCE_TYPE(0112/2///61987#ABG096) 0112/2///61987#ABG096 - Assigned variable [16] |  |  |  |  | NON_DEPENDENT_P_DET | [5 empty] | 0112/2///61987#ABG085 - Analog current input [6]0112/2///61987#ABG120 - Analog voltage input [6]0112/2///61987#ABG180 - Analog current output [16]0112/2///61987#ABG189 - Analog voltage output [16]0112/2///61987#ABG198 - Frequency output [16]0112/2///61987#ABH048 - Frequency input [6]0112/2///61987#ABH050 - Manufacturer-specific input [7]0112/2///61987#ABG209 - Manufacturer-specific output [16] | 0112/2///61987#ABA000 |  |  |  | Standard |  | IEC 61987 | IEC | SC65E | - | C00017 | 001-01 (2018-03-28 07:27:21 by BATCH 00000762) standard | 0112-2---61987#ABU651 | https://cdd.iec.ch/cdd/iec61987/iec61987.nsf/PropertiesAllVersions/0112-2---61987%23ABU651
0112/2///61987#ABA525 | 001 | 02 | 0112/2///61987#ABA525#001 | location of trimmer |  |  |  |  | place in the device where a trimmer is to be found | [5 empty] | STRING_TYPE |  |  |  |  | NON_DEPENDENT_P_DET | [5 empty] | 0112/2///61987#ABC050 - Trimmer | 0112/2///61987#ABA000 |  |  |  | Standard |  |  |  | SC65E – IEC 61987 | - | C00004 |  | 0112-2---61987#ABA525 | https://cdd.iec.ch/cdd/iec61987/iec61987.nsf/PropertiesAllVersions/0112-2---61987%23ABA525
0112/2///61987#ABD636 | 001 | 04 | 0112/2///61987#ABD636#001 | maximum operating supply pressure for single acting actuator |  |  |  |  | highest gauge pressure that can be supplied to a single acting actuator, so that it still operates within its specified limits |  |  | bar |  |  | REAL_MEASURE_TYPE |  |  |  |  | NON_DEPENDENT_P_DET | [5 empty] | 0112/2///61987#ABE034 - Structural design of a positioner | 0112/2///61987#ABA000 | 0112/2///62720#UAA323 - bar |  | 0112/2///61987#ABT524 - Pressure | Standard |  |  |  |  | - | C00004 |  | 0112-2---61987#ABD636 | https://cdd.iec.ch/cdd/iec61987/iec61987.nsf/PropertiesAllVersions/0112-2---61987%23ABD636
0112/2///61987#ABE830 | 001 | 01 | 0112/2///61987#ABE830#001 | zero point error of level |  |  |  |  | absolute error of a device measuring level under reference conditions, when the input is at the lower range value |  |  | m |  |  | REAL_MEASURE_TYPE |  |  |  |  | NON_DEPENDENT_P_DET | [5 empty] | 0112/2///61987#ABE826 - Absolute performance for level | 0112/2///61987#ABA000 | 0112/2///62720#UAA726 - metre |  | 0112/2///61987#ABT548 - Length short | Standard |  | IEC 61987 | IEC | SC65E | - | C00018 | 001-01 (2018-03-28 07:27:02 by BATCH 00000762) standard | 0112-2---61987#ABE830 | https://cdd.iec.ch/cdd/iec61987/iec61987.nsf/PropertiesAllVersions/0112-2---61987%23ABE830
0112/2///61987#ABU267 | 001 | 03 | 0112/2///61987#ABU267#001 | ultrasonic flowmeter type |  |  |  |  | polymorphism property classifying a sensor assembly of an ultrasonic flowmeter according to its method of mounting |  | polymorphic control property; Id specified in IEC61987-12/-13: ABB129 |  |  |  | ENUM_STRING_TYPE(0112/2///61987#ABU102(Inline ultrasonic flowmeter,Insertion ultrasonic flowmeter,Clamp-on ultrasonic flowmeter)) |  | 0112/2///61987#ABU102 |  |  | CONDITION_DET |  |  | 0112/2///61987#ABU102 | 0112/2///61987#ABU016 - IEC61987-11 Name of Inline ultrasonic flowmeter0112/2///61987#ABU017 - IEC61987-11 Name of Insertion ultrasonic flowmeter0112/2///61987#ABU018 - IEC61987-11 Name of Clamp-on ultrasonic flowmeter |  | 0112/2///61987#ABC644 - Structural design of an ultrasonic flow transmitter | 0112/2///61987#ABA000 |  |  |  | Standard |  | IEC 61987 | IEC | IEC/SC 65E | - | C00112 |  | 0112-2---61987#ABU267 | https://cdd.iec.ch/cdd/iec61987/iec61987.nsf/PropertiesAllVersions/0112-2---61987%23ABU267
0112/2///61987#ABU355 | 001 | 03 | 0112/2///61987#ABU355#001 | reference to Pulse output |  |  |  |  | reference to block ABC553 |  | Id specified in IEC61987-12/-13: ABD183 |  |  |  | CLASS_REFERENCE_TYPE(0112/2///61987#ABC553) 0112/2///61987#ABC553 - Pulse output |  |  |  |  | DEPENDENT_P_DET | [5 empty] | 0112/2///61987#ABC668 - Type of output [5] | 0112/2///61987#ABA000 |  |  |  | Standard |  |  |  | SC65E – IEC 61987 | 0112/2///61987#ABU346 - output type [5] | C00004 |  | 0112-2---61987#ABU355 | https://cdd.iec.ch/cdd/iec61987/iec61987.nsf/PropertiesAllVersions/0112-2---61987%23ABU355
0112/2///61987#ABP182 | 001 | 01 | 0112/2///61987#ABP182#001 | zero point error of active power |  |  |  |  | absolute error of a device measuring active power under reference conditions, when the input is at the lower range value |  |  | W |  |  | REAL_MEASURE_TYPE |  |  |  |  | NON_DEPENDENT_P_DET | [5 empty] | 0112/2///61987#ABP004 - Absolute performance for active power [I/O module] | 0112/2///61987#ABA000 | 0112/2///62720#UAA306 - watt |  | 0112/2///61987#ABT525 - Power | Standard |  | IEC 61987 | IEC | IEC/SC 65E | - | C00128 | 001-01 (2023-01-23 14:53:52 by BATCH 00000807) standard | 0112-2---61987#ABP182 | https://cdd.iec.ch/cdd/iec61987/iec61987.nsf/PropertiesAllVersions/0112-2---61987%23ABP182
0112/2///61987#ABB297 | 001 | 05 | 0112/2///61987#ABB297#001 | specific gravity |  |  |  |  | ratio of the density of a liquid or a solid to the density of water at reference temperature |  |  | 1 |  |  | REAL_MEASURE_TYPE |  |  | from IEV 426-03-15 |  | NON_DEPENDENT_P_DET | [5 empty] | 0112/2///61987#ABC103 - Aqueous phase0112/2///61987#ABC323 - Liquid phase0112/2///61987#ABC447 - Non-aqueous liquid phase0112/2///61987#ABC597 - Solid/particle phase [pressure]0112/2///61987#ABC598 - Solid/particle phase [flow]0112/2///61987#ABD833 - Liquid phase [valves]0112/2///61987#ABF029 - Float0112/2///61987#ABF360 - Displacer0112/2///61987#ABF452 - Servo displacer0112/2///61987#ABG459 - Aqueous phase [level]0112/2///61987#ABG460 - Aqueous phase [density]0112/2///61987#ABG461 - Non-aqueous liquid phase [level]0112/2///61987#ABG462 - Non-aqueous liquid phase [density]0112/2///61987#ABG465 - Solid/particle phase [level]0112/2///61987#ABG466 - Solid/particle phase [density]0112/2///61987#ABH067 - Intermediate phase [level]0112/2///61987#ABH190 - Foam phase [level] | 0112/2///61987#ABA000 | 0112/2///62720#UAA915 - quantity of dimension one |  |  | Standard |  | IEC 61987 | IEC | IEC/SC 65E | - | C00112 |  | 0112-2---61987#ABB297 | https://cdd.iec.ch/cdd/iec61987/iec61987.nsf/PropertiesAllVersions/0112-2---61987%23ABB297
0112/2///61987#ABP239 | 001 | 01 | 0112/2///61987#ABP239#001 | reference to Influence of external quantities expressed for active power [I/O module] |  |  |  |  | reference to block ABP035 | [5 empty] | CLASS_REFERENCE_TYPE(0112/2///61987#ABP035) 0112/2///61987#ABP035 - Influence of external quantities expressed for active power [I/O module] |  |  |  |  | NON_DEPENDENT_P_DET | [5 empty] | 0112/2///61987#ABP004 - Absolute performance for active power [I/O module] | 0112/2///61987#ABA000 |  |  |  | Standard |  | IEC 61987 | IEC | IEC/SC 65E | - | C00128 | 001-01 (2023-01-23 14:53:53 by BATCH 00000807) standard | 0112-2---61987#ABP239 | https://cdd.iec.ch/cdd/iec61987/iec61987.nsf/PropertiesAllVersions/0112-2---61987%23ABP239
0112/2///61987#ABB132 | 002 | 01 | 0112/2///61987#ABB132#002 | type of orifice plate |  |  |  |  | classification of an orifice plate according to its mechanical construction | [5 empty] | ENUM_CODE_TYPE(0112/2///61987#ABL290) |  |  |  |  | DEPENDENT_P_DET |  |  | 0112/2///61987#ABL290 | 0112/2///61987#ABL905 - annular0112/2///61987#ABL906 - universal type0112/2///61987#ABL907 - paddle type0112/2///61987#ABL908 - handle type with ring joint0112/2///61987#ABI407 - others |  | 0112/2///61987#ABC465 - Orifice plate and holder | 0112/2///61987#ABA000 |  |  |  | Standard |  |  |  | SC65E – IEC 61987 | 0112/2///61987#ABI406 - empty_property | C00091 |  | 0112-2---61987#ABB132 | https://cdd.iec.ch/cdd/iec61987/iec61987.nsf/PropertiesAllVersions/0112-2---61987%23ABB132
0112/2///61987#ABE811 | 001 | 02 | 0112/2///61987#ABE811#001 | set upper range end-value of interval of volume fraction |  |  |  |  | value defining the end of a subrange for volume fraction |  |  | % |  |  | REAL_MEASURE_TYPE |  |  |  |  | NON_DEPENDENT_P_DET | [5 empty] | 0112/2///61987#ABE809 - Accuracy for a subrange of volume fraction | 0112/2///61987#ABA000 | 0112/2///62720#UAA000 - percent |  | 0112/2///61987#ABT533 - Percentage | Standard |  | IEC 61987 | IEC | IEC/SC 65E | - | C00128 |  | 0112-2---61987#ABE811 | https://cdd.iec.ch/cdd/iec61987/iec61987.nsf/PropertiesAllVersions/0112-2---61987%23ABE811
0112/2///61987#ABF436 | 001 | 01 | 0112/2///61987#ABF436#001 | lower scale end value |  |  |  |  | starting value of a scale | [5 empty] | REAL_TYPE |  |  |  |  | NON_DEPENDENT_P_DET | [5 empty] | 0112/2///61987#ABF162 - Indicator rail0112/2///61987#ABF277 - Indicator for sight glass | 0112/2///61987#ABA000 |  |  |  | Standard |  | IEC 61987 | IEC | SC65E | - | C00019 | 001-01 (2018-03-28 07:27:06 by BATCH 00000762) standard | 0112-2---61987#ABF436 | https://cdd.iec.ch/cdd/iec61987/iec61987.nsf/PropertiesAllVersions/0112-2---61987%23ABF436
0112/2///61987#ABU983 | 001 | 01 | 0112/2///61987#ABU983#001 | reference to Assigned level pulse value |  |  |  |  | reference to block ABE913 | [5 empty] | CLASS_REFERENCE_TYPE(0112/2///61987#ABE913) 0112/2///61987#ABE913 - Assigned level pulse value |  |  |  |  | DEPENDENT_P_DET | [5 empty] | 0112/2///61987#ABG099 - Assigned variable [19]0112/2///61987#ABG101 - Assigned variable [21] | 0112/2///61987#ABA000 |  |  |  | Standard |  | IEC 61987 | IEC | SC65E | 0112/2///61987#ABU947 - assigned variable type [21] | C00018 | 001-01 (2018-03-28 07:27:23 by BATCH 00000762) standard | 0112-2---61987#ABU983 | https://cdd.iec.ch/cdd/iec61987/iec61987.nsf/PropertiesAllVersions/0112-2---61987%23ABU983
0112/2///61987#ABA443 | 001 | 05 | 0112/2///61987#ABA443#001 | set upper range end-value of voltage output |  |  |  |  | voltage value to which the upper range end-value of a voltage output signal has been adjusted |  |  | V |  |  | REAL_MEASURE_TYPE |  |  |  |  | NON_DEPENDENT_P_DET | [5 empty] | 0112/2///61987#ABC099 - Analog voltage output parameters | 0112/2///61987#ABA000 | 0112/2///62720#UAA296 - volt |  | 0112/2///61987#ABT506 - Voltage | Standard |  | IEC 61987 | IEC | IEC/SC 65E | - | C00128 |  | 0112-2---61987#ABA443 | https://cdd.iec.ch/cdd/iec61987/iec61987.nsf/PropertiesAllVersions/0112-2---61987%23ABA443
0112/2///61987#ABF523 | 001 | 01 | 0112/2///61987#ABF523#001 | minimum distance between emitter and receiver |  |  |  |  | smallest distance between an emitter and a receiver at which a device or a device component can operate within specifications |  |  | m |  |  | REAL_MEASURE_TYPE |  |  |  |  | NON_DEPENDENT_P_DET | [5 empty] | 0112/2///61987#ABF517 - Structural design of a microwave level switch0112/2///61987#ABF637 - Structural design of a microwave density transmitter | 0112/2///61987#ABA000 | 0112/2///62720#UAA726 - metre |  | 0112/2///61987#ABT548 - Length short | Standard |  | IEC 61987 | IEC | SC65E | - | C00018 | 001-01 (2018-03-28 07:27:07 by BATCH 00000762) standard | 0112-2---61987#ABF523 | https://cdd.iec.ch/cdd/iec61987/iec61987.nsf/PropertiesAllVersions/0112-2---61987%23ABF523
0112/2///61987#ABV021 | 001 | 01 | 0112/2///61987#ABV021#001 | reference to Temperature measurement |  |  |  |  | reference to block ABC650 | [5 empty] | CLASS_REFERENCE_TYPE(0112/2///61987#ABC650) 0112/2///61987#ABC650 - Temperature measurement |  |  |  |  | DEPENDENT_P_DET | [5 empty] | 0112/2///61987#ABF979 - Type of measured variable [7]0112/2///61987#ABF981 - Type of measured variable [9]0112/2///61987#ABF982 - Type of measured variable [10]0112/2///61987#ABF984 - Type of measured variable [12]0112/2///61987#ABG012 - Type of measured variable [40]0112/2///61987#ABG013 - Type of measured variable [41] | 0112/2///61987#ABA000 |  |  |  | Standard |  | IEC 61987 | IEC | SC65E | 0112/2///61987#ABV005 - measured variable type [10] | C00018 | 001-01 (2018-03-28 07:27:23 by BATCH 00000762) standard | 0112-2---61987#ABV021 | https://cdd.iec.ch/cdd/iec61987/iec61987.nsf/PropertiesAllVersions/0112-2---61987%23ABV021
0112/2///61987#ABC989 | 001 | 02 | 0112/2///61987#ABC989#001 | reference to Material of fastening |  |  |  |  | reference to block ABC359 | [5 empty] | CLASS_REFERENCE_TYPE(0112/2///61987#ABC359) 0112/2///61987#ABC359 - Material of fastening |  |  |  |  | NON_DEPENDENT_P_DET | [5 empty] | 0112/2///61987#ABC157 - Clamp-on ultrasonic flowmeter0112/2///61987#ABC198 - Extended diaphragm seal | 0112/2///61987#ABA000 |  |  |  | Standard |  |  |  | SC65E – IEC 61987 | - | C00004 |  | 0112-2---61987#ABC989 | https://cdd.iec.ch/cdd/iec61987/iec61987.nsf/PropertiesAllVersions/0112-2---61987%23ABC989
0112/2///61987#ABD714 | 001 | 04 | 0112/2///61987#ABD714#001 | step response time T86 |  |  |  |  | interval of time between initiation of an input signal step change and the moment that the, response of a dynamic reaches 86,5 % of its full steady-state value | The step response time includes the dead time before the dynamic response. |  | s |  |  | REAL_MEASURE_TYPE |  |  | IEC 60534-9 |  | NON_DEPENDENT_P_DET | [5 empty] | 0112/2///61987#ABD973 - Performance [10]0112/2///61987#ABE398 - Dynamic behaviour [2] | 0112/2///61987#ABA000 | 0112/2///62720#UAA972 - second |  | 0112/2///61987#ABT510 - Time/time duration short | Standard |  |  |  |  | - | C00004 |  | 0112-2---61987#ABD714 | https://cdd.iec.ch/cdd/iec61987/iec61987.nsf/PropertiesAllVersions/0112-2---61987%23ABD714
0112/2///61987#ABB268 | 005 | 01 | 0112/2///61987#ABB268#005 | colour of tag plate |  |  |  |  | colour of a tag plate | [5 empty] | STRING_TYPE |  |  |  |  | NON_DEPENDENT_P_DET | [5 empty] | 0112/2///61987#ABC193 - Device tag plate | 0112/2///61987#ABA000 |  |  |  | Standard |  |  |  | SC65E – IEC 61987 | - | C00004 |  | 0112-2---61987#ABB268 | https://cdd.iec.ch/cdd/iec61987/iec61987.nsf/PropertiesAllVersions/0112-2---61987%23ABB268
0112/2///61987#ABC820 | 004 | 02 | 0112/2///61987#ABC820#004 | reference to Device groups and categories |  |  |  |  | reference to block ABC190 | [5 empty] | CLASS_REFERENCE_TYPE(0112/2///61987#ABC190) 0112/2///61987#ABC190 - Device group and category |  |  |  |  | DEPENDENT_P_DET | [5 empty] | 0112/2///61987#ABC232 - Explosion protection design approval0112/2///61987#ABD868 - Explosion protection design approval [2] | 0112/2///61987#ABA000 |  |  |  | Standard |  | IEC 61987 | IEC | IEC SC65E | 0112/2///61987#ABA465 - number of device groups and categories | C00112 |  | 0112-2---61987#ABC820 | https://cdd.iec.ch/cdd/iec61987/iec61987.nsf/PropertiesAllVersions/0112-2---61987%23ABC820
0112/2///61987#ABJ286 | 001 | 01 | 0112/2///61987#ABJ286#001 | CURRENT |  |  |  |  | parameter indicating which alarms are active | [5 empty] | BINARY_TYPE | B16 |  |  |  | NON_DEPENDENT_P_DET | [5 empty] | 0112/2///61987#ABI715 - ALARM_SUMMARY | 0112/2///61987#ABA000 |  |  |  | Standard |  |  |  | SC65E – IEC 61987 | - | C00019 | 001-01 (2019-03-08 15:35:33 by BATCH 00000766) standard | 0112-2---61987#ABJ286 | https://cdd.iec.ch/cdd/iec61987/iec61987.nsf/PropertiesAllVersions/0112-2---61987%23ABJ286
0112/2///61987#ABA499 | 004 | 01 | 0112/2///61987#ABA499#004 | number of communication interface configuration functions |  |  |  |  | @number of communication interface configuration functions |  | cardinality property |  |  |  | INT_TYPE |  |  |  |  | CONDITION_DET | [5 empty] | 0112/2///61987#ABC596 - Software configuration functions | 0112/2///61987#ABA000 |  |  |  | Standard |  |  |  | SC65E – IEC 61987 | - | C00004 |  | 0112-2---61987#ABA499 | https://cdd.iec.ch/cdd/iec61987/iec61987.nsf/PropertiesAllVersions/0112-2---61987%23ABA499
0112/2///61987#ABI365 | 001 | 02 | 0112/2///61987#ABI365#001 | reference to Control function block |  |  |  |  | reference to block ABH885 | [5 empty] | CLASS_REFERENCE_TYPE(0112/2///61987#ABH885) 0112/2///61987#ABH885 - Control function block |  |  |  |  | DEPENDENT_P_DET | [5 empty] | 0112/2///61987#ABH840 - User application parameters | 0112/2///61987#ABA000 |  |  |  | Standard |  | IEC 61987 | IEC | IEC SC65E | 0112/2///61987#ABH999 - number of Control function blocks | C00112 |  | 0112-2---61987#ABI365 | https://cdd.iec.ch/cdd/iec61987/iec61987.nsf/PropertiesAllVersions/0112-2---61987%23ABI365
0112/2///61987#ABU423 | 001 | 02 | 0112/2///61987#ABU423#001 | reference to Type of performance variable [6] |  |  |  |  | reference to block ABC676 |  | Id specified in IEC61987-12/-13: ABD319 |  |  |  | CLASS_REFERENCE_TYPE(0112/2///61987#ABC676) 0112/2///61987#ABC676 - Type of performance variable [6] |  |  |  |  | NON_DEPENDENT_P_DET | [5 empty] | 0112/2///61987#ABC508 - Performance variable [6] | 0112/2///61987#ABA000 |  |  |  | Standard |  |  |  | SC65E – IEC 61987 | - | C00004 |  | 0112-2---61987#ABU423 | https://cdd.iec.ch/cdd/iec61987/iec61987.nsf/PropertiesAllVersions/0112-2---61987%23ABU423
0112/2///61987#ABI118 | 001 | 01 | 0112/2///61987#ABI118#001 | ALARM_HIGH_HIGH_LIMIT |  |  |  |  | parameter setting the value for the second upper warning limit for the primary input | [5 empty] | REAL_TYPE |  |  | IEC 6804-2 MOD |  | NON_DEPENDENT_P_DET | [5 empty] | 0112/2///61987#ABH876 - Analog input function block0112/2///61987#ABH885 - Control function block | 0112/2///61987#ABA000 |  |  |  | Standard |  |  |  | SC65E – IEC 61987 | - | C00018 | 001-01 (2019-03-08 15:35:31 by BATCH 00000766) standard | 0112-2---61987#ABI118 | https://cdd.iec.ch/cdd/iec61987/iec61987.nsf/PropertiesAllVersions/0112-2---61987%23ABI118
0112/2///61987#ABA224 | 001 | 04 | 0112/2///61987#ABA224#001 | maximum capacitance (Ca) |  |  |  |  | rated capacitance of a power source |  |  | µF |  |  | REAL_MEASURE_TYPE |  |  |  |  | NON_DEPENDENT_P_DET | [5 empty] | 0112/2///61987#ABC217 - Electrical parameters of power supply | 0112/2///61987#ABA000 | 0112/2///62720#UAA063 - microfarad |  | 0112/2///61987#ABT570 - Electrical capacitance | Standard |  |  |  | SC65E – IEC 61987 | - | C00004 |  | 0112-2---61987#ABA224 | https://cdd.iec.ch/cdd/iec61987/iec61987.nsf/PropertiesAllVersions/0112-2---61987%23ABA224
0112/2///61987#ABD332 | 004 | 01 | 0112/2///61987#ABD332#004 | minimum allowable gauge pressure |  |  |  |  | minimum gauge pressure for which the equipment is designed, as specified by the manufacturer |  |  | bar |  |  | REAL_MEASURE_TYPE |  |  | ISO 4126 MOD |  | NON_DEPENDENT_P_DET | [5 empty] | 0112/2///61987#ABC532 - Pressure-temperature design conditions0112/2///61987#ABC533 - Pressure-temperature design ratings0112/2///61987#ABE585 - Pressure-temperature design ratings [3]0112/2///61987#ABG477 - Pressure-temperature design conditions [temperature] | 0112/2///61987#ABA000 | 0112/2///62720#UAA323 - bar |  | 0112/2///61987#ABT524 - Pressure | Standard |  |  |  | SC65E – IEC 61987 | - | C00004 |  | 0112-2---61987#ABD332 | https://cdd.iec.ch/cdd/iec61987/iec61987.nsf/PropertiesAllVersions/0112-2---61987%23ABD332
0112/2///61987#ABF084 | 001 | 01 | 0112/2///61987#ABF084#001 | zero point error of resistance |  |  |  |  | absolute error of a device measuring resistance under reference conditions, when the input is at the lower range value |  |  | Ω |  |  | REAL_MEASURE_TYPE |  |  |  |  | NON_DEPENDENT_P_DET | [5 empty] | 0112/2///61987#ABF076 - Absolute performance for resistance0112/2///61987#ABP010 - Absolute performance for resistance [I/O module] | 0112/2///61987#ABA000 | 0112/2///62720#UAA017 - ohm |  | 0112/2///61987#ABT564 - Electrical resistance | Standard |  | IEC 61987 | IEC | SC65E | - | C00019 | 001-01 (2018-03-28 07:27:04 by BATCH 00000762) standard | 0112-2---61987#ABF084 | https://cdd.iec.ch/cdd/iec61987/iec61987.nsf/PropertiesAllVersions/0112-2---61987%23ABF084
0112/2///61987#ABU917 | 001 | 01 | 0112/2///61987#ABU917#001 | auxiliary input type [22] |  |  |  |  | type of signal that can be connected to the auxiliary input |  | Polymorphic control property |  |  |  | ENUM_STRING_TYPE(0112/2///61987#ABU829(Analog current input [4],Analog voltage input [4],RTD/thermocouple input,Binary input,Binary input IEC 60947-5-6 (NAMUR),0112/2///61987#Frequency input [4],0112/2///61987#Manufacturer-specific input [4])) |  |  |  |  | CONDITION_DET |  |  | 0112/2///61987#ABU829 | 0112/2///61987#ABU759 - IEC61987-11 Name of Analog current input [4]0112/2///61987#ABU760 - IEC61987-11 Name of Analog voltage input [4]0112/2///61987#ABU761 - IEC61987-11 Name of RTD/thermocouple input0112/2///61987#ABU762 - IEC61987-11 Name of Binary input0112/2///61987#ABU763 - IEC61987-11 Name of Binary input IEC 60947-5-6 (NAMUR)0112/2///61987#ABU764 - IEC61987-11 Name of Frequency input [4]0112/2///61987#ABU766 - IEC61987-11 Name of Manufacturer-specific input [4] |  | 0112/2///61987#ABG071 - Type of auxiliary input [22] | 0112/2///61987#ABA000 |  |  |  | Standard |  | IEC 61987 | IEC | SC65E | - | C00018 | 001-01 (2018-03-28 07:27:22 by BATCH 00000762) standard | 0112-2---61987#ABU917 | https://cdd.iec.ch/cdd/iec61987/iec61987.nsf/PropertiesAllVersions/0112-2---61987%23ABU917
0112/2///61987#ABB884 | 002 | 01 | 0112/2///61987#ABB884#002 | formula for maximum load |  |  |  |  | equation from which the maximum load of an output can be calculated | [5 empty] | STRING_TYPE |  |  |  |  | NON_DEPENDENT_P_DET | [5 empty] | 0112/2///61987#ABC213 - Electrical data for passive behaviour | 0112/2///61987#ABA000 |  |  |  | Standard |  |  |  | SC65E – IEC 61987 | - | C00004 |  | 0112-2---61987#ABB884 | https://cdd.iec.ch/cdd/iec61987/iec61987.nsf/PropertiesAllVersions/0112-2---61987%23ABB884
0112/2///61987#ABA139 | 004 | 01 | 0112/2///61987#ABA139#004 | maximum design derating absolute pressure |  |  |  |  | highest absolute pressure that equipment will withstand at the specified design derating temperature |  |  | bar |  |  | REAL_MEASURE_TYPE |  |  | ISO 13628-6, 3.4 MOD |  | NON_DEPENDENT_P_DET | [5 empty] | 0112/2///61987#ABC188 - Design deratings | 0112/2///61987#ABA000 | 0112/2///62720#UAA323 - bar |  | 0112/2///61987#ABT524 - Pressure | Standard |  |  |  | SC65E – IEC 61987 | - | C00004 |  | 0112-2---61987#ABA139 | https://cdd.iec.ch/cdd/iec61987/iec61987.nsf/PropertiesAllVersions/0112-2---61987%23ABA139
0112/2///61987#ABA935 | 001 | 02 | 0112/2///61987#ABA935#001 | magnetic filter |  |  |  |  | type or existence of a magnetic filter | Magnetic filters are required when process measuring devices with magnetized components are used in conjunction with media which can contain fine magnetic particles |  |  |  |  | STRING_TYPE |  |  |  |  | NON_DEPENDENT_P_DET | [5 empty] | 0112/2///61987#ABC638 - Structural design of a variable area flow transmitter or gauge0112/2///61987#ABC640 - Structural design of an (oval) gear flow transmitter or gauge | 0112/2///61987#ABA000 |  |  |  | Standard |  |  |  | SC65E – IEC 61987 | - | C00004 |  | 0112-2---61987#ABA935 | https://cdd.iec.ch/cdd/iec61987/iec61987.nsf/PropertiesAllVersions/0112-2---61987%23ABA935
0112/2///61987#ABH245 | 001 | 02 | 0112/2///61987#ABH245#001 | speed of target |  |  |  |  | mean velocity of a moving target |  |  | m/s |  |  | REAL_MEASURE_TYPE |  |  |  |  | NON_DEPENDENT_P_DET | [5 empty] | 0112/2///61987#ABH258 - Radiation thermometer parameters | 0112/2///61987#ABA000 | 0112/2///62720#UAA733 - metre per second |  | 0112/2///61987#ABT509 - Velocity | Standard |  | IEC 61987 | IEC | SC65E | - | C00019 |  | 0112-2---61987#ABH245 | https://cdd.iec.ch/cdd/iec61987/iec61987.nsf/PropertiesAllVersions/0112-2---61987%23ABH245
0112/2///61987#ABJ697 | 001 | 01 | 0112/2///61987#ABJ697#001 | description of other measurement technology block |  |  |  |  | explanation of the other measurement technology block | [5 empty] | STRING_TYPE |  |  |  |  | NON_DEPENDENT_P_DET | [5 empty] | 0112/2///61987#ABJ615 - Other measurement technology block | 0112/2///61987#ABA000 |  |  |  | Standard |  |  |  | SC65E – IEC 61987 | - | C00018 | 001-01 (2019-03-08 15:35:34 by BATCH 00000766) standard | 0112-2---61987#ABJ697 | https://cdd.iec.ch/cdd/iec61987/iec61987.nsf/PropertiesAllVersions/0112-2---61987%23ABJ697
0112/2///61987#ABD107 | 001 | 05 | 0112/2///61987#ABD107#001 | reference to Output [2] |  |  |  |  | reference to block ABC477 | [5 empty] | CLASS_REFERENCE_TYPE(0112/2///61987#ABC477) 0112/2///61987#ABC477 - Output [2] |  |  |  |  | DEPENDENT_P_DET | [5 empty] | 0112/2///61987#ABA006 - Device LOP for coriolis mass flow transmitter | 0112/2///61987#ABA000 |  |  |  | Standard |  | IEC 61987 | IEC | IEC SC65E | 0112/2///61987#ABB206 - number of outputs | C00112 |  | 0112-2---61987#ABD107 | https://cdd.iec.ch/cdd/iec61987/iec61987.nsf/PropertiesAllVersions/0112-2---61987%23ABD107
0112/2///61987#ABB252 | 005 | 01 | 0112/2///61987#ABB252#005 | style of antenna |  |  |  |  | classification of an antenna according to the method of mounting | [5 empty] | ENUM_CODE_TYPE(0112/2///61987#ABL471) |  |  |  |  | DEPENDENT_P_DET |  |  | 0112/2///61987#ABL471 | 0112/2///61987#ABM295 - integral0112/2///61987#ABL233 - remote0112/2///61987#ABI407 - others |  | 0112/2///61987#ABC686 - Wireless communication interface | 0112/2///61987#ABA000 |  |  |  | Standard |  |  |  | SC65E – IEC 61987 | 0112/2///61987#ABI406 - empty_property | C00091 |  | 0112-2---61987#ABB252 | https://cdd.iec.ch/cdd/iec61987/iec61987.nsf/PropertiesAllVersions/0112-2---61987%23ABB252
0112/2///61987#ABN717 | 001 | 02 | 0112/2///61987#ABN717#001 | time stamp (date) |  |  |  |  | mark attributed to an instant by means of a specified timescale expressed as date | The format is defined in ISO 8601. |  |  |  |  | DATE_TYPE |  |  | IEV 113-01-12 MOD |  | NON_DEPENDENT_P_DET | [5 empty] | 0112/2///61987#ABN692 - Specific time variables | 0112/2///61987#ABA000 |  |  |  | Standard |  | IEC 61987 | IEC | IEC SC65E | - | C00112 |  | 0112-2---61987#ABN717 | https://cdd.iec.ch/cdd/iec61987/iec61987.nsf/PropertiesAllVersions/0112-2---61987%23ABN717
0112/2///61987#ABA069 | 001 | 01 | 0112/2///61987#ABA069#001 | fax number |  |  |  |  | complete telephone number to be called to reach a business partner's fax machine | [5 empty] | STRING_TYPE |  |  |  |  | NON_DEPENDENT_P_DET | [5 empty] | 0112/2///61987#ABA436 - Fax | 0112/2///61987#ABA000 |  |  |  | Standard |  | IEC 61987 |  | SC65E – IEC 61987 | - | C00018 | 001-01 (2019-03-08 15:35:27 by BATCH 00000766) standard | 0112-2---61987#ABA069 | https://cdd.iec.ch/cdd/iec61987/iec61987.nsf/PropertiesAllVersions/0112-2---61987%23ABA069
0112/2///61987#ABA169 | 001 | 02 | 0112/2///61987#ABA169#001 | design code of cable/conduit entry |  |  |  |  | construction standard used for the engineering and fabrication of a cable/conduit entry | [5 empty] | STRING_TYPE |  |  |  |  | NON_DEPENDENT_P_DET | [5 empty] | 0112/2///61987#ABC149 - Cable/conduit entry0112/2///61987#ABF468 - Modulator | 0112/2///61987#ABA000 |  |  |  | Standard |  |  |  | SC65E – IEC 61987 | - | C00004 |  | 0112-2---61987#ABA169 | https://cdd.iec.ch/cdd/iec61987/iec61987.nsf/PropertiesAllVersions/0112-2---61987%23ABA169
0112/2///61987#ABU242 | 001 | 02 | 0112/2///61987#ABU242#001 | reference to Device LOP for electromagnetic insertion flow transmitter |  |  |  |  | reference to block ABA009 | [5 empty] | CLASS_REFERENCE_TYPE(0112/2///61987#ABA009) 0112/2///61987#ABA009 - Device LOP for electromagnetic insertion flow transmitter |  |  |  |  | NON_DEPENDENT_P_DET | [5 empty] | 0112/2///61987#ABA793 - Electromagnetic insertion flow transmitter | 0112/2///61987#ABA000 |  |  |  | Standard |  |  |  | SC65E – IEC 61987 | - | C00004 |  | 0112-2---61987#ABU242 | https://cdd.iec.ch/cdd/iec61987/iec61987.nsf/PropertiesAllVersions/0112-2---61987%23ABU242
0112/2///61987#ABH819 | 001 | 01 | 0112/2///61987#ABH819#001 | hazard category |  |  |  |  | allocation of chemicals substances into toxicity categories based on acute toxicity by the oral, dermal or inhalation exposure route | Depending on the hazard category specified hazard pictograms, signal words, hazard statements and precautionary statements have to be provided on the packing of the substance. |  |  |  |  | STRING_TYPE |  |  | UNECE Globally Harmonized System of Classification and Labelling of Chemicals GHS Rev.5, 2013 |  | NON_DEPENDENT_P_DET | [5 empty] | 0112/2///61987#ABH813 - Hazardous goods | 0112/2///61987#ABA000 |  |  |  | Standard |  |  |  | SC65E – IEC 61987 | - | C0018 | 001-01 (2019-03-08 15:35:30 by BATCH 00000766) standard | 0112-2---61987#ABH819 | https://cdd.iec.ch/cdd/iec61987/iec61987.nsf/PropertiesAllVersions/0112-2---61987%23ABH819
0112/2///61987#ABA184 | 006 | 01 | 0112/2///61987#ABA184#006 | type of fastening |  |  |  |  | classification of a fixation of a device or component according to the method of mounting | [5 empty] | ENUM_CODE_TYPE(0112/2///61987#ABL337) |  |  |  |  | DEPENDENT_P_DET |  |  | 0112/2///61987#ABL337 | 0112/2///61987#ABM085 - clamped0112/2///61987#ABM086 - strapped0112/2///61987#ABM089 - screwed0112/2///61987#ABM090 - welded0112/2///61987#ABI407 - others |  | 0112/2///61987#ABC044 - Transmitter body [1]0112/2///61987#ABC045 - Transmitter body [2]0112/2///61987#ABC046 - Transmitter body [3]0112/2///61987#ABC047 - Transmitter body [4]0112/2///61987#ABC171 - Connection compartment0112/2///61987#ABC195 - Dial indicator0112/2///61987#ABC202 - Digital indicator0112/2///61987#ABC637 - Structural design of a valve manifold0112/2///61987#ABD848 - Dial indicator [3]0112/2///61987#ABD850 - Digital indicator [2]0112/2///61987#ABF210 - External switch0112/2///61987#ABF213 - External continuous probe0112/2///61987#ABI468 - Installation0112/2///61987#ABC040 - Totalizer indicator [2]0112/2///61987#ABC048 - Transmitter housing [1]0112/2///61987#ABC049 - Transmitter housing [2]0112/2///61987#ABE040 - Transmitter housing [3]0112/2///61987#ABE607 - Solenoid valve housing0112/2///61987#ABF375 - Transmitter/switch housing0112/2///61987#ABD812 - Body of valve [2]0112/2///61987#ABD813 - Body of valve [3]0112/2///61987#ABD814 - Body of valve [1]0112/2///61987#ABE605 - Body of solenoid valve | 0112/2///61987#ABA000 |  |  |  | Standard |  |  |  | SC65E – IEC 61987 | 0112/2///61987#ABI406 - empty_property | C00091 |  | 0112-2---61987#ABA184 | https://cdd.iec.ch/cdd/iec61987/iec61987.nsf/PropertiesAllVersions/0112-2---61987%23ABA184
0112/2///61987#ABD728 | 002 | 01 | 0112/2///61987#ABD728#002 | type of seat |  |  |  |  | classification of a valve seat according to the hardness of the material used in its fabrication | [5 empty] | ENUM_CODE_TYPE(0112/2///61987#ABL521) |  |  |  |  | DEPENDENT_P_DET |  |  | 0112/2///61987#ABL521 | 0112/2///61987#ABM708 - metal seat0112/2///61987#ABM709 - soft seated0112/2///61987#ABI407 - others |  | 0112/2///61987#ABE008 - Seat | 0112/2///61987#ABA000 |  |  |  | Standard |  |  |  |  | 0112/2///61987#ABI406 - empty_property | C00091 |  | 0112-2---61987#ABD728 | https://cdd.iec.ch/cdd/iec61987/iec61987.nsf/PropertiesAllVersions/0112-2---61987%23ABD728
0112/2///61987#ABC024 | 002 | 01 | 0112/2///61987#ABC024#002 | service design |  |  |  |  | classification of a device design according to its ability to fulfil particular requirements when in service | [5 empty] | ENUM_CODE_TYPE(0112/2///61987#ABL608) |  |  |  |  | DEPENDENT_P_DET |  |  | 0112/2///61987#ABL608 | 0112/2///61987#ABN054 - safety design0112/2///61987#ABN055 - chemical design0112/2///61987#ABI407 - others |  | 0112/2///61987#ABC625 - Structural design of a differential pressure gauge0112/2///61987#ABC629 - Structural design of a pressure or differential pressure gauge | 0112/2///61987#ABA000 |  |  |  | Standard |  |  |  | SC65E – IEC 61987 | 0112/2///61987#ABI406 - empty_property | C00091 |  | 0112-2---61987#ABC024 | https://cdd.iec.ch/cdd/iec61987/iec61987.nsf/PropertiesAllVersions/0112-2---61987%23ABC024
0112/2///61987#ABI120 | 001 | 01 | 0112/2///61987#ABI120#001 | ALARM_LOW_LOW_LIMIT |  |  |  |  | parameter setting the value for the second lower warning limit for the primary input | [5 empty] | REAL_TYPE |  |  | IEC 6804-2 MOD |  | NON_DEPENDENT_P_DET | [5 empty] | 0112/2///61987#ABH876 - Analog input function block0112/2///61987#ABH885 - Control function block | 0112/2///61987#ABA000 |  |  |  | Standard |  |  |  | SC65E – IEC 61987 | - | C00018 | 001-01 (2019-03-08 15:35:31 by BATCH 00000766) standard | 0112-2---61987#ABI120 | https://cdd.iec.ch/cdd/iec61987/iec61987.nsf/PropertiesAllVersions/0112-2---61987%23ABI120
0112/2///61987#ABA331 | 001 | 04 | 0112/2///61987#ABA331#001 | lower range-limit of actual volume flow |  |  |  |  | lowest value of actual volume flow that a device can be adjusted to measure within its specified accuracy limits |  |  | m³/h |  |  | REAL_MEASURE_TYPE |  |  |  |  | NON_DEPENDENT_P_DET | [5 empty] | 0112/2///61987#ABC414 - Measuring range for actual volume flow | 0112/2///61987#ABA000 | 0112/2///62720#UAA763 - metre cubed per hour |  | 0112/2///61987#ABT504 - Volume flow rate | Standard |  |  |  | SC65E – IEC 61987 | - | C00004 |  | 0112-2---61987#ABA331 | https://cdd.iec.ch/cdd/iec61987/iec61987.nsf/PropertiesAllVersions/0112-2---61987%23ABA331
0112/2///61987#ABA140 | 004 | 01 | 0112/2///61987#ABA140#004 | maximum design derating gauge pressure |  |  |  |  | highest gauge pressure that equipment will withstand at the specified design derating temperature |  |  | bar |  |  | REAL_MEASURE_TYPE |  |  | ISO 13628-6, 3.4 MOD |  | NON_DEPENDENT_P_DET | [5 empty] | 0112/2///61987#ABC188 - Design deratings | 0112/2///61987#ABA000 | 0112/2///62720#UAA323 - bar |  | 0112/2///61987#ABT524 - Pressure | Standard |  |  |  | SC65E – IEC 61987 | - | C00004 |  | 0112-2---61987#ABA140 | https://cdd.iec.ch/cdd/iec61987/iec61987.nsf/PropertiesAllVersions/0112-2---61987%23ABA140
0112/2///61987#ABF312 | 002 | 01 | 0112/2///61987#ABF312#002 | absolute long-term stability (90 d) |  |  |  |  | reproducibility of measurements repeated over the time period of 90 days, expressed in engineering units |  |  | °C |  |  | REAL_MEASURE_TYPE |  |  | IEC 62492-1 MOD |  | NON_DEPENDENT_P_DET | [5 empty] | 0112/2///61987#ABF308 - Long-term behaviour [2] | 0112/2///61987#ABA000 | 0112/2///62720#UAA033 - degree Celsius |  | 0112/2///61987#ABT514 - Temperature | Standard |  | IEC 61987 | IEC | IEC/SC 65E | - | C00112 |  | 0112-2---61987#ABF312 | https://cdd.iec.ch/cdd/iec61987/iec61987.nsf/PropertiesAllVersions/0112-2---61987%23ABF312
0112/2///61987#ABI043 | 001 | 01 | 0112/2///61987#ABI043#001 | loop current mode |  |  |  |  | mode of operation of current loop assigned to a CPF 9 device | CPF 9 is the IEC 61784 acronym for HART. |  |  |  |  | INT_TYPE |  |  |  |  | NON_DEPENDENT_P_DET | [5 empty] | 0112/2///61987#ABH916 - HART universal parameters | 0112/2///61987#ABA000 |  |  |  | Standard |  |  |  | SC65E – IEC 61987 | - | C00019 | 001-01 (2018-03-28 07:27:16 by BATCH 00000762) standard | 0112-2---61987#ABI043 | https://cdd.iec.ch/cdd/iec61987/iec61987.nsf/PropertiesAllVersions/0112-2---61987%23ABI043
0112/2///61987#ABI520 | 001 | 01 | 0112/2///61987#ABI520#001 | designation of consumable |  |  |  |  | alphanumeric character sequence identifying a consumable | [5 empty] | STRING_TYPE |  |  |  |  | NON_DEPENDENT_P_DET | [5 empty] | 0112/2///61987#ABI474 - Consumable | 0112/2///61987#ABA000 |  |  |  | Standard |  |  |  | SC65E – IEC 61987 | - | C00018 | 001-01 (2019-03-08 15:35:32 by BATCH 00000766) standard | 0112-2---61987#ABI520 | https://cdd.iec.ch/cdd/iec61987/iec61987.nsf/PropertiesAllVersions/0112-2---61987%23ABI520
0112/2///61987#ABU330 | 001 | 03 | 0112/2///61987#ABU330#001 | reference to Absolute performance for temperature |  |  |  |  | reference to block ABC065 |  | Id specified in IEC61987-12/-13: ABC695 |  |  |  | CLASS_REFERENCE_TYPE(0112/2///61987#ABC065) 0112/2///61987#ABC065 - Absolute performance for temperature |  |  |  |  | DEPENDENT_P_DET | [5 empty] | 0112/2///61987#ABC673 - Type of performance variable [3] | 0112/2///61987#ABA000 |  |  |  | Standard |  |  |  | SC65E – IEC 61987 | 0112/2///61987#ABU295 - performance variable type [3] | C00004 |  | 0112-2---61987#ABU330 | https://cdd.iec.ch/cdd/iec61987/iec61987.nsf/PropertiesAllVersions/0112-2---61987%23ABU330
0112/2///61987#ABE141 | 002 | 01 | 0112/2///61987#ABE141#002 | reference to Installation conditions [8] |  |  |  |  | reference to block ABD897 | [5 empty] | CLASS_REFERENCE_TYPE(0112/2///61987#ABD897) 0112/2///61987#ABD897 - Installation conditions [8] |  |  |  |  | NON_DEPENDENT_P_DET | [5 empty] | 0112/2///61987#ABG321 - Rated operating conditions [16]0112/2///61987#ABD998 - Rated operating conditions [9] | 0112/2///61987#ABA000 |  |  |  | Standard |  |  |  |  | - | C00004 |  | 0112-2---61987#ABE141 | https://cdd.iec.ch/cdd/iec61987/iec61987.nsf/PropertiesAllVersions/0112-2---61987%23ABE141
0112/2///61987#ABA314 | 001 | 01 | 0112/2///61987#ABA314#001 | address 3 |  |  |  |  | where applicable, third line of a company or business partner's postal address | [5 empty] | STRING_TYPE |  |  |  |  | NON_DEPENDENT_P_DET | [5 empty] | 0112/2///61987#ABI571 - Address | 0112/2///61987#ABA000 |  |  |  | Standard |  | IEC 61987 |  | SC65E – IEC 61987 | - | C00018 | 001-01 (2019-03-08 15:35:28 by BATCH 00000766) standard | 0112-2---61987#ABA314 | https://cdd.iec.ch/cdd/iec61987/iec61987.nsf/PropertiesAllVersions/0112-2---61987%23ABA314
0112/2///61987#ABN731 | 001 | 01 | 0112/2///61987#ABN731#001 | diagnostic results of radar level transmitter |  |  |  |  | property describing diagnostic results found for the radar level transmitter | [5 empty] | ENUM_CODE_TYPE(0112/2///61987#ABN784) |  |  |  |  | DEPENDENT_P_DET |  |  | 0112/2///61987#ABN784 | 0112/2///61987#ABN916 - self-check failed0112/2///61987#ABN942 - device check failed0112/2///61987#ABN912 - check sum ram error0112/2///61987#ABN944 - hf path verification error0112/2///61987#ABN945 - if signal range error0112/2///61987#ABN946 - sensor module voltage range0112/2///61987#ABN947 - clock verification failed0112/2///61987#ABN914 - housing temperature range error0112/2///61987#ABN949 - set and measured current range error0112/2///61987#ABN950 - logical program run control error0112/2///61987#ABN951 - status messages found0112/2///61987#ABN953 - terminal voltage range error0112/2///61987#ABN954 - supply voltage at the terminals range error0112/2///61987#ABN955 - relative echo amplitude range error0112/2///61987#ABN956 - absolute echo amplitude range error0112/2///61987#ABN957 - tank bottom echo amplitude range error0112/2///61987#ABN958 - area of in coupling range error0112/2///61987#ABN959 - draining or filling speed range error0112/2///61987#ABN960 - level value range error0112/2///61987#ABN961 - temperature range error0112/2///61987#ABN911 - electronic temperature range error0112/2///61987#ABI407 - others |  | 0112/2///61987#ABN727 - Specific diagnostic results | 0112/2///61987#ABA000 |  |  |  | Standard |  |  |  | SC65E – IEC 61987 | 0112/2///61987#ABI406 - empty_property | C00092 | 001-01 (2020-02-24 12:37:21 by BATCH 00000778) standard | 0112-2---61987#ABN731 | https://cdd.iec.ch/cdd/iec61987/iec61987.nsf/PropertiesAllVersions/0112-2---61987%23ABN731
0112/2///61987#ABH249 | 001 | 02 | 0112/2///61987#ABH249#001 | maximum operating temperature |  |  |  |  | highest allowable temperature at which a device may operate |  |  | °C |  |  | REAL_MEASURE_TYPE |  |  |  |  | NON_DEPENDENT_P_DET | [5 empty] | 0112/2///61987#ABH247 - Window for radiation | 0112/2///61987#ABA000 | 0112/2///62720#UAA033 - degree Celsius |  | 0112/2///61987#ABT514 - Temperature | Standard |  | IEC 61987 | IEC | SC65E | - | C00019 |  | 0112-2---61987#ABH249 | https://cdd.iec.ch/cdd/iec61987/iec61987.nsf/PropertiesAllVersions/0112-2---61987%23ABH249
0112/2///61987#ABA609 | 001 | 02 | 0112/2///61987#ABA609#001 | material of contact |  |  |  |  | material of which a contact is made | [5 empty] | STRING_TYPE |  |  |  |  | NON_DEPENDENT_P_DET | [5 empty] | 0112/2///61987#ABC223 - Electromechanical contact parameters | 0112/2///61987#ABA000 |  |  |  | Standard |  |  |  | SC65E – IEC 61987 | - | C00004 |  | 0112-2---61987#ABA609 | https://cdd.iec.ch/cdd/iec61987/iec61987.nsf/PropertiesAllVersions/0112-2---61987%23ABA609
0112/2///61987#ABD790 | 002 | 01 | 0112/2///61987#ABD790#002 | vapor mass fraction |  |  |  |  | ratio of the mass of the vapors to the mass sum of all constituents the fluid |  |  | % |  |  | REAL_MEASURE_TYPE |  |  |  |  | NON_DEPENDENT_P_DET | [5 empty] | 0112/2///61987#ABD988 - Process conditions at the inlet0112/2///61987#ABD989 - Process conditions at the outlet | 0112/2///61987#ABA000 | 0112/2///62720#UAA000 - percent |  | 0112/2///61987#ABT533 - Percentage | Standard |  |  |  |  | - | C00004 |  | 0112-2---61987#ABD790 | https://cdd.iec.ch/cdd/iec61987/iec61987.nsf/PropertiesAllVersions/0112-2---61987%23ABD790
0112/2///61987#ABC875 | 001 | 02 | 0112/2///61987#ABC875#001 | reference to Flow tube of an electromagnetic flow transmitter |  |  |  |  | reference to block ABC245 | [5 empty] | CLASS_REFERENCE_TYPE(0112/2///61987#ABC245) 0112/2///61987#ABC245 - Flow tube of an electromagnetic flow transmitter |  |  |  |  | NON_DEPENDENT_P_DET | [5 empty] | 0112/2///61987#ABC642 - Structural design of an electromagnetic flow transmitter | 0112/2///61987#ABA000 |  |  |  | Standard |  |  |  | SC65E – IEC 61987 | - | C00004 |  | 0112-2---61987#ABC875 | https://cdd.iec.ch/cdd/iec61987/iec61987.nsf/PropertiesAllVersions/0112-2---61987%23ABC875
0112/2///61987#ABF165 | 001 | 01 | 0112/2///61987#ABF165#001 | material of indicator rail |  |  |  |  | material of which the indicator rail is made | [5 empty] | STRING_TYPE |  |  |  |  | NON_DEPENDENT_P_DET | [5 empty] | 0112/2///61987#ABF162 - Indicator rail | 0112/2///61987#ABA000 |  |  |  | Standard |  | IEC 61987 | IEC | SC65E | - | C00018 | 001-01 (2018-03-28 07:27:04 by BATCH 00000762) standard | 0112-2---61987#ABF165 | https://cdd.iec.ch/cdd/iec61987/iec61987.nsf/PropertiesAllVersions/0112-2---61987%23ABF165
0112/2///61987#ABB900 | 001 | 04 | 0112/2///61987#ABB900#001 | total error (differential pressure, 69 bar static pressure, -10 °C to 60 °C, zero and span) |  |  |  |  | for differential pressure measuring devices, total error for one year, calculated by the sum of the total performance (differential pressure, 69 bar, -10 °C to 60 °C, zero and span) and the long term drift per annum, expressed as percentage of span |  |  | % |  |  | REAL_MEASURE_TYPE |  |  |  |  | NON_DEPENDENT_P_DET | [5 empty] | 0112/2///61987#ABC067 - Accuracy expressed as a percentage [1] | 0112/2///61987#ABA000 | 0112/2///62720#UAA000 - percent |  | 0112/2///61987#ABT533 - Percentage | Standard |  |  |  | SC65E – IEC 61987 | - | C00004 |  | 0112-2---61987#ABB900 | https://cdd.iec.ch/cdd/iec61987/iec61987.nsf/PropertiesAllVersions/0112-2---61987%23ABB900
0112/2///61987#ABE461 | 001 | 01 | 0112/2///61987#ABE461#001 | acting time on release |  |  |  |  | time that elapses between the shut off of the excitation signal and the accomplishment of the specified action |  |  | s |  |  | REAL_MEASURE_TYPE |  |  |  |  | NON_DEPENDENT_P_DET | [5 empty] | 0112/2///61987#ABE559 - Parameters of solenoid valve | 0112/2///61987#ABA000 | 0112/2///62720#UAA972 - second |  | 0112/2///61987#ABT510 - Time/time duration short | Standard |  | IEC 61987 | IEC | SC65E | - | C00018 | 001-01 (2018-03-28 07:27:00 by BATCH 00000762) standard | 0112-2---61987#ABE461 | https://cdd.iec.ch/cdd/iec61987/iec61987.nsf/PropertiesAllVersions/0112-2---61987%23ABE461
0112/2///61987#ABA262 | 003 | 01 | 0112/2///61987#ABA262#003 | number of telecommunication compliances |  |  |  |  | @number of telecommunication compliances |  | cardinality property |  |  |  | INT_TYPE |  |  |  |  | CONDITION_DET | [5 empty] | 0112/2///61987#ABC156 - Certificates and approvals | 0112/2///61987#ABA000 |  |  |  | Standard |  |  |  | SC65E – IEC 61987 | - | C00004 |  | 0112-2---61987#ABA262 | https://cdd.iec.ch/cdd/iec61987/iec61987.nsf/PropertiesAllVersions/0112-2---61987%23ABA262
0112/2///61987#ABB242 | 004 | 01 | 0112/2///61987#ABB242#004 | number of digital communication interfaces |  |  |  |  | @number of digital communication interfaces |  | cardinality property |  |  |  | INT_TYPE |  |  |  |  | CONDITION_DET | [5 empty] | 0112/2///61987#ABC200 - Digital communication | 0112/2///61987#ABA000 |  |  |  | Standard |  |  |  | SC65E – IEC 61987 | - | C00004 |  | 0112-2---61987#ABB242 | https://cdd.iec.ch/cdd/iec61987/iec61987.nsf/PropertiesAllVersions/0112-2---61987%23ABB242
0112/2///61987#ABB936 | 001 | 02 | 0112/2///61987#ABB936#001 | designation of pneumatic/hydraulic connection |  |  |  |  | alphanumeric character sequence identifying a pneumatic or hydraulic connection | [5 empty] | STRING_TYPE |  |  |  |  | NON_DEPENDENT_P_DET | [5 empty] | 0112/2///61987#ABC513 - Pneumatic/hydraulic connection | 0112/2///61987#ABA000 |  |  |  | Standard |  |  |  | SC65E – IEC 61987 | - | C00004 |  | 0112-2---61987#ABB936 | https://cdd.iec.ch/cdd/iec61987/iec61987.nsf/PropertiesAllVersions/0112-2---61987%23ABB936
0112/2///61987#ABC863 | 004 | 01 | 0112/2///61987#ABC863#004 | reference to Explosion protection device parameters for nonincendive installation |  |  |  |  | reference to block ABC233 | [5 empty] | CLASS_REFERENCE_TYPE(0112/2///61987#ABC233) 0112/2///61987#ABC233 - Explosion protection device parameters for nonincendive installation |  |  |  |  | NON_DEPENDENT_P_DET | [5 empty] | 0112/2///61987#ABI462 - Explosion protection parameters for nonincendive installation0112/2///61987#ABC218 - Electrical power input circuit | 0112/2///61987#ABA000 |  |  |  | Standard |  |  |  | SC65E – IEC 61987 | - | C00004 |  | 0112-2---61987#ABC863 | https://cdd.iec.ch/cdd/iec61987/iec61987.nsf/PropertiesAllVersions/0112-2---61987%23ABC863
0112/2///61987#ABU438 | 001 | 03 | 0112/2///61987#ABU438#001 | reference to Binary pneumatic/hydraulic output |  |  |  |  | reference to block ABC146 |  | Id specified in IEC61987-12/-13: ABC776 |  |  |  | CLASS_REFERENCE_TYPE(0112/2///61987#ABC146) 0112/2///61987#ABC146 - Binary pneumatic/hydraulic output |  |  |  |  | DEPENDENT_P_DET | [5 empty] | 0112/2///61987#ABC670 - Type of output [7] | 0112/2///61987#ABA000 |  |  |  | Standard |  |  |  | SC65E – IEC 61987 | 0112/2///61987#ABU426 - output type [7] | C00004 |  | 0112-2---61987#ABU438 | https://cdd.iec.ch/cdd/iec61987/iec61987.nsf/PropertiesAllVersions/0112-2---61987%23ABU438
0112/2///61987#ABF705 | 001 | 01 | 0112/2///61987#ABF705#001 | reference to Material of float guide |  |  |  |  | reference to block ABF042 | [5 empty] | CLASS_REFERENCE_TYPE(0112/2///61987#ABF042) 0112/2///61987#ABF042 - Material of float guide |  |  |  |  | NON_DEPENDENT_P_DET | [5 empty] | 0112/2///61987#ABF040 - Float guide | 0112/2///61987#ABA000 |  |  |  | Standard |  | IEC 61987 | IEC | SC65E | - | C00018 | 001-01 (2018-03-28 07:27:08 by BATCH 00000762) standard | 0112-2---61987#ABF705 | https://cdd.iec.ch/cdd/iec61987/iec61987.nsf/PropertiesAllVersions/0112-2---61987%23ABF705
0112/2///61987#ABB998 | 004 | 01 | 0112/2///61987#ABB998#004 | maximum differential pressure |  |  |  |  | highest differential pressure of a process for which a device is or should be designed to operate within its specified limits |  |  | mbar |  |  | REAL_MEASURE_TYPE |  |  |  |  | NON_DEPENDENT_P_DET | [5 empty] | 0112/2///61987#ABC451 - Normal process conditions [1]0112/2///61987#ABC452 - Normal process conditions [2]0112/2///61987#ABC453 - Normal process conditions [3]0112/2///61987#ABC471 - Other operating pressure instrument design conditions0112/2///61987#ABD947 - Normal process conditions [4]0112/2///61987#ABD948 - Normal process design conditions [3]0112/2///61987#ABH462 - Normal process conditions [11]0112/2///61987#ABE594 - Limiting process conditions [6] | 0112/2///61987#ABA000 | 0112/2///62720#UAA810 - millibar |  | 0112/2///61987#ABT524 - Pressure | Standard |  |  |  | SC65E – IEC 61987 | - | C00004 |  | 0112-2---61987#ABB998 | https://cdd.iec.ch/cdd/iec61987/iec61987.nsf/PropertiesAllVersions/0112-2---61987%23ABB998
0112/2///61987#ABJ605 | 001 | 01 | 0112/2///61987#ABJ605#001 | time stamp |  |  |  |  | qualifier identifying the date and the time when the value of the data element type the qualifier is assigned to has been created or changed | [5 empty] | DATE_TIME_TYPE |  |  |  |  | NON_DEPENDENT_P_DET | [5 empty] | 0112/2///61987#ABJ604 - LOQ | 0112/2///61987#ABA000 |  |  |  | Standard |  | IEC 61987 |  | SC65E – IEC 61987 | - | C00020 | 001-01 (2019-03-08 15:35:33 by BATCH 00000766) standard | 0112-2---61987#ABJ605 | https://cdd.iec.ch/cdd/iec61987/iec61987.nsf/PropertiesAllVersions/0112-2---61987%23ABJ605
0112/2///61987#ABA614 | 004 | 01 | 0112/2///61987#ABA614#004 | test feature |  |  |  |  | feature in the device to detect errors during normal operation | [5 empty] | STRING_TYPE |  |  |  |  | NON_DEPENDENT_P_DET | [5 empty] | 0112/2///61987#ABC048 - Transmitter housing [1]0112/2///61987#ABC049 - Transmitter housing [2]0112/2///61987#ABE040 - Transmitter housing [3]0112/2///61987#ABE607 - Solenoid valve housing0112/2///61987#ABF375 - Transmitter/switch housing0112/2///61987#ABP025 - Device housing | 0112/2///61987#ABA000 |  |  |  | Standard |  |  |  | SC65E – IEC 61987 | - | C00004 |  | 0112-2---61987#ABA614 | https://cdd.iec.ch/cdd/iec61987/iec61987.nsf/PropertiesAllVersions/0112-2---61987%23ABA614
0112/2///61987#ABB560 | 001 | 04 | 0112/2///61987#ABB560#001 | minimum span for temperature |  |  |  |  | lowest span to which a temperature measurement instrument can be adjusted |  |  | °C |  |  | REAL_MEASURE_TYPE |  |  |  |  | NON_DEPENDENT_P_DET | [5 empty] | 0112/2///61987#ABC421 - Measuring range for temperature | 0112/2///61987#ABA000 | 0112/2///62720#UAA033 - degree Celsius |  | 0112/2///61987#ABT514 - Temperature | Standard |  |  |  | SC65E – IEC 61987 | - | C00004 |  | 0112-2---61987#ABB560 | https://cdd.iec.ch/cdd/iec61987/iec61987.nsf/PropertiesAllVersions/0112-2---61987%23ABB560
0112/2///61987#ABG987 | 001 | 01 | 0112/2///61987#ABG987#001 | reference to Structural design [sight level indicator] |  |  |  |  | reference to block ABG427 | [5 empty] | CLASS_REFERENCE_TYPE(0112/2///61987#ABG427) 0112/2///61987#ABG427 - Structural design [sight level indicator] |  |  |  |  | NON_DEPENDENT_P_DET | [5 empty] | 0112/2///61987#ABG382 - Mechanical and electrical construction [sight level indicator] | 0112/2///61987#ABA000 |  |  |  | Standard |  | IEC 61987 | IEC | SC65E | - | C00018 | 001-01 (2018-03-28 07:27:12 by BATCH 00000762) standard | 0112-2---61987#ABG987 | https://cdd.iec.ch/cdd/iec61987/iec61987.nsf/PropertiesAllVersions/0112-2---61987%23ABG987
0112/2///61987#ABH216 | 001 | 01 | 0112/2///61987#ABH216#001 | type of antenna purging |  |  |  |  | classification of an antenna purging system according to the method used for purging | [5 empty] | STRING_TYPE |  |  |  |  | NON_DEPENDENT_P_DET | [5 empty] | 0112/2///61987#ABH208 - Structural design of an antenna | 0112/2///61987#ABA000 |  |  |  | Standard |  |  |  | SC65E – IEC 61987 | - | C0018 | 001-01 (2018-03-28 07:27:14 by BATCH 00000762) standard | 0112-2---61987#ABH216 | https://cdd.iec.ch/cdd/iec61987/iec61987.nsf/PropertiesAllVersions/0112-2---61987%23ABH216
0112/2///61987#ABJ298 | 001 | 01 | 0112/2///61987#ABJ298#001 | DIAGNOSIS_MASK |  |  |  |  | parameter defining the supported DIAGNOSIS information bits | [5 empty] | BINARY_TYPE | B32 |  |  |  | NON_DEPENDENT_P_DET | [5 empty] | 0112/2///61987#ABH841 - Device (resource) block | 0112/2///61987#ABA000 |  |  |  | Standard |  |  |  | SC65E – IEC 61987 | - | C00018 | 001-01 (2019-03-08 15:35:33 by BATCH 00000766) standard | 0112-2---61987#ABJ298 | https://cdd.iec.ch/cdd/iec61987/iec61987.nsf/PropertiesAllVersions/0112-2---61987%23ABJ298
0112/2///61987#ABF887 | 001 | 01 | 0112/2///61987#ABF887#001 | reference to Device LOP for ultrasonic level switch |  |  |  |  | reference to block ABE745 | [5 empty] | CLASS_REFERENCE_TYPE(0112/2///61987#ABE745) 0112/2///61987#ABE745 - Device LOP for ultrasonic level switch |  |  |  |  | NON_DEPENDENT_P_DET | [5 empty] | 0112/2///61987#ABA727 - Ultrasonic level switch | 0112/2///61987#ABA000 |  |  |  | Standard |  | IEC 61987 | IEC | SC65E | - | C00018 | 001-01 (2018-03-28 07:27:10 by BATCH 00000762) standard | 0112-2---61987#ABF887 | https://cdd.iec.ch/cdd/iec61987/iec61987.nsf/PropertiesAllVersions/0112-2---61987%23ABF887
0112/2///61987#ABU350 | 001 | 02 | 0112/2///61987#ABU350#001 | reference to Auxiliary input [2] |  |  |  |  | reference to block ABC127 |  | Id specified in IEC61987-12/-13: ABC757 |  |  |  | CLASS_REFERENCE_TYPE(0112/2///61987#ABC127) 0112/2///61987#ABC127 - Auxiliary input [2] |  |  |  |  | NON_DEPENDENT_P_DET | [5 empty] | 0112/2///61987#ABC298 - Input [9] | 0112/2///61987#ABA000 |  |  |  | Standard |  |  |  | SC65E – IEC 61987 | - | C00014 |  | 0112-2---61987#ABU350 | https://cdd.iec.ch/cdd/iec61987/iec61987.nsf/PropertiesAllVersions/0112-2---61987%23ABU350
0112/2///61987#ABH456 | 003 | 02 | 0112/2///61987#ABH456#003 | reference to Relation of minimum process pressure - operating temperature |  |  |  |  | reference to block ABH448 | [5 empty] | CLASS_REFERENCE_TYPE(0112/2///61987#ABH448) 0112/2///61987#ABH448 - Relation of minimum process pressure - operating temperature |  |  |  |  | DEPENDENT_P_DET | [5 empty] | 0112/2///61987#ABC452 - Normal process conditions [2]0112/2///61987#ABC453 - Normal process conditions [3]0112/2///61987#ABH462 - Normal process conditions [11]0112/2///61987#ABG347 - Normal process conditions [9] | 0112/2///61987#ABA000 |  |  |  | Standard |  | IEC 61987 | IEC | IEC SC65E | 0112/2///61987#ABH447 - number of relations of minimum process pressure - operating temperature | C00112 |  | 0112-2---61987#ABH456 | https://cdd.iec.ch/cdd/iec61987/iec61987.nsf/PropertiesAllVersions/0112-2---61987%23ABH456
0112/2///61987#ABF303 | 002 | 01 | 0112/2///61987#ABF303#002 | reference response time |  |  |  |  | value of the signal response time with which the performance of a device was tested |  |  | s |  |  | LEVEL(MIN,NOM,MAX) OF REAL_MEASURE_TYPE |  |  |  |  | NON_DEPENDENT_P_DET | [5 empty] | 0112/2///61987#ABG241 - Reference device conditions [2]0112/2///61987#ABG245 - Reference device conditions [6]0112/2///61987#ABU697 - Reference device conditions [7]0112/2///61987#ABU698 - Reference device conditions [3] | 0112/2///61987#ABA000 | 0112/2///62720#UAA972 - second |  | 0112/2///61987#ABT510 - Time/time duration short | Standard |  | IEC 61987 | IEC | SC65E | - | C00019 |  | 0112-2---61987#ABF303 | https://cdd.iec.ch/cdd/iec61987/iec61987.nsf/PropertiesAllVersions/0112-2---61987%23ABF303
0112/2///61987#ABP245 | 001 | 01 | 0112/2///61987#ABP245#001 | reference to Influence of external quantities expressed for resistance [I/O module] |  |  |  |  | reference to block ABP041 | [5 empty] | CLASS_REFERENCE_TYPE(0112/2///61987#ABP041) 0112/2///61987#ABP041 - Influence of external quantities expressed for resistance [I/O module] |  |  |  |  | NON_DEPENDENT_P_DET | [5 empty] | 0112/2///61987#ABP010 - Absolute performance for resistance [I/O module] | 0112/2///61987#ABA000 |  |  |  | Standard |  | IEC 61987 | IEC | IEC/SC 65E | - | C00128 | 001-01 (2023-01-23 14:53:53 by BATCH 00000807) standard | 0112-2---61987#ABP245 | https://cdd.iec.ch/cdd/iec61987/iec61987.nsf/PropertiesAllVersions/0112-2---61987%23ABP245
0112/2///61987#ABP205 | 001 | 01 | 0112/2///61987#ABP205#001 | type of current | Current mode |  |  |  | classification of a current supply according to the time behaviour of the current | [5 empty] | ENUM_CODE_TYPE(0112/2///61987#ABL272) |  |  |  |  | DEPENDENT_P_DET |  |  | 0112/2///61987#ABL272 | 0112/2///61987#ABL837 - AC0112/2///61987#ABL838 - DC0112/2///61987#ABI407 - others |  | 0112/2///61987#ABP074 - Signal levels0112/2///61987#ABP283 - Resistance to earth | 0112/2///61987#ABA000 |  |  |  | Standard |  | IEC 61987 | IEC | IEC/SC 65E | 0112/2///61987#ABI406 - empty_property | C00128 | 001-01 (2023-01-23 14:53:53 by BATCH 00000807) standard | 0112-2---61987#ABP205 | https://cdd.iec.ch/cdd/iec61987/iec61987.nsf/PropertiesAllVersions/0112-2---61987%23ABP205
0112/2///61987#ABC769 | 004 | 02 | 0112/2///61987#ABC769#004 | reference to Baud rate setting |  |  |  |  | reference to block ABC139 | [5 empty] | CLASS_REFERENCE_TYPE(0112/2///61987#ABC139) 0112/2///61987#ABC139 - Baud rate setting |  |  |  |  | DEPENDENT_P_DET | [5 empty] | 0112/2///61987#ABC511 - Physical layer | 0112/2///61987#ABA000 |  |  |  | Standard |  | IEC 61987 | IEC | IEC SC65E | 0112/2///61987#ABA059 - number of baud rate settings | C00112 |  | 0112-2---61987#ABC769 | https://cdd.iec.ch/cdd/iec61987/iec61987.nsf/PropertiesAllVersions/0112-2---61987%23ABC769
0112/2///61987#ABE824 | 001 | 01 | 0112/2///61987#ABE824#001 | lower range-limit of degree of filling |  |  |  |  | lowest value of degree of filling that a device can be adjusted to measure within its specified accuracy limits |  |  | % |  |  | REAL_MEASURE_TYPE |  |  |  |  | NON_DEPENDENT_P_DET | [5 empty] | 0112/2///61987#ABF004 - Measuring range for degree of filling | 0112/2///61987#ABA000 | 0112/2///62720#UAA000 - percent |  | 0112/2///61987#ABT533 - Percentage | Standard |  | IEC 61987 | IEC | SC65E | - | C00018 | 001-01 (2018-03-28 07:27:02 by BATCH 00000762) standard | 0112-2---61987#ABE824 | https://cdd.iec.ch/cdd/iec61987/iec61987.nsf/PropertiesAllVersions/0112-2---61987%23ABE824
0112/2///61987#ABF777 | 001 | 01 | 0112/2///61987#ABF777#001 | reference to Material of sheath |  |  |  |  | reference to block ABF329 | [5 empty] | CLASS_REFERENCE_TYPE(0112/2///61987#ABF329) 0112/2///61987#ABF329 - Material of sheath/additional sleeve |  |  |  |  | NON_DEPENDENT_P_DET | [5 empty] | 0112/2///61987#ABF319 - Structural design of a thermowell0112/2///61987#ABF405 - Structural design of an insert/element0112/2///61987#ABF515 - Insert/element | 0112/2///61987#ABA000 |  |  |  | Standard |  | IEC 61987 | IEC | SC65E | - | C00019 | 001-01 (2018-03-28 07:27:09 by BATCH 00000762) standard | 0112-2---61987#ABF777 | https://cdd.iec.ch/cdd/iec61987/iec61987.nsf/PropertiesAllVersions/0112-2---61987%23ABF777
0112/2///61987#ABF511 | 001 | 02 | 0112/2///61987#ABF511#001 | yield strength |  |  |  |  | stress at which a material begins to deform plastically |  |  | MPa |  |  | REAL_MEASURE_TYPE |  |  |  |  | NON_DEPENDENT_P_DET | [5 empty] | 0112/2///61987#ABF319 - Structural design of a thermowell | 0112/2///61987#ABA000 | 0112/2///62720#UAA215 - megapascal |  | 0112/2///61987#ABT524 - Pressure | Standard |  | IEC 61987 | IEC | SC65E | - | C00019 |  | 0112-2---61987#ABF511 | https://cdd.iec.ch/cdd/iec61987/iec61987.nsf/PropertiesAllVersions/0112-2---61987%23ABF511
0112/2///61987#ABA323 | 001 | 04 | 0112/2///61987#ABA323#001 | upper range-limit of mass flow |  |  |  |  | highest value of the mass flow rate that a device can be adjusted to measure within its specified accuracy limits |  |  | kg/h |  |  | REAL_MEASURE_TYPE |  |  | from IEC 61987-1, 5.4.2 |  | NON_DEPENDENT_P_DET | [5 empty] | 0112/2///61987#ABC417 - Measuring range for mass flow | 0112/2///61987#ABA000 | 0112/2///62720#UAA607 - kilogram per hour |  | 0112/2///61987#ABT545 - Mass flow rate | Standard |  |  |  | SC65E – IEC 61987 | - | C00004 |  | 0112-2---61987#ABA323 | https://cdd.iec.ch/cdd/iec61987/iec61987.nsf/PropertiesAllVersions/0112-2---61987%23ABA323
0112/2///61987#ABH669 | 001 | 01 | 0112/2///61987#ABH669#001 | value of volume fraction digital output |  |  |  |  | digital reading of a value representing a volume fraction variable |  |  | % |  |  | REAL_MEASURE_TYPE |  |  |  |  | NON_DEPENDENT_P_DET | [5 empty] | 0112/2///61987#ABH652 - Output values of volume fraction | 0112/2///61987#ABA000 | 0112/2///62720#UAA000 - percent |  | 0112/2///61987#ABT533 - Percentage | Standard |  | IEC 61987 |  | SC65E – IEC 61987 | - | C00018 | 001-01 (2019-03-08 15:35:29 by BATCH 00000766) standard | 0112-2---61987#ABH669 | https://cdd.iec.ch/cdd/iec61987/iec61987.nsf/PropertiesAllVersions/0112-2---61987%23ABH669
0112/2///61987#ABJ594 | 001 | 01 | 0112/2///61987#ABJ594#001 | reference to Influence of external quantities expressed as a percentage [5] |  |  |  |  | reference to block ABJ593 | [5 empty] | CLASS_REFERENCE_TYPE(0112/2///61987#ABJ593) 0112/2///61987#ABJ593 - Influence of external quantities expressed as a percentage [5] |  |  |  |  | NON_DEPENDENT_P_DET | [5 empty] | 0112/2///61987#ABJ595 - Accuracy expressed as a percentage [6] | 0112/2///61987#ABA000 |  |  |  | Standard |  | IEC 61987 | IEC | SC65E | - | C00018 | 001-01 (2018-03-28 07:27:17 by BATCH 00000762) standard | 0112-2---61987#ABJ594 | https://cdd.iec.ch/cdd/iec61987/iec61987.nsf/PropertiesAllVersions/0112-2---61987%23ABJ594
0112/2///61987#ABA062 | 001 | 04 | 0112/2///61987#ABA062#001 | base current |  |  |  |  | current drawn from the bus in normal operation |  |  | mA |  |  | REAL_MEASURE_TYPE |  |  |  |  | NON_DEPENDENT_P_DET | [5 empty] | 0112/2///61987#ABC214 - Electrical data of a bus powered device | 0112/2///61987#ABA000 | 0112/2///62720#UAA775 - milliampere |  | 0112/2///61987#ABT567 - Electrical current | Standard |  |  |  | SC65E – IEC 61987 | - | C00004 |  | 0112-2---61987#ABA062 | https://cdd.iec.ch/cdd/iec61987/iec61987.nsf/PropertiesAllVersions/0112-2---61987%23ABA062
0112/2///61987#ABB921 | 002 | 01 | 0112/2///61987#ABB921#002 | surface roughness measuring chamber |  |  |  |  | roughness of the surface of a measuring chamber |  |  | µm |  |  | REAL_MEASURE_TYPE |  |  |  |  | NON_DEPENDENT_P_DET | [5 empty] | 0112/2///61987#ABC412 - Flow measuring chamber | 0112/2///61987#ABA000 | 0112/2///62720#UAA090 - micrometre |  | 0112/2///61987#ABT548 - Length short | Standard |  |  |  | SC65E – IEC 61987 | - | C00004 |  | 0112-2---61987#ABB921 | https://cdd.iec.ch/cdd/iec61987/iec61987.nsf/PropertiesAllVersions/0112-2---61987%23ABB921
0112/2///61987#ABD185 | 003 | 01 | 0112/2///61987#ABD185#003 | reference to Pulse/frequency input/output parameters |  |  |  |  | reference to block ABC555 | [5 empty] | CLASS_REFERENCE_TYPE(0112/2///61987#ABC555) 0112/2///61987#ABC555 - Pulse/frequency input/output parameters |  |  |  |  | NON_DEPENDENT_P_DET | [5 empty] | 0112/2///61987#ABC247 - Frequency input [1]0112/2///61987#ABC248 - Frequency input [2]0112/2///61987#ABC250 - Frequency output [1]0112/2///61987#ABC251 - Frequency output [2]0112/2///61987#ABC252 - Frequency output [3]0112/2///61987#ABC253 - Frequency output [4]0112/2///61987#ABC551 - Pulse input0112/2///61987#ABC553 - Pulse output0112/2///61987#ABD875 - Frequency output [5]0112/2///61987#ABG121 - Frequency input [4]0112/2///61987#ABG122 - Frequency input [5]0112/2///61987#ABG123 - Pulse input [4]0112/2///61987#ABG190 - Frequency output [8]0112/2///61987#ABG192 - Frequency output [10]0112/2///61987#ABG193 - Frequency output [11]0112/2///61987#ABG194 - Frequency output [12]0112/2///61987#ABG195 - Frequency output [13]0112/2///61987#ABG196 - Frequency output [14]0112/2///61987#ABG197 - Frequency output [15]0112/2///61987#ABG198 - Frequency output [16]0112/2///61987#ABG199 - Frequency output [17]0112/2///61987#ABG200 - Pulse output [2]0112/2///61987#ABH048 - Frequency input [6]0112/2///61987#ABP061 - Pulse input [I/O module]0112/2///61987#ABP062 - Pulse output [I/O module] | 0112/2///61987#ABA000 |  |  |  | Standard |  |  |  | SC65E – IEC 61987 | - | C00004 |  | 0112-2---61987#ABD185 | https://cdd.iec.ch/cdd/iec61987/iec61987.nsf/PropertiesAllVersions/0112-2---61987%23ABD185
0112/2///61987#ABA239 | 006 | 02 | 0112/2///61987#ABA239#006 | ship classification society |  |  |  |  | non-governmental organization that establishes and maintains technical standards for the construction and operation of ships and offshore structures | [5 empty] | ENUM_CODE_TYPE(0112/2///61987#ABL358) |  | 0112/2///61987#ABL358 |  |  | DEPENDENT_P_DET |  |  | 0112/2///61987#ABL358 | 0112/2///61987#ABO129 - Bulgarian Register of Shipping0112/2///61987#ABO130 - China Classification Society0112/2///61987#ABO131 - Croatian Register of Shipping0112/2///61987#ABO132 - Bureau Veritas0112/2///61987#ABO133 - Germanischer Lloyd0112/2///61987#ABO134 - Dromon Bureau of Shipping0112/2///61987#ABO135 - Hellenic Register of Shipping0112/2///61987#ABO136 - Indian Register of Shipping0112/2///61987#ABO137 - Asia Classification Society0112/2///61987#ABO138 - Registro Italiano Navale0112/2///61987#ABO139 - Nippon Kaiji Kyokai (ClassNK)0112/2///61987#ABO140 - Korean Classification Society0112/2///61987#ABO141 - Korean Register of Shipping0112/2///61987#ABO142 - Dutch Lloyd0112/2///61987#ABO143 - DNV GL (Det Norske Veritas)0112/2///61987#ABO144 - Overseas Marine Certification Services0112/2///61987#ABO145 - Polish Register of Shipping0112/2///61987#ABO146 - Registro Internacional Naval0112/2///61987#ABO147 - Russian Maritime Register of Shipping0112/2///61987#ABO148 - Maritime Bureau of Africa0112/2///61987#ABO149 - CR Classification Society0112/2///61987#ABO150 - Shipping Register of Ukraine0112/2///61987#ABO151 - International Maritime Classification0112/2///61987#ABO152 - Lloyd's Register0112/2///61987#ABO153 - American Bureau of Shipping0112/2///61987#ABO154 - International Register of Shipping0112/2///61987#ABO155 - Vietnam Register0112/2///61987#ABI407 - others |  | 0112/2///61987#ABC336 - Marine type approval0112/2///61987#ABP296 - Issuing organization | 0112/2///61987#ABA000 |  |  |  | Standard |  | IEC 61987 | IEC | IEC SC65E | 0112/2///61987#ABI406 - empty_property | C00112 |  | 0112-2---61987#ABA239 | https://cdd.iec.ch/cdd/iec61987/iec61987.nsf/PropertiesAllVersions/0112-2---61987%23ABA239
0112/2///61987#ABD485 | 001 | 02 | 0112/2///61987#ABD485#001 | reference to Reference conditions of the device [3] |  |  |  |  | reference to block ABD484 | [5 empty] | CLASS_REFERENCE_TYPE(0112/2///61987#ABD484) 0112/2///61987#ABD484 - Reference conditions of the device [3] |  |  |  |  | NON_DEPENDENT_P_DET | [5 empty] | 0112/2///61987#ABC498 - Performance [8] | 0112/2///61987#ABA000 |  |  |  | Standard |  |  |  | SC65E – IEC 61987 | - | C00004 |  | 0112-2---61987#ABD485 | https://cdd.iec.ch/cdd/iec61987/iec61987.nsf/PropertiesAllVersions/0112-2---61987%23ABD485
0112/2///61987#ABF652 | 001 | 02 | 0112/2///61987#ABF652#001 | reference to Accuracy for a subrange of concentration |  |  |  |  | reference to block ABE800 | [5 empty] | CLASS_REFERENCE_TYPE(0112/2///61987#ABE800) 0112/2///61987#ABE800 - Accuracy for a subrange of concentration |  |  |  |  | DEPENDENT_P_DET | [5 empty] | 0112/2///61987#ABE792 - Absolute performance for concentration | 0112/2///61987#ABA000 |  |  |  | Standard |  | IEC 61987 | IEC | IEC SC65E | 0112/2///61987#ABE799 - number of accuracies for a subrange of concentration | C00112 |  | 0112-2---61987#ABF652 | https://cdd.iec.ch/cdd/iec61987/iec61987.nsf/PropertiesAllVersions/0112-2---61987%23ABF652
0112/2///61987#ABG883 | 001 | 01 | 0112/2///61987#ABG883#001 | reference to Rated operating conditions [18] |  |  |  |  | reference to block ABG323 | [5 empty] | CLASS_REFERENCE_TYPE(0112/2///61987#ABG323) 0112/2///61987#ABG323 - Rated operating conditions [18] |  |  |  |  | NON_DEPENDENT_P_DET | [5 empty] | 0112/2///61987#ABE759 - Device LOP for temperature gauge0112/2///61987#ABE760 - Device LOP for contact temperature transmitter0112/2///61987#ABE763 - Device LOP for insert/element0112/2///61987#ABE765 - Device LOP for thermowell | 0112/2///61987#ABA000 |  |  |  | Standard |  | IEC 61987 | IEC | SC65E | - | C00019 | 001-01 (2018-03-28 07:27:11 by BATCH 00000762) standard | 0112-2---61987#ABG883 | https://cdd.iec.ch/cdd/iec61987/iec61987.nsf/PropertiesAllVersions/0112-2---61987%23ABG883
0112/2///61987#ABG948 | 001 | 01 | 0112/2///61987#ABG948#001 | reference to Mechanical and electrical construction [contact temperature transmitter] |  |  |  |  | reference to block ABG388 | [5 empty] | CLASS_REFERENCE_TYPE(0112/2///61987#ABG388) 0112/2///61987#ABG388 - Mechanical and electrical construction [contact temperature transmitter] |  |  |  |  | NON_DEPENDENT_P_DET | [5 empty] | 0112/2///61987#ABE760 - Device LOP for contact temperature transmitter | 0112/2///61987#ABA000 |  |  |  | Standard |  | IEC 61987 | IEC | SC65E | - | C00019 | 001-01 (2018-03-28 07:27:12 by BATCH 00000762) standard | 0112-2---61987#ABG948 | https://cdd.iec.ch/cdd/iec61987/iec61987.nsf/PropertiesAllVersions/0112-2---61987%23ABG948
0112/2///61987#ABE910 | 001 | 01 | 0112/2///61987#ABE910#001 | calibrated span for ullage |  |  |  |  | difference between the upper and lower range value of ullage to which an ullage measurement instrument is adjusted and calibrated |  |  | m |  |  | REAL_MEASURE_TYPE |  |  |  |  | NON_DEPENDENT_P_DET | [5 empty] | 0112/2///61987#ABE900 - Assigned ullage range | 0112/2///61987#ABA000 | 0112/2///62720#UAA726 - metre |  | 0112/2///61987#ABT548 - Length short | Standard |  | IEC 61987 | IEC | SC65E | - | C00018 | 001-01 (2018-03-28 07:27:02 by BATCH 00000762) standard | 0112-2---61987#ABE910 | https://cdd.iec.ch/cdd/iec61987/iec61987.nsf/PropertiesAllVersions/0112-2---61987%23ABE910
0112/2///61987#ABF229 | 001 | 01 | 0112/2///61987#ABF229#001 | size-of-source effect |  |  |  |  | relative difference in the radiance or temperature reading of the radiation thermometer when the size of the radiating area of the observed source is changed |  |  | 1 |  |  | REAL_MEASURE_TYPE |  |  | IEC 62492-2 MOD |  | NON_DEPENDENT_P_DET | [5 empty] | 0112/2///61987#ABF003 - Performance of non-contact temperature transmitter/radiation temperature transmitter | 0112/2///61987#ABA000 | 0112/2///62720#UAA915 - quantity of dimension one |  |  | Standard |  | IEC 61987 | IEC | SC65E | - | C00018 | 001-01 (2018-03-28 07:27:05 by BATCH 00000762) standard | 0112-2---61987#ABF229 | https://cdd.iec.ch/cdd/iec61987/iec61987.nsf/PropertiesAllVersions/0112-2---61987%23ABF229
0112/2///61987#ABI532 | 001 | 01 | 0112/2///61987#ABI532#001 | details of requirement |  |  |  |  | plain text characterizing a requirement | [5 empty] | STRING_TYPE |  |  |  |  | NON_DEPENDENT_P_DET | [5 empty] | 0112/2///61987#ABI478 - Requirement | 0112/2///61987#ABA000 |  |  |  | Standard |  |  |  | SC65E – IEC 61987 | - | C00018 | 001-01 (2019-03-08 15:35:32 by BATCH 00000766) standard | 0112-2---61987#ABI532 | https://cdd.iec.ch/cdd/iec61987/iec61987.nsf/PropertiesAllVersions/0112-2---61987%23ABI532
0112/2///61987#ABJ675 | 001 | 01 | 0112/2///61987#ABJ675#001 | number of OUTPUTs |  |  |  |  | cardinality property for an OUTPUT | [5 empty] | INT_TYPE |  |  |  |  | CONDITION_DET | [5 empty] | 0112/2///61987#ABH904 - Calculation function block | 0112/2///61987#ABA000 |  |  |  | Standard |  |  |  | SC65E – IEC 61987 | - | C00018 | 001-01 (2019-03-08 15:35:34 by BATCH 00000766) standard | 0112-2---61987#ABJ675 | https://cdd.iec.ch/cdd/iec61987/iec61987.nsf/PropertiesAllVersions/0112-2---61987%23ABJ675
0112/2///61987#ABU400 | 001 | 04 | 0112/2///61987#ABU400#001 | reference to Binary transistor/triac output |  |  |  |  | reference to block ABC141 |  | Id specified in IEC61987-12/-13: ABC771 |  |  |  | CLASS_REFERENCE_TYPE(0112/2///61987#ABC141) 0112/2///61987#ABC141 - Binary transistor/triac output |  |  |  |  | DEPENDENT_P_DET | [5 empty] | 0112/2///61987#ABC669 - Type of output [6] | 0112/2///61987#ABA000 |  |  |  | Standard |  | IEC 61987 | IEC | IEC/SC 65E | 0112/2///61987#ABU388 - output type [6] | C00128 |  | 0112-2---61987#ABU400 | https://cdd.iec.ch/cdd/iec61987/iec61987.nsf/PropertiesAllVersions/0112-2---61987%23ABU400
0112/2///61987#ABB077 | 001 | 05 | 0112/2///61987#ABB077#001 | rise time | transient response time |  |  |  | for a step response, the duration of the time interval between the instant when the output, variable (starting from zero) reaches a small specified percentage (for instance 10 %) of the, final steady-state value, and the instant when it reaches for the first time a large specified, percentage (for instance 90 %) of the same difference |  |  | s |  |  | REAL_MEASURE_TYPE |  |  | IEC 61298-2 |  | NON_DEPENDENT_P_DET | [5 empty] | 0112/2///61987#ABE398 - Dynamic behaviour [2]0112/2///61987#ABG316 - Dynamic behaviour [4]0112/2///61987#ABG317 - Dynamic behaviour [5]0112/2///61987#ABC210 - Dynamic behaviour | 0112/2///61987#ABA000 | 0112/2///62720#UAA972 - second |  | 0112/2///61987#ABT510 - Time/time duration short | Standard |  | IEC 61987 | IEC | IEC/SC 65E | - | C00128 |  | 0112-2---61987#ABB077 | https://cdd.iec.ch/cdd/iec61987/iec61987.nsf/PropertiesAllVersions/0112-2---61987%23ABB077
0112/2///61987#ABC993 | 001 | 02 | 0112/2///61987#ABC993#001 | reference to Material of flow nozzle |  |  |  |  | reference to block ABC363 | [5 empty] | CLASS_REFERENCE_TYPE(0112/2///61987#ABC363) 0112/2///61987#ABC363 - Material of flow nozzle |  |  |  |  | NON_DEPENDENT_P_DET | [5 empty] | 0112/2///61987#ABC244 - Flow nozzle | 0112/2///61987#ABA000 |  |  |  | Standard |  |  |  | SC65E – IEC 61987 | - | C00004 |  | 0112-2---61987#ABC993 | https://cdd.iec.ch/cdd/iec61987/iec61987.nsf/PropertiesAllVersions/0112-2---61987%23ABC993
0112/2///61987#ABB086 | 002 | 01 | 0112/2///61987#ABB086#002 | position of indicator faceplate |  |  |  |  | orientation of the indicator face place with respect to the viewer | [5 empty] | ENUM_CODE_TYPE(0112/2///61987#ABL446) |  |  |  |  | DEPENDENT_P_DET |  |  | 0112/2///61987#ABL446 | 0112/2///61987#ABL936 - horizontal0112/2///61987#ABL935 - vertical0112/2///61987#ABM471 - 45° inclined0112/2///61987#ABI407 - others |  | 0112/2///61987#ABD471 - Dial | 0112/2///61987#ABA000 |  |  |  | Standard |  |  |  | SC65E – IEC 61987 | 0112/2///61987#ABI406 - empty_property | C00091 |  | 0112-2---61987#ABB086 | https://cdd.iec.ch/cdd/iec61987/iec61987.nsf/PropertiesAllVersions/0112-2---61987%23ABB086
0112/2///61987#ABF133 | 002 | 01 | 0112/2///61987#ABF133#002 | style of bottom weight |  |  |  |  | classification of the fixation of a probe by a weight according to its mechanical and electrical construction | [5 empty] | ENUM_CODE_TYPE(0112/2///61987#ABL646) |  |  |  |  | DEPENDENT_P_DET |  |  | 0112/2///61987#ABL646 | 0112/2///61987#ABN199 - straight probe0112/2///61987#ABN200 - insulated cross-vane with anchoring provision0112/2///61987#ABN201 - insulated cross-vane without anchoring provision0112/2///61987#ABN202 - grounded mount0112/2///61987#ABN203 - insulated mount0112/2///61987#ABI407 - others |  | 0112/2///61987#ABF117 - Structural design of a guided-wave radar level transmitter0112/2///61987#ABF136 - Structural design of a capacitance level transmitter/switch0112/2///61987#ABF154 - Structural design of a conductance level transmitter/switch | 0112/2///61987#ABA000 |  |  |  | Standard |  | IEC 61987 | IEC | SC65E | 0112/2///61987#ABI406 - empty_property | C00091 |  | 0112-2---61987#ABF133 | https://cdd.iec.ch/cdd/iec61987/iec61987.nsf/PropertiesAllVersions/0112-2---61987%23ABF133
0112/2///61987#ABJ597 | 001 | 01 | 0112/2///61987#ABJ597#001 | temperature of trace heating/cooling system |  |  |  |  | temperature the trace heating/cooling system is to be adjusted to |  |  | °C |  |  | REAL_MEASURE_TYPE |  |  |  |  | NON_DEPENDENT_P_DET | [5 empty] | 0112/2///61987#ABH135 - Insulation and trace heating | 0112/2///61987#ABA000 | 0112/2///62720#UAA033 - degree Celsius |  | 0112/2///61987#ABT514 - Temperature | Standard |  |  |  | SC65E – IEC 61987 | - | C00018 | 001-01 (2018-03-28 07:27:17 by BATCH 00000762) standard | 0112-2---61987#ABJ597 | https://cdd.iec.ch/cdd/iec61987/iec61987.nsf/PropertiesAllVersions/0112-2---61987%23ABJ597
0112/2///61987#ABB224 | 001 | 04 | 0112/2///61987#ABB224#001 | measured error of density |  |  |  |  | largest positive or negative value of error of the average upscale or downscale value at each point of density measurement expressed as an absolute value |  |  | kg/m³ |  |  | REAL_MEASURE_TYPE |  |  | IEC 61298 and IEC 60770-2 |  | NON_DEPENDENT_P_DET | [5 empty] | 0112/2///61987#ABC058 - Absolute performance for density0112/2///61987#ABC070 - Accuracy for a subrange of density0112/2///61987#ABG318 - Absolute performance for density [2] | 0112/2///61987#ABA000 | 0112/2///62720#UAA619 - kilogram per metre cubed |  | 0112/2///61987#ABT573 - Density | Standard |  |  |  | SC65E – IEC 61987 | - | C00004 |  | 0112-2---61987#ABB224 | https://cdd.iec.ch/cdd/iec61987/iec61987.nsf/PropertiesAllVersions/0112-2---61987%23ABB224
0112/2///61987#ABE841 | 001 | 01 | 0112/2///61987#ABE841#001 | non-repeatability of volume |  |  |  |  | for a device, absolute degree of deviation between the results of successive measurements of volume, carried out under the same conditions of measurement |  |  | m³ |  |  | REAL_MEASURE_TYPE |  |  | IEV 311-06-06 (Repeatability), MOD |  | NON_DEPENDENT_P_DET | [5 empty] | 0112/2///61987#ABE836 - Absolute performance for volume | 0112/2///61987#ABA000 | 0112/2///62720#UAA757 - metre cubed |  | 0112/2///61987#ABT505 - Volume | Standard |  | IEC 61987 | IEC | SC65E | - | C00018 | 001-01 (2018-03-28 07:27:02 by BATCH 00000762) standard | 0112-2---61987#ABE841 | https://cdd.iec.ch/cdd/iec61987/iec61987.nsf/PropertiesAllVersions/0112-2---61987%23ABE841
0112/2///61987#ABA319 | 004 | 01 | 0112/2///61987#ABA319#004 | security implementation |  |  |  |  | technical method by which a security function is achieved | [5 empty] | STRING_TYPE |  |  |  |  | NON_DEPENDENT_P_DET | [5 empty] | 0112/2///61987#ABC260 - Further security measure | 0112/2///61987#ABA000 |  |  |  | Standard |  |  |  | SC65E – IEC 61987 | - | C00004 |  | 0112-2---61987#ABA319 | https://cdd.iec.ch/cdd/iec61987/iec61987.nsf/PropertiesAllVersions/0112-2---61987%23ABA319
0112/2///61987#ABD025 | 001 | 02 | 0112/2///61987#ABD025#001 | reference to Material of siphon |  |  |  |  | reference to block ABC395 | [5 empty] | CLASS_REFERENCE_TYPE(0112/2///61987#ABC395) 0112/2///61987#ABC395 - Material of siphon |  |  |  |  | NON_DEPENDENT_P_DET | [5 empty] | 0112/2///61987#ABC527 - Pressure gauge siphon | 0112/2///61987#ABA000 |  |  |  | Standard |  |  |  | SC65E – IEC 61987 | - | C00004 |  | 0112-2---61987#ABD025 | https://cdd.iec.ch/cdd/iec61987/iec61987.nsf/PropertiesAllVersions/0112-2---61987%23ABD025
0112/2///61987#ABE109 | 004 | 01 | 0112/2///61987#ABE109#004 | reference to Environmental design conditions [3] |  |  |  |  | reference to block ABD865 | [5 empty] | CLASS_REFERENCE_TYPE(0112/2///61987#ABD865) 0112/2///61987#ABD865 - Environmental design conditions [3] |  |  |  |  | NON_DEPENDENT_P_DET | [5 empty] | 0112/2///61987#ABD949 - Operating conditions for device design [3]0112/2///61987#ABD951 - Operating conditions for device design [4] | 0112/2///61987#ABA000 |  |  |  | Standard |  |  |  |  | - | C00004 |  | 0112-2---61987#ABE109 | https://cdd.iec.ch/cdd/iec61987/iec61987.nsf/PropertiesAllVersions/0112-2---61987%23ABE109
0112/2///61987#ABE806 | 001 | 01 | 0112/2///61987#ABE806#001 | zero point error of volume fraction |  |  |  |  | absolute error of a device measuring volume fraction under reference conditions, when the input is at the lower range value |  |  | % |  |  | REAL_MEASURE_TYPE |  |  |  |  | NON_DEPENDENT_P_DET | [5 empty] | 0112/2///61987#ABE793 - Absolute performance for volume fraction | 0112/2///61987#ABA000 | 0112/2///62720#UAA000 - percent |  | 0112/2///61987#ABT533 - Percentage | Standard |  | IEC 61987 | IEC | SC65E | - | C00018 | 001-01 (2018-03-28 07:27:02 by BATCH 00000762) standard | 0112-2---61987#ABE806 | https://cdd.iec.ch/cdd/iec61987/iec61987.nsf/PropertiesAllVersions/0112-2---61987%23ABE806
0112/2///61987#ABF731 | 001 | 01 | 0112/2///61987#ABF731#001 | reference to Material of bottom weight |  |  |  |  | reference to block ABF135 | [5 empty] | CLASS_REFERENCE_TYPE(0112/2///61987#ABF135) 0112/2///61987#ABF135 - Material of bottom weight |  |  |  |  | NON_DEPENDENT_P_DET | [5 empty] | 0112/2///61987#ABF117 - Structural design of a guided-wave radar level transmitter0112/2///61987#ABF136 - Structural design of a capacitance level transmitter/switch0112/2///61987#ABF154 - Structural design of a conductance level transmitter/switch | 0112/2///61987#ABA000 |  |  |  | Standard |  | IEC 61987 | IEC | SC65E | - | C00018 | 001-01 (2018-03-28 07:27:08 by BATCH 00000762) standard | 0112-2---61987#ABF731 | https://cdd.iec.ch/cdd/iec61987/iec61987.nsf/PropertiesAllVersions/0112-2---61987%23ABF731
0112/2///61987#ABG978 | 001 | 01 | 0112/2///61987#ABG978#001 | reference to Structural design [laser level transmitter] |  |  |  |  | reference to block ABG418 | [5 empty] | CLASS_REFERENCE_TYPE(0112/2///61987#ABG418) 0112/2///61987#ABG418 - Structural design [laser level transmitter] |  |  |  |  | NON_DEPENDENT_P_DET | [5 empty] | 0112/2///61987#ABG373 - Mechanical and electrical construction [laser level transmitter] | 0112/2///61987#ABA000 |  |  |  | Standard |  | IEC 61987 | IEC | SC65E | - | C00018 | 001-01 (2018-03-28 07:27:12 by BATCH 00000762) standard | 0112-2---61987#ABG978 | https://cdd.iec.ch/cdd/iec61987/iec61987.nsf/PropertiesAllVersions/0112-2---61987%23ABG978
0112/2///61987#ABD280 | 001 | 02 | 0112/2///61987#ABD280#001 | reference to Total fluid [flow] |  |  |  |  | reference to block ABC654 | [5 empty] | CLASS_REFERENCE_TYPE(0112/2///61987#ABC654) 0112/2///61987#ABC654 - Total fluid [flow] |  |  |  |  | NON_DEPENDENT_P_DET | [5 empty] | 0112/2///61987#ABC537 - Process case variables [flow] | 0112/2///61987#ABA000 |  |  |  | Standard |  |  |  | SC65E – IEC 61987 | - | C00004 |  | 0112-2---61987#ABD280 | https://cdd.iec.ch/cdd/iec61987/iec61987.nsf/PropertiesAllVersions/0112-2---61987%23ABD280
0112/2///61987#ABD286 | 002 | 01 | 0112/2///61987#ABD286#002 | reference to Transmitter body [1] |  |  |  |  | reference to block ABC044 | [5 empty] | CLASS_REFERENCE_TYPE(0112/2///61987#ABC044) 0112/2///61987#ABC044 - Transmitter body [1] |  |  |  |  | NON_DEPENDENT_P_DET | [5 empty] | 0112/2///61987#ABC603 - Structural design [flow transmitter]0112/2///61987#ABC604 - Structural design [coriolis mass flow transmitter]0112/2///61987#ABC605 - Structural design [swirl flow transmitter]0112/2///61987#ABC606 - Structural design [electromagnetic flow transmitter]0112/2///61987#ABC607 - Structural design [electromagnetic insertion flow transmitter]0112/2///61987#ABC608 - Structural design [orifice/differential pressure flow transmitter]0112/2///61987#ABC611 - Structural design [thermal mass flow transmitter]0112/2///61987#ABC613 - Structural design [ultrasonic flow transmitter]0112/2///61987#ABC614 - Structural design [variable area flow transmitter/gauge]0112/2///61987#ABC615 - Structural design [vortex flow transmitter]0112/2///61987#ABC617 - Structural design [helix flow transmitter/gauge]0112/2///61987#ABG441 - Structural design [density transmitter]0112/2///61987#ABG442 - Structural design [buoyancy density transmitter]0112/2///61987#ABG444 - Structural design [vibrating tube density transmitter]0112/2///61987#ABG445 - Structural design [radiometric density transmitter]0112/2///61987#ABG447 - Structural design [ultrasonic density transmitter]0112/2///61987#ABG448 - Structural design [microwave density transmitter] | 0112/2///61987#ABA000 |  |  |  | Standard |  |  |  | SC65E – IEC 61987 | - | C00004 |  | 0112-2---61987#ABD286 | https://cdd.iec.ch/cdd/iec61987/iec61987.nsf/PropertiesAllVersions/0112-2---61987%23ABD286
0112/2///61987#ABD413 | 004 | 01 | 0112/2///61987#ABD413#004 | type of gas |  |  |  |  | classification of a gas according to its chemical name | [5 empty] | ENUM_CODE_TYPE(0112/2///61987#ABL281) |  |  |  |  | DEPENDENT_P_DET |  |  | 0112/2///61987#ABL281 | 0112/2///61987#ABL868 - air0112/2///61987#ABL869 - nitrogen0112/2///61987#ABI407 - others |  | 0112/2///61987#ABD411 - Purge gas supply0112/2///61987#ABH253 - Atmosphere in sight path | 0112/2///61987#ABA000 |  |  |  | Standard |  |  |  | SC65E – IEC 61987 | 0112/2///61987#ABI406 - empty_property | C00091 |  | 0112-2---61987#ABD413 | https://cdd.iec.ch/cdd/iec61987/iec61987.nsf/PropertiesAllVersions/0112-2---61987%23ABD413
0112/2///61987#ABU906 | 001 | 01 | 0112/2///61987#ABU906#001 | performance variable type [10] |  |  |  |  | polymorphism property specifying the process variable to which the performance applies |  | Polymorphic control property |  |  |  | ENUM_STRING_TYPE(0112/2///61987#ABU825(Percentage performance [3],Percentage performance for pressure,Absolute performance for level,Absolute performance for ullage,Absolute performance for volume,Absolute performance for mass,Absolute performance for degree of filling,Absolute performance for pressure,Absolute performance for temperature,Absolute performance for other variable)) |  |  |  |  | CONDITION_DET |  |  | 0112/2///61987#ABU825 | 0112/2///61987#ABU802 - IEC61987-11 Name of Percentage performance [3]0112/2///61987#ABU768 - IEC61987-11 Name of Percentage performance for pressure0112/2///61987#ABU740 - IEC61987-11 Name of Absolute performance for level0112/2///61987#ABU741 - IEC61987-11 Name of Absolute performance for ullage0112/2///61987#ABU742 - IEC61987-11 Name of Absolute performance for volume0112/2///61987#ABU743 - IEC61987-11 Name of Absolute performance for mass0112/2///61987#ABU744 - IEC61987-11 Name of Absolute performance for degree of filling0112/2///61987#ABU745 - IEC61987-11 Name of Absolute performance for pressure0112/2///61987#ABU805 - IEC61987-11 Name of Absolute performance for temperature0112/2///61987#ABU806 - IEC61987-11 Name of Absolute performance for other variable |  | 0112/2///61987#ABG276 - Type of performance variable [10] | 0112/2///61987#ABA000 |  |  |  | Standard |  | IEC 61987 | IEC | SC65E | - | C00018 | 001-01 (2018-03-28 07:27:22 by BATCH 00000762) standard | 0112-2---61987#ABU906 | https://cdd.iec.ch/cdd/iec61987/iec61987.nsf/PropertiesAllVersions/0112-2---61987%23ABU906
0112/2///61987#ABE459 | 001 | 01 | 0112/2///61987#ABE459#001 | reference to Parameters of solenoid valve |  |  |  |  | reference to block ABE559 | [5 empty] | CLASS_REFERENCE_TYPE(0112/2///61987#ABE559) 0112/2///61987#ABE559 - Parameters of solenoid valve |  |  |  |  | NON_DEPENDENT_P_DET | [5 empty] | 0112/2///61987#ABE631 - Device LOP for solenoid valve0112/2///61987#ABP301 - Binary valve output | 0112/2///61987#ABA000 |  |  |  | Standard |  | IEC 61987 | IEC | SC65E | - | C00016 | 001-01 (2018-03-28 07:27:00 by BATCH 00000762) standard | 0112-2---61987#ABE459 | https://cdd.iec.ch/cdd/iec61987/iec61987.nsf/PropertiesAllVersions/0112-2---61987%23ABE459
0112/2///61987#ABA536 | 001 | 02 | 0112/2///61987#ABA536#001 | function of keypad |  |  |  |  | purpose for which a keypad is provided | [5 empty] | STRING_TYPE |  |  |  |  | NON_DEPENDENT_P_DET | [5 empty] | 0112/2///61987#ABC311 - Keypad | 0112/2///61987#ABA000 |  |  |  | Standard |  |  |  | SC65E – IEC 61987 | - | C00004 |  | 0112-2---61987#ABA536 | https://cdd.iec.ch/cdd/iec61987/iec61987.nsf/PropertiesAllVersions/0112-2---61987%23ABA536
0112/2///61987#ABF123 | 001 | 01 | 0112/2///61987#ABF123#001 | length of guided microwave probe |  |  |  |  | length of a guided-wave radar probe, including the bottom weight where applicable, measured from the bottom of the process connection |  |  | m |  |  | REAL_MEASURE_TYPE |  |  |  |  | NON_DEPENDENT_P_DET | [5 empty] | 0112/2///61987#ABF118 - Microwave probe | 0112/2///61987#ABA000 | 0112/2///62720#UAA726 - metre |  | 0112/2///61987#ABT548 - Length short | Standard |  | IEC 61987 | IEC | SC65E | - | C00018 | 001-01 (2018-03-28 07:27:04 by BATCH 00000762) standard | 0112-2---61987#ABF123 | https://cdd.iec.ch/cdd/iec61987/iec61987.nsf/PropertiesAllVersions/0112-2---61987%23ABF123
0112/2///61987#ABP226 | 001 | 01 | 0112/2///61987#ABP226#001 | reference to Binary output characteristic |  |  |  |  | reference to block ABP022 | [5 empty] | CLASS_REFERENCE_TYPE(0112/2///61987#ABP022) 0112/2///61987#ABP022 - Binary output characteristic |  |  |  |  | DEPENDENT_P_DET | [5 empty] | 0112/2///61987#ABP023 - Binary powered output | 0112/2///61987#ABA000 |  |  |  | Standard |  | IEC 61987 | IEC | IEC/SC 65E | 0112/2///61987#ABP080 - number of binary output characteristics | C00128 | 001-01 (2023-01-23 14:53:53 by BATCH 00000807) standard | 0112-2---61987#ABP226 | https://cdd.iec.ch/cdd/iec61987/iec61987.nsf/PropertiesAllVersions/0112-2---61987%23ABP226
0112/2///61987#ABH588 | 001 | 01 | 0112/2///61987#ABH588#001 | value of mass indicator/display |  |  |  |  | reading of a value on a display or an indicator representing a mass variable |  |  | kg |  |  | REAL_MEASURE_TYPE |  |  |  |  | NON_DEPENDENT_P_DET | [5 empty] | 0112/2///61987#ABH659 - Output values of mass | 0112/2///61987#ABA000 | 0112/2///62720#UAA594 - kilogram |  | 0112/2///61987#ABT546 - Mass | Standard |  | IEC 61987 |  | SC65E – IEC 61987 | - | C00018 | 001-01 (2019-03-08 15:35:29 by BATCH 00000766) standard | 0112-2---61987#ABH588 | https://cdd.iec.ch/cdd/iec61987/iec61987.nsf/PropertiesAllVersions/0112-2---61987%23ABH588
0112/2///61987#ABA917 | 004 | 01 | 0112/2///61987#ABA917#004 | type of protective coating |  |  |  |  | classification of a protective coating according to the type and finish of the coating material | [5 empty] | STRING_TYPE |  |  |  |  | NON_DEPENDENT_P_DET | [5 empty] | 0112/2///61987#ABC044 - Transmitter body [1]0112/2///61987#ABC045 - Transmitter body [2]0112/2///61987#ABC046 - Transmitter body [3]0112/2///61987#ABC047 - Transmitter body [4]0112/2///61987#ABC174 - Connection head0112/2///61987#ABC625 - Structural design of a differential pressure gauge0112/2///61987#ABC629 - Structural design of a pressure or differential pressure gauge0112/2///61987#ABD811 - Body of actuator0112/2///61987#ABF023 - Structural design of a bypass/measuring chamber0112/2///61987#ABF380 - Structural design of a connection head0112/2///61987#ABF513 - Structural design of temperature gauge0112/2///61987#ABC048 - Transmitter housing [1]0112/2///61987#ABC049 - Transmitter housing [2]0112/2///61987#ABE040 - Transmitter housing [3]0112/2///61987#ABE607 - Solenoid valve housing0112/2///61987#ABF375 - Transmitter/switch housing0112/2///61987#ABD812 - Body of valve [2]0112/2///61987#ABD813 - Body of valve [3]0112/2///61987#ABD814 - Body of valve [1]0112/2///61987#ABE605 - Body of solenoid valve0112/2///61987#ABP025 - Device housing | 0112/2///61987#ABA000 |  |  |  | Standard |  |  |  | SC65E – IEC 61987 | - | C00004 |  | 0112-2---61987#ABA917 | https://cdd.iec.ch/cdd/iec61987/iec61987.nsf/PropertiesAllVersions/0112-2---61987%23ABA917
0112/2///61987#ABA225 | 001 | 04 | 0112/2///61987#ABA225#001 | maximum inductance (La) |  |  |  |  | rated inductance of the power source |  |  | mH |  |  | REAL_MEASURE_TYPE |  |  |  |  | NON_DEPENDENT_P_DET | [5 empty] | 0112/2///61987#ABC217 - Electrical parameters of power supply | 0112/2///61987#ABA000 | 0112/2///62720#UAA789 - millihenry |  | 0112/2///61987#ABT566 - Electrical inductance | Standard |  |  |  | SC65E – IEC 61987 | - | C00004 |  | 0112-2---61987#ABA225 | https://cdd.iec.ch/cdd/iec61987/iec61987.nsf/PropertiesAllVersions/0112-2---61987%23ABA225
0112/2///61987#ABF714 | 001 | 01 | 0112/2///61987#ABF714#001 | reference to Measuring range for resistance |  |  |  |  | reference to block ABF058 | [5 empty] | CLASS_REFERENCE_TYPE(0112/2///61987#ABF058) 0112/2///61987#ABF058 - Measuring range for resistance |  |  |  |  | NON_DEPENDENT_P_DET | [5 empty] | 0112/2///61987#ABF054 - Resistance measurement | 0112/2///61987#ABA000 |  |  |  | Standard |  | IEC 61987 | IEC | SC65E | - | C00019 | 001-01 (2018-03-28 07:27:08 by BATCH 00000762) standard | 0112-2---61987#ABF714 | https://cdd.iec.ch/cdd/iec61987/iec61987.nsf/PropertiesAllVersions/0112-2---61987%23ABF714
0112/2///61987#ABD089 | 001 | 02 | 0112/2///61987#ABD089#001 | reference to Operating conditions for device design |  |  |  |  | reference to block ABC459 | [5 empty] | CLASS_REFERENCE_TYPE(0112/2///61987#ABC459) 0112/2///61987#ABC459 - Operating conditions for device design |  |  |  |  | NON_DEPENDENT_P_DET | [5 empty] | 0112/2///61987#ABA003 - Operating LOP for flow measuring equipment | 0112/2///61987#ABA000 |  |  |  | Standard |  |  |  | SC65E – IEC 61987 | - | C00004 |  | 0112-2---61987#ABD089 | https://cdd.iec.ch/cdd/iec61987/iec61987.nsf/PropertiesAllVersions/0112-2---61987%23ABD089
0112/2///61987#ABH714 | 001 | 01 | 0112/2///61987#ABH714#001 | reference to Compensation |  |  |  |  | reference to block ABH534 | [5 empty] | CLASS_REFERENCE_TYPE(0112/2///61987#ABH534) 0112/2///61987#ABH534 - Compensation |  |  |  |  | NON_DEPENDENT_P_DET | [5 empty] | 0112/2///61987#ABH531 - Output signal processing variable | 0112/2///61987#ABA000 |  |  |  | Standard |  | IEC 61987 |  | SC65E – IEC 61987 | - | C00018 | 001-01 (2019-03-08 15:35:30 by BATCH 00000766) standard | 0112-2---61987#ABH714 | https://cdd.iec.ch/cdd/iec61987/iec61987.nsf/PropertiesAllVersions/0112-2---61987%23ABH714
0112/2///61987#ABA109 | 005 | 01 | 0112/2///61987#ABA109#005 | reference standard for mechanical shock resistance |  |  |  |  | standard to which a statement on mechanical shock resistance refers | [5 empty] | STRING_TYPE |  |  |  |  | NON_DEPENDENT_P_DET | [5 empty] | 0112/2///61987#ABC450 - Normal environmental design conditions0112/2///61987#ABD509 - Normal environmental conditions [1]0112/2///61987#ABD944 - Normal environmental conditions [2]0112/2///61987#ABD945 - Normal environmental design conditions [3]0112/2///61987#ABD946 - Normal environmental design conditions [2]0112/2///61987#ABE367 - Normal environmental conditions [4]0112/2///61987#ABE371 - Normal environmental conditions [3]0112/2///61987#ABE588 - Normal environmental conditions [5]0112/2///61987#ABC315 - Limiting environmental conditions0112/2///61987#ABD827 - Limiting environmental conditions [2]0112/2///61987#ABE589 - Limiting environmental conditions [3]0112/2///61987#ABC316 - Limiting environmental design conditions0112/2///61987#ABC449 - Normal environmental conditions | 0112/2///61987#ABA000 |  |  |  | Standard |  |  |  | SC65E – IEC 61987 | - | C00004 |  | 0112-2---61987#ABA109 | https://cdd.iec.ch/cdd/iec61987/iec61987.nsf/PropertiesAllVersions/0112-2---61987%23ABA109
0112/2///61987#ABG931 | 001 | 01 | 0112/2///61987#ABG931#001 | reference to Mechanical and electrical construction [plumb bob level transmitter] |  |  |  |  | reference to block ABG371 | [5 empty] | CLASS_REFERENCE_TYPE(0112/2///61987#ABG371) 0112/2///61987#ABG371 - Mechanical and electrical construction [plumb bob level transmitter] |  |  |  |  | NON_DEPENDENT_P_DET | [5 empty] | 0112/2///61987#ABE741 - Device LOP for plumb bob level transmitter | 0112/2///61987#ABA000 |  |  |  | Standard |  | IEC 61987 | IEC | SC65E | - | C00018 | 001-01 (2018-03-28 07:27:12 by BATCH 00000762) standard | 0112-2---61987#ABG931 | https://cdd.iec.ch/cdd/iec61987/iec61987.nsf/PropertiesAllVersions/0112-2---61987%23ABG931
0112/2///61987#ABE967 | 001 | 01 | 0112/2///61987#ABE967#001 | maximum influence of process temperature on volume |  |  |  |  | change in output of a volume measuring device caused by a change in process temperature with respect to reference conditions, expressed as the maximum error across the specified process temperature range |  |  | m³/K |  |  | REAL_MEASURE_TYPE |  |  |  |  | NON_DEPENDENT_P_DET | [5 empty] | 0112/2///61987#ABE963 - Influence of external quantities expressed for volume | 0112/2///61987#ABA000 | 0112/2///62720#UAA758 - metre cubed per kelvin |  | 0112/2///61987#ABT500 - Volume per temperature | Standard |  | IEC 61987 | IEC | SC65E | - | C00018 | 001-01 (2018-03-28 07:27:03 by BATCH 00000762) standard | 0112-2---61987#ABE967 | https://cdd.iec.ch/cdd/iec61987/iec61987.nsf/PropertiesAllVersions/0112-2---61987%23ABE967
0112/2///61987#ABD502 | 001 | 02 | 0112/2///61987#ABD502#001 | reference to Influence of external quantities expressed for pressure |  |  |  |  | reference to block ABD501 | [5 empty] | CLASS_REFERENCE_TYPE(0112/2///61987#ABD501) 0112/2///61987#ABD501 - Influence of external quantities expressed for pressure |  |  |  |  | NON_DEPENDENT_P_DET | [5 empty] | 0112/2///61987#ABC064 - Absolute performance for pressure | 0112/2///61987#ABA000 |  |  |  | Standard |  |  |  | SC65E – IEC 61987 | - | C00004 |  | 0112-2---61987#ABD502 | https://cdd.iec.ch/cdd/iec61987/iec61987.nsf/PropertiesAllVersions/0112-2---61987%23ABD502
0112/2///61987#ABH451 | 001 | 01 | 0112/2///61987#ABH451#001 | style of shaft coupling |  |  |  |  | classification of a shaft coupling according to its mechanical design | [5 empty] | STRING_TYPE |  |  |  |  | NON_DEPENDENT_P_DET | [5 empty] | 0112/2///61987#ABF191 - Structural design of a rotary paddle switch | 0112/2///61987#ABA000 |  |  |  | Standard |  |  |  | SC65E – IEC 61987 | - | C00019 | 001-01 (2018-03-28 07:27:15 by BATCH 00000762) standard | 0112-2---61987#ABH451 | https://cdd.iec.ch/cdd/iec61987/iec61987.nsf/PropertiesAllVersions/0112-2---61987%23ABH451
0112/2///61987#ABB672 | 001 | 04 | 0112/2///61987#ABB672#001 | average influence of process temperature |  |  |  |  | change in output caused by a change in process temperature with respect to reference conditions, expressed as the average error across the specified process temperature range | Testing is described in IEC 61298-3 |  | %/K |  |  | REAL_MEASURE_TYPE |  |  |  |  | NON_DEPENDENT_P_DET | [5 empty] | 0112/2///61987#ABJ593 - Influence of external quantities expressed as a percentage [5]0112/2///61987#ABC276 - Influence of external quantities expressed as a percentage0112/2///61987#ABG313 - Influence of external quantities expressed as a percentage [3]0112/2///61987#ABG314 - Influence of external quantities expressed as a percentage [4] | 0112/2///61987#ABA000 | 0112/2///62720#UAA008 - percent per kelvin |  | 0112/2///61987#ABT527 - Percentage per temperature | Standard |  |  |  | SC65E – IEC 61987 | - | C00004 |  | 0112-2---61987#ABB672 | https://cdd.iec.ch/cdd/iec61987/iec61987.nsf/PropertiesAllVersions/0112-2---61987%23ABB672
0112/2///61987#ABB970 | 003 | 01 | 0112/2///61987#ABB970#003 | number of digital indicators |  |  |  |  | @number of digital indicators |  | cardinality property |  |  |  | INT_TYPE |  |  |  |  | CONDITION_DET | [5 empty] | 0112/2///61987#ABC609 - Structural design [(oval) gear flow transmitter/gauge]0112/2///61987#ABC610 - Structural design [piston flow transmitter/gauge]0112/2///61987#ABC612 - Structural design [rotating element flow transmitter/gauge]0112/2///61987#ABC614 - Structural design [variable area flow transmitter/gauge]0112/2///61987#ABC616 - Structural design [positive displacement flow transmitter/gauge]0112/2///61987#ABC617 - Structural design [helix flow transmitter/gauge]0112/2///61987#ABC621 - Structural design [absolute/gauge pressure gauge]0112/2///61987#ABC622 - Structural design [differential pressure gauge]0112/2///61987#ABE023 - Structural design [positioner]0112/2///61987#ABE609 - Structural design [filter regulator]0112/2///61987#ABE617 - Structural design [I/P converter]0112/2///61987#ABG440 - Structural design [temperature gauge] | 0112/2///61987#ABA000 |  |  |  | Standard |  |  |  | SC65E – IEC 61987 | - | C00004 |  | 0112-2---61987#ABB970 | https://cdd.iec.ch/cdd/iec61987/iec61987.nsf/PropertiesAllVersions/0112-2---61987%23ABB970
0112/2///61987#ABF757 | 001 | 01 | 0112/2///61987#ABF757#001 | reference to Indication range for temperature |  |  |  |  | reference to block ABF225 | [5 empty] | CLASS_REFERENCE_TYPE(0112/2///61987#ABF225) 0112/2///61987#ABF225 - Indication range for temperature |  |  |  |  | NON_DEPENDENT_P_DET | [5 empty] | 0112/2///61987#ABF224 - Temperature indication0112/2///61987#ABF630 - Temperature gauge input | 0112/2///61987#ABA000 |  |  |  | Standard |  | IEC 61987 | IEC | SC65E | - | C00019 | 001-01 (2018-03-28 07:27:09 by BATCH 00000762) standard | 0112-2---61987#ABF757 | https://cdd.iec.ch/cdd/iec61987/iec61987.nsf/PropertiesAllVersions/0112-2---61987%23ABF757
0112/2///61987#ABF896 | 001 | 01 | 0112/2///61987#ABF896#001 | reference to Operating LOP for temperature measuring equipment |  |  |  |  | reference to block ABF867 | [5 empty] | CLASS_REFERENCE_TYPE(0112/2///61987#ABF867) 0112/2///61987#ABF867 - Operating LOP for temperature measuring equipment |  |  |  |  | NON_DEPENDENT_P_DET | [5 empty] | 0112/2///61987#ABA835 - Temperature transmitter0112/2///61987#ABA672 - Temperature gauge | 0112/2///61987#ABA000 |  |  |  | Standard |  | IEC 61987 | IEC | SC65E | - | C00019 | 001-01 (2018-03-28 07:27:10 by BATCH 00000762) standard | 0112-2---61987#ABF896 | https://cdd.iec.ch/cdd/iec61987/iec61987.nsf/PropertiesAllVersions/0112-2---61987%23ABF896
0112/2///61987#ABF062 | 001 | 01 | 0112/2///61987#ABF062#001 | upper range-limit of resistance |  |  |  |  | highest value of resistance that a device can be adjusted to measure within the specified accuracy limits |  |  | Ω |  |  | REAL_MEASURE_TYPE |  |  |  |  | NON_DEPENDENT_P_DET | [5 empty] | 0112/2///61987#ABF058 - Measuring range for resistance0112/2///61987#ABP068 - Resistor input [I/O module] | 0112/2///61987#ABA000 | 0112/2///62720#UAA017 - ohm |  | 0112/2///61987#ABT564 - Electrical resistance | Standard |  | IEC 61987 | IEC | SC65E | - | C00019 | 001-01 (2018-03-28 07:27:04 by BATCH 00000762) standard | 0112-2---61987#ABF062 | https://cdd.iec.ch/cdd/iec61987/iec61987.nsf/PropertiesAllVersions/0112-2---61987%23ABF062
0112/2///61987#ABH535 | 001 | 01 | 0112/2///61987#ABH535#001 | number of compensation variables |  |  |  |  | cardinality property for a compensation variable | [5 empty] | INT_TYPE |  |  |  |  | CONDITION_DET | [5 empty] | 0112/2///61987#ABH534 - Compensation | 0112/2///61987#ABA000 |  |  |  | Standard |  | IEC 61987 |  | SC65E – IEC 61987 | - | C00018 | 001-01 (2019-03-08 15:35:28 by BATCH 00000766) standard | 0112-2---61987#ABH535 | https://cdd.iec.ch/cdd/iec61987/iec61987.nsf/PropertiesAllVersions/0112-2---61987%23ABH535
0112/2///61987#ABF886 | 001 | 01 | 0112/2///61987#ABF886#001 | reference to Device LOP for servo level transmitter |  |  |  |  | reference to block ABE748 | [5 empty] | CLASS_REFERENCE_TYPE(0112/2///61987#ABE748) 0112/2///61987#ABE748 - Device LOP for servo level transmitter |  |  |  |  | NON_DEPENDENT_P_DET | [5 empty] | 0112/2///61987#ABA818 - Servo level transmitter | 0112/2///61987#ABA000 |  |  |  | Standard |  | IEC 61987 | IEC | SC65E | - | C00018 | 001-01 (2018-03-28 07:27:10 by BATCH 00000762) standard | 0112-2---61987#ABF886 | https://cdd.iec.ch/cdd/iec61987/iec61987.nsf/PropertiesAllVersions/0112-2---61987%23ABF886
0112/2///61987#ABE521 | 003 | 01 | 0112/2///61987#ABE521#003 | type of limit switch |  |  |  |  | classification of a limit switch according to its mode of operation | [5 empty] | ENUM_CODE_TYPE(0112/2///61987#ABL514) |  |  |  |  | DEPENDENT_P_DET |  |  | 0112/2///61987#ABL514 | 0112/2///61987#ABM691 - mechanical switch0112/2///61987#ABM692 - proximity switch0112/2///61987#ABI407 - others |  | 0112/2///61987#ABE601 - Structural design of a limit switch | 0112/2///61987#ABA000 |  |  |  | Standard |  | IEC 61987 | IEC | SC65E | 0112/2///61987#ABI406 - empty_property | C00091 |  | 0112-2---61987#ABE521 | https://cdd.iec.ch/cdd/iec61987/iec61987.nsf/PropertiesAllVersions/0112-2---61987%23ABE521
0112/2///61987#ABD193 | 003 | 01 | 0112/2///61987#ABD193#003 | reference to Reference ambient conditions |  |  |  |  | reference to block ABC563 | [5 empty] | CLASS_REFERENCE_TYPE(0112/2///61987#ABC563) 0112/2///61987#ABC563 - Reference ambient conditions |  |  |  |  | NON_DEPENDENT_P_DET | [5 empty] | 0112/2///61987#ABC564 - Reference conditions for the performance variable [1]0112/2///61987#ABC569 - Reference conditions for the performance variable [2]0112/2///61987#ABC570 - Reference conditions of the device [1]0112/2///61987#ABC571 - Reference conditions of the device [2]0112/2///61987#ABE001 - Reference conditions for the performance variable [3]0112/2///61987#ABE002 - Reference conditions of the device [4]0112/2///61987#ABG234 - Reference conditions of the device [5]0112/2///61987#ABG235 - Reference conditions of the device [6]0112/2///61987#ABG236 - Reference conditions of the device [7]0112/2///61987#ABG237 - Reference conditions of the device [8]0112/2///61987#ABG238 - Reference conditions of the device [9]0112/2///61987#ABG239 - Reference conditions of the device [10]0112/2///61987#ABG240 - Reference conditions of the device [11]0112/2///61987#ABG266 - Reference conditions for the performance variable [5]0112/2///61987#ABG267 - Reference conditions for the performance variable [6]0112/2///61987#ABG268 - Reference conditions for the performance variable [7]0112/2///61987#ABG269 - Reference conditions for the performance variable [8]0112/2///61987#ABG270 - Reference conditions for the performance variable [9]0112/2///61987#ABG271 - Reference conditions for the performance variable [10]0112/2///61987#ABG272 - Reference conditions for the performance variable [11] | 0112/2///61987#ABA000 |  |  |  | Standard |  |  |  | SC65E – IEC 61987 | - | C00004 |  | 0112-2---61987#ABD193 | https://cdd.iec.ch/cdd/iec61987/iec61987.nsf/PropertiesAllVersions/0112-2---61987%23ABD193
0112/2///61987#ABE149 | 002 | 02 | 0112/2///61987#ABE149#002 | reference to Line or nozzle [2] |  |  |  |  | reference to block ABD831 | [5 empty] | CLASS_REFERENCE_TYPE(0112/2///61987#ABD831) 0112/2///61987#ABD831 - Line or nozzle [2] |  |  |  |  | DEPENDENT_P_DET | [5 empty] | 0112/2///61987#ABD994 - Process equipment [2] | 0112/2///61987#ABA000 |  |  |  | Standard |  | IEC 61987 | IEC | IEC SC65E | 0112/2///61987#ABB335 - number of lines or nozzles | C00112 |  | 0112-2---61987#ABE149 | https://cdd.iec.ch/cdd/iec61987/iec61987.nsf/PropertiesAllVersions/0112-2---61987%23ABE149
0112/2///61987#ABG686 | 001 | 01 | 0112/2///61987#ABG686#001 | reference to Manufacturer-specific input [6] |  |  |  |  | reference to block ABG126 | [5 empty] | CLASS_REFERENCE_TYPE(0112/2///61987#ABG126) 0112/2///61987#ABG126 - Manufacturer-specific input [6] |  |  |  |  | NON_DEPENDENT_P_DET | [5 empty] | 0112/2///61987#ABG066 - Type of auxiliary input [17] | 0112/2///61987#ABA000 |  |  |  | Standard |  | IEC 61987 | IEC | SC65E | - | C00019 | 001-01 (2018-03-28 07:27:11 by BATCH 00000762) standard | 0112-2---61987#ABG686 | https://cdd.iec.ch/cdd/iec61987/iec61987.nsf/PropertiesAllVersions/0112-2---61987%23ABG686
0112/2///61987#ABE810 | 001 | 02 | 0112/2///61987#ABE810#001 | set lower range end-value of interval of volume fraction |  |  |  |  | value defining the start of a subrange volume fraction |  |  | % |  |  | REAL_MEASURE_TYPE |  |  |  |  | NON_DEPENDENT_P_DET | [5 empty] | 0112/2///61987#ABE809 - Accuracy for a subrange of volume fraction | 0112/2///61987#ABA000 | 0112/2///62720#UAA000 - percent |  | 0112/2///61987#ABT533 - Percentage | Standard |  | IEC 61987 | IEC | IEC/SC 65E | - | C00128 |  | 0112-2---61987#ABE810 | https://cdd.iec.ch/cdd/iec61987/iec61987.nsf/PropertiesAllVersions/0112-2---61987%23ABE810
0112/2///61987#ABD180 | 001 | 05 | 0112/2///61987#ABD180#001 | reference to Pulse generator |  |  |  |  | reference to block ABC550 | [5 empty] | CLASS_REFERENCE_TYPE(0112/2///61987#ABC550) 0112/2///61987#ABC550 - Pulse generator |  |  |  |  | DEPENDENT_P_DET | [5 empty] | 0112/2///61987#ABC627 - Structural design of a helix flow transmitter or gauge0112/2///61987#ABC628 - Structural design of a positive displacement flow transmitter or gauge0112/2///61987#ABC632 - Structural design of a piston flow transmitter or gauge0112/2///61987#ABC633 - Structural design of a rotating element flow transmitter or gauge0112/2///61987#ABC640 - Structural design of an (oval) gear flow transmitter or gauge | 0112/2///61987#ABA000 |  |  |  | Standard |  | IEC 61987 | IEC | IEC SC65E | 0112/2///61987#ABB135 - number of pulse generators | C00112 |  | 0112-2---61987#ABD180 | https://cdd.iec.ch/cdd/iec61987/iec61987.nsf/PropertiesAllVersions/0112-2---61987%23ABD180
0112/2///61987#ABD598 | 002 | 01 | 0112/2///61987#ABD598#002 | inlet flow velocity |  |  |  |  | fluid velocity at the entrance of a device |  |  | m/s |  |  | REAL_MEASURE_TYPE |  |  |  |  | NON_DEPENDENT_P_DET | [5 empty] | 0112/2///61987#ABD816 - Calculation results of control devices0112/2///61987#ABE658 - Calculation results of flow modification accessory | 0112/2///61987#ABA000 | 0112/2///62720#UAA733 - metre per second |  | 0112/2///61987#ABT509 - Velocity | Standard |  |  |  |  | - | C00004 |  | 0112-2---61987#ABD598 | https://cdd.iec.ch/cdd/iec61987/iec61987.nsf/PropertiesAllVersions/0112-2---61987%23ABD598
0112/2///61987#ABF290 | 003 | 01 | 0112/2///61987#ABF290#003 | type of temperature sensing element |  |  |  |  | classification of a temperature sensing element according to its electrical design | [5 empty] | ENUM_CODE_TYPE(0112/2///61987#ABL599) |  |  |  |  | DEPENDENT_P_DET |  |  | 0112/2///61987#ABL599 | 0112/2///61987#ABN015 - resistor0112/2///61987#ABK984 - Pt1000112/2///61987#ABN017 - thermocouple0112/2///61987#ABN018 - type J0112/2///61987#ABN019 - type K0112/2///61987#ABI407 - others |  | 0112/2///61987#ABF289 - RTD/thermocouple probe output | 0112/2///61987#ABA000 |  |  |  | Standard |  | IEC 61987 | IEC | SC65E | 0112/2///61987#ABI406 - empty_property | C00091 |  | 0112-2---61987#ABF290 | https://cdd.iec.ch/cdd/iec61987/iec61987.nsf/PropertiesAllVersions/0112-2---61987%23ABF290
0112/2///61987#ABF536 | 001 | 01 | 0112/2///61987#ABF536#001 | material of sight glass |  |  |  |  | material from which a sight glass is made | [5 empty] | STRING_TYPE |  |  |  |  | NON_DEPENDENT_P_DET | [5 empty] | 0112/2///61987#ABF535 - Sight glass | 0112/2///61987#ABA000 |  |  |  | Standard |  | IEC 61987 | IEC | SC65E | - | C00018 | 001-01 (2018-03-28 07:27:07 by BATCH 00000762) standard | 0112-2---61987#ABF536 | https://cdd.iec.ch/cdd/iec61987/iec61987.nsf/PropertiesAllVersions/0112-2---61987%23ABF536
0112/2///61987#ABD252 | 001 | 02 | 0112/2///61987#ABD252#001 | reference to Structural design of a differential pressure transmitter |  |  |  |  | reference to block ABC626 | [5 empty] | CLASS_REFERENCE_TYPE(0112/2///61987#ABC626) 0112/2///61987#ABC626 - Structural design of a differential pressure transmitter |  |  |  |  | NON_DEPENDENT_P_DET | [5 empty] | 0112/2///61987#ABC620 - Structural design [differential pressure transmitter] | 0112/2///61987#ABA000 |  |  |  | Standard |  |  |  | SC65E – IEC 61987 | - | C00004 |  | 0112-2---61987#ABD252 | https://cdd.iec.ch/cdd/iec61987/iec61987.nsf/PropertiesAllVersions/0112-2---61987%23ABD252
0112/2///61987#ABU665 | 001 | 01 | 0112/2///61987#ABU665#001 | reference to RTD/thermocouple probe output |  |  |  |  | reference to block ABF289 | [5 empty] | CLASS_REFERENCE_TYPE(0112/2///61987#ABF289) 0112/2///61987#ABF289 - RTD/thermocouple probe output |  |  |  |  | DEPENDENT_P_DET | [5 empty] | 0112/2///61987#ABG153 - Type of output [23] | 0112/2///61987#ABA000 |  |  |  | Standard |  | IEC 61987 | IEC | SC65E | 0112/2///61987#ABU652 - output type [23] | C00017 | 001-01 (2018-03-28 07:27:21 by BATCH 00000762) standard | 0112-2---61987#ABU665 | https://cdd.iec.ch/cdd/iec61987/iec61987.nsf/PropertiesAllVersions/0112-2---61987%23ABU665
0112/2///61987#ABG805 | 001 | 01 | 0112/2///61987#ABG805#001 | reference to Reference device conditions [6] |  |  |  |  | reference to block ABG245 | [5 empty] | CLASS_REFERENCE_TYPE(0112/2///61987#ABG245) 0112/2///61987#ABG245 - Reference device conditions [6] |  |  |  |  | NON_DEPENDENT_P_DET | [5 empty] | 0112/2///61987#ABG236 - Reference conditions of the device [7]0112/2///61987#ABG268 - Reference conditions for the performance variable [7] | 0112/2///61987#ABA000 |  |  |  | Standard |  | IEC 61987 | IEC | SC65E | - | C00019 | 001-01 (2018-03-28 07:27:11 by BATCH 00000762) standard | 0112-2---61987#ABG805 | https://cdd.iec.ch/cdd/iec61987/iec61987.nsf/PropertiesAllVersions/0112-2---61987%23ABG805
0112/2///61987#ABJ674 | 001 | 01 | 0112/2///61987#ABJ674#001 | number of INPUTs |  |  |  |  | cardinality property for an INPUT | [5 empty] | INT_TYPE |  |  |  |  | CONDITION_DET | [5 empty] | 0112/2///61987#ABH904 - Calculation function block | 0112/2///61987#ABA000 |  |  |  | Standard |  |  |  | SC65E – IEC 61987 | - | C00018 | 001-01 (2019-03-08 15:35:34 by BATCH 00000766) standard | 0112-2---61987#ABJ674 | https://cdd.iec.ch/cdd/iec61987/iec61987.nsf/PropertiesAllVersions/0112-2---61987%23ABJ674
0112/2///61987#ABB379 | 001 | 02 | 0112/2///61987#ABB379#001 | designation of process material component |  |  |  |  | name or chemical formula of a process material component | [5 empty] | STRING_TYPE |  |  | IEC 62424 MOD |  | NON_DEPENDENT_P_DET | [5 empty] | 0112/2///61987#ABC548 - Process material component0112/2///61987#ABD995 - Process material component [2] | 0112/2///61987#ABA000 |  |  |  | Standard |  |  |  | SC65E – IEC 61987 | - | C00004 |  | 0112-2---61987#ABB379 | https://cdd.iec.ch/cdd/iec61987/iec61987.nsf/PropertiesAllVersions/0112-2---61987%23ABB379
0112/2///61987#ABA281 | 001 | 01 | 0112/2///61987#ABA281#001 | ZIP/Postal code |  |  |  |  | zip/postal code of the area in which a business partner is locate | [5 empty] | STRING_TYPE |  |  |  |  | NON_DEPENDENT_P_DET | [5 empty] | 0112/2///61987#ABI571 - Address | 0112/2///61987#ABA000 |  |  |  | Standard |  | IEC 61987 |  | SC65E – IEC 61987 | - | C00018 | 001-01 (2019-03-08 15:35:28 by BATCH 00000766) standard | 0112-2---61987#ABA281 | https://cdd.iec.ch/cdd/iec61987/iec61987.nsf/PropertiesAllVersions/0112-2---61987%23ABA281
0112/2///61987#ABB708 | 002 | 01 | 0112/2///61987#ABB708#002 | reference base for maximum influence of Reynolds number |  |  |  |  | basis for stating an influence of Reynolds number | [5 empty] | ENUM_CODE_TYPE(0112/2///61987#ABJ764) |  |  |  |  | DEPENDENT_P_DET |  |  | 0112/2///61987#ABJ764 | 0112/2///61987#ABL009 - relative to calibrated span0112/2///61987#ABL010 - relative to full scale0112/2///61987#ABL011 - relative to measured value0112/2///61987#ABL012 - relative to measuring upper range-limit0112/2///61987#ABL013 - relative to span0112/2///61987#ABI407 - others |  | 0112/2///61987#ABC277 - Influence of external quantities expressed as a percentage for pressure0112/2///61987#ABC276 - Influence of external quantities expressed as a percentage0112/2///61987#ABG314 - Influence of external quantities expressed as a percentage [4] | 0112/2///61987#ABA000 |  |  |  | Standard |  |  |  | SC65E – IEC 61987 | 0112/2///61987#ABI406 - empty_property | C00091 |  | 0112-2---61987#ABB708 | https://cdd.iec.ch/cdd/iec61987/iec61987.nsf/PropertiesAllVersions/0112-2---61987%23ABB708
0112/2///61987#ABD521 | 002 | 01 | 0112/2///61987#ABD521#002 | reference to Installation conditions [5] |  |  |  |  | reference to block ABD520 | [5 empty] | CLASS_REFERENCE_TYPE(0112/2///61987#ABD520) 0112/2///61987#ABD520 - Installation conditions [5] |  |  |  |  | NON_DEPENDENT_P_DET | [5 empty] | 0112/2///61987#ABG323 - Rated operating conditions [18]0112/2///61987#ABG325 - Rated operating conditions [20]0112/2///61987#ABG327 - Rated operating conditions [22]0112/2///61987#ABV235 - Rated operating conditions [25]0112/2///61987#ABV237 - Rated operating conditions [26]0112/2///61987#ABC559 - Rated operating conditions [3]0112/2///61987#ABC560 - Rated operating conditions [4] | 0112/2///61987#ABA000 |  |  |  | Standard |  |  |  | SC65E – IEC 61987 | - | C00004 |  | 0112-2---61987#ABD521 | https://cdd.iec.ch/cdd/iec61987/iec61987.nsf/PropertiesAllVersions/0112-2---61987%23ABD521
0112/2///61987#ABN676 | 001 | 02 | 0112/2///61987#ABN676#001 | thrust position |  |  |  |  | distance between the vibration sensor and the shaft |  |  | mm |  |  | REAL_MEASURE_TYPE |  |  |  |  | NON_DEPENDENT_P_DET | [5 empty] | 0112/2///61987#ABN694 - Specific machine vibration measurement variables | 0112/2///61987#ABA000 | 0112/2///62720#UAA862 - millimetre |  | 0112/2///61987#ABT548 - Length short | Standard |  | IEC 61987 | IEC | IEC SC65E | - | C00112 |  | 0112-2---61987#ABN676 | https://cdd.iec.ch/cdd/iec61987/iec61987.nsf/PropertiesAllVersions/0112-2---61987%23ABN676
0112/2///61987#ABD399 | 001 | 03 | 0112/2///61987#ABD399#001 | maximum acceleration |  |  |  |  | highest value for acceleration that occurs or has to occur |  |  | m/s² |  |  | REAL_MEASURE_TYPE |  |  |  |  | NON_DEPENDENT_P_DET | [5 empty] | 0112/2///61987#ABD397 - Vibration test condition | 0112/2///61987#ABA000 | 0112/2///62720#UAA736 - metre per second squared |  | 0112/2///61987#ABT587 - Acceleration | Standard |  |  |  | SC65E – IEC 61987 | - | C00018 |  | 0112-2---61987#ABD399 | https://cdd.iec.ch/cdd/iec61987/iec61987.nsf/PropertiesAllVersions/0112-2---61987%23ABD399
0112/2///61987#ABU149 | 001 | 03 | 0112/2///61987#ABU149#001 | reference to Analog current output [1] |  |  |  |  | reference to block ABC086 |  | Id specified in IEC61987-12/-13: ABC716 |  |  |  | CLASS_REFERENCE_TYPE(0112/2///61987#ABC086) 0112/2///61987#ABC086 - Analog current output [1] |  |  |  |  | DEPENDENT_P_DET | [5 empty] | 0112/2///61987#ABC664 - Type of output [1] | 0112/2///61987#ABA000 |  |  |  | Standard |  |  |  | SC65E – IEC 61987 | 0112/2///61987#ABU142 - output type [1] | C00004 |  | 0112-2---61987#ABU149 | https://cdd.iec.ch/cdd/iec61987/iec61987.nsf/PropertiesAllVersions/0112-2---61987%23ABU149
0112/2///61987#ABH173 | 001 | 01 | 0112/2///61987#ABH173#001 | specific gravity of wet leg at high pressure side |  |  |  |  | specific gravity of the liquid in a filled wet leg at the high pressure side of a differential pressure transmitter |  |  | 1 |  |  | REAL_MEASURE_TYPE |  |  |  |  | NON_DEPENDENT_P_DET | [5 empty] | 0112/2///61987#ABH168 - Parameters of differential pressure level measurement | 0112/2///61987#ABA000 | 0112/2///62720#UAA915 - quantity of dimension one |  | 0112/2///61987#ABT520 - Volume ratio | Standard |  | IEC 61987 | IEC | SC65E | - | C00018 | 001-01 (2018-03-28 07:27:14 by BATCH 00000762) standard | 0112-2---61987#ABH173 | https://cdd.iec.ch/cdd/iec61987/iec61987.nsf/PropertiesAllVersions/0112-2---61987%23ABH173
0112/2///61987#ABB313 | 001 | 04 | 0112/2///61987#ABB313#001 | reference air temperature for relative density |  |  |  |  | temperature of air on which a statement of relative density is based |  |  | °C |  |  | REAL_MEASURE_TYPE |  |  |  |  | NON_DEPENDENT_P_DET | [5 empty] | 0112/2///61987#ABC679 - Gas/vapor phase [pressure]0112/2///61987#ABC680 - Gas/vapor phase [flow]0112/2///61987#ABD881 - Gas phase [valves]0112/2///61987#ABE045 - Vapor phase [valves]0112/2///61987#ABG463 - Gas/vapor phase [level]0112/2///61987#ABG464 - Gas/vapor phase [density] | 0112/2///61987#ABA000 | 0112/2///62720#UAA033 - degree Celsius |  | 0112/2///61987#ABT514 - Temperature | Standard |  |  |  | SC65E – IEC 61987 | - | C00004 |  | 0112-2---61987#ABB313 | https://cdd.iec.ch/cdd/iec61987/iec61987.nsf/PropertiesAllVersions/0112-2---61987%23ABB313
0112/2///61987#ABA500 | 002 | 01 | 0112/2///61987#ABA500#002 | type of communication interface configuration function |  |  |  |  | classification of a configuration function according to its effect on a communication interface | [5 empty] | ENUM_CODE_TYPE(0112/2///61987#ABL360) |  |  |  |  | DEPENDENT_P_DET |  |  | 0112/2///61987#ABL360 | 0112/2///61987#ABM158 - device role0112/2///61987#ABM159 - address0112/2///61987#ABM160 - baud rate0112/2///61987#ABM161 - parity0112/2///61987#ABM162 - stop bits0112/2///61987#ABM163 - preambles0112/2///61987#ABI407 - others |  | 0112/2///61987#ABC161 - Communication interface configuration function | 0112/2///61987#ABA000 |  |  |  | Standard |  |  |  | SC65E – IEC 61987 | 0112/2///61987#ABI406 - empty_property | C00091 |  | 0112-2---61987#ABA500 | https://cdd.iec.ch/cdd/iec61987/iec61987.nsf/PropertiesAllVersions/0112-2---61987%23ABA500
0112/2///61987#ABA487 | 001 | 02 | 0112/2///61987#ABA487#001 | factory setting of subfunction |  |  |  |  | setting of a DIP switch subfunction as delivered from a factory | [5 empty] | STRING_TYPE |  |  |  |  | NON_DEPENDENT_P_DET | [5 empty] | 0112/2///61987#ABC647 - Subfunction of DIP switch | 0112/2///61987#ABA000 |  |  |  | Standard |  |  |  | SC65E – IEC 61987 | - | C00004 |  | 0112-2---61987#ABA487 | https://cdd.iec.ch/cdd/iec61987/iec61987.nsf/PropertiesAllVersions/0112-2---61987%23ABA487
0112/2///61987#ABV221 | 001 | 02 | 0112/2///61987#ABV221#001 | reference to Analog current output [13] |  |  |  |  | reference to block ABG177 | [5 empty] | CLASS_REFERENCE_TYPE(0112/2///61987#ABG177) 0112/2///61987#ABG177 - Analog current output [13] |  |  |  |  | DEPENDENT_P_DET | [5 empty] | 0112/2///61987#ABG148 - Type of output [18] | 0112/2///61987#ABA000 |  |  |  | Standard |  | IEC 61987 | IEC | SC65E | 0112/2///61987#ABV216 - output type [18] | C00019 |  | 0112-2---61987#ABV221 | https://cdd.iec.ch/cdd/iec61987/iec61987.nsf/PropertiesAllVersions/0112-2---61987%23ABV221
0112/2///61987#ABA234 | 007 | 01 | 0112/2///61987#ABA234#007 | details of potable water approval |  |  |  |  | if appropriate, details of a potable water approval | e.g. approval number or code, classification etc. |  |  |  |  | STRING_TYPE |  |  |  |  | NON_DEPENDENT_P_DET | [5 empty] | 0112/2///61987#ABC521 - Potable water approval | 0112/2///61987#ABA000 |  |  |  | Standard |  |  |  | SC65E – IEC 61987 | - | C00018 |  | 0112-2---61987#ABA234 | https://cdd.iec.ch/cdd/iec61987/iec61987.nsf/PropertiesAllVersions/0112-2---61987%23ABA234
0112/2///61987#ABP178 | 001 | 01 | 0112/2///61987#ABP178#001 | upper range-limit of current |  |  |  |  | highest value of current that a device can be adjusted to measure within the specified accuracy limits |  |  | A |  |  | REAL_MEASURE_TYPE |  |  |  |  | NON_DEPENDENT_P_DET | [5 empty] | 0112/2///61987#ABP071 - Selectable RMS current input range | 0112/2///61987#ABA000 | 0112/2///62720#UAA101 - ampere |  | 0112/2///61987#ABT567 - Electrical current | Standard |  | IEC 61987 | IEC | IEC/SC 65E | - | C00128 | 001-01 (2023-01-23 14:53:52 by BATCH 00000807) standard | 0112-2---61987#ABP178 | https://cdd.iec.ch/cdd/iec61987/iec61987.nsf/PropertiesAllVersions/0112-2---61987%23ABP178
0112/2///61987#ABB673 | 002 | 01 | 0112/2///61987#ABB673#002 | reference base for average influence of process temperature |  |  |  |  | basis for stating an average influence of process temperature | Basis on which the influence of process temperature is stated |  |  |  |  | ENUM_CODE_TYPE(0112/2///61987#ABJ764) |  |  |  |  | DEPENDENT_P_DET |  |  | 0112/2///61987#ABJ764 | 0112/2///61987#ABL009 - relative to calibrated span0112/2///61987#ABL010 - relative to full scale0112/2///61987#ABL011 - relative to measured value0112/2///61987#ABL012 - relative to measuring upper range-limit0112/2///61987#ABL013 - relative to span0112/2///61987#ABI407 - others |  | 0112/2///61987#ABJ593 - Influence of external quantities expressed as a percentage [5]0112/2///61987#ABC276 - Influence of external quantities expressed as a percentage0112/2///61987#ABG313 - Influence of external quantities expressed as a percentage [3]0112/2///61987#ABG314 - Influence of external quantities expressed as a percentage [4] | 0112/2///61987#ABA000 |  |  |  | Standard |  |  |  | SC65E – IEC 61987 | 0112/2///61987#ABI406 - empty_property | C00091 |  | 0112-2---61987#ABB673 | https://cdd.iec.ch/cdd/iec61987/iec61987.nsf/PropertiesAllVersions/0112-2---61987%23ABB673
0112/2///61987#ABE432 | 001 | 04 | 0112/2///61987#ABE432#001 | force by actuating fluid at 100% travel |  |  |  |  | force of an actuator at full travel caused by the actuation fluid at given supply pressure |  |  | kN |  |  | REAL_MEASURE_TYPE |  |  |  |  | NON_DEPENDENT_P_DET | [5 empty] | 0112/2///61987#ABE436 - Force by actuation fluid pressure | 0112/2///61987#ABA000 | 0112/2///62720#UAA573 - kilonewton |  | 0112/2///61987#ABT562 - Force | Standard |  |  |  |  | - | C00004 |  | 0112-2---61987#ABE432 | https://cdd.iec.ch/cdd/iec61987/iec61987.nsf/PropertiesAllVersions/0112-2---61987%23ABE432
0112/2///61987#ABE510 | 001 | 01 | 0112/2///61987#ABE510#001 | reference to Deployment conditions [7] |  |  |  |  | reference to block ABE592 | [5 empty] | CLASS_REFERENCE_TYPE(0112/2///61987#ABE592) 0112/2///61987#ABE592 - Deployment conditions [7] |  |  |  |  | NON_DEPENDENT_P_DET | [5 empty] | 0112/2///61987#ABE591 - Installation conditions [11] | 0112/2///61987#ABA000 |  |  |  | Standard |  | IEC 61987 | IEC | SC65E | - | C00016 | 001-01 (2018-03-28 07:27:00 by BATCH 00000762) standard | 0112-2---61987#ABE510 | https://cdd.iec.ch/cdd/iec61987/iec61987.nsf/PropertiesAllVersions/0112-2---61987%23ABE510
0112/2///61987#ABH450 | 001 | 01 | 0112/2///61987#ABH450#001 | type of sonic probe |  |  |  |  | classification of the sonic probe of an ultrasonic level measurement assembly according to its mechanical construction | [5 empty] | STRING_TYPE |  |  |  |  | NON_DEPENDENT_P_DET | [5 empty] | 0112/2///61987#ABF168 - Sonic probe | 0112/2///61987#ABA000 |  |  |  | Standard |  |  |  | SC65E – IEC 61987 | - | C00019 | 001-01 (2018-03-28 07:27:15 by BATCH 00000762) standard | 0112-2---61987#ABH450 | https://cdd.iec.ch/cdd/iec61987/iec61987.nsf/PropertiesAllVersions/0112-2---61987%23ABH450
0112/2///61987#ABA112 | 006 | 01 | 0112/2///61987#ABA112#006 | minimum fluid velocity |  |  |  |  | lowest fluid velocity for which a device is or should be designed to operate within its specified limits |  |  | m/s |  |  | REAL_MEASURE_TYPE |  |  |  |  | NON_DEPENDENT_P_DET | [5 empty] | 0112/2///61987#ABC451 - Normal process conditions [1]0112/2///61987#ABC455 - Normal process design conditions [2]0112/2///61987#ABD948 - Normal process design conditions [3]0112/2///61987#ABH071 - Fluid phase design conditions0112/2///61987#ABH342 - Normal process design conditions [6]0112/2///61987#ABH462 - Normal process conditions [11]0112/2///61987#ABG344 - Normal process conditions [6] | 0112/2///61987#ABA000 | 0112/2///62720#UAA733 - metre per second |  | 0112/2///61987#ABT509 - Velocity | Standard |  |  |  | SC65E – IEC 61987 | - | C00004 |  | 0112-2---61987#ABA112 | https://cdd.iec.ch/cdd/iec61987/iec61987.nsf/PropertiesAllVersions/0112-2---61987%23ABA112
0112/2///61987#ABD661 | 002 | 02 | 0112/2///61987#ABD661#002 | minimum required actuating torque |  |  |  |  | lowest actuating torque to overcome the breakaway force of a valve |  |  | kN·m |  |  | REAL_MEASURE_TYPE |  |  |  |  | NON_DEPENDENT_P_DET | [5 empty] | 0112/2///61987#ABD843 - Design conditions for actuators0112/2///61987#ABD967 - Parameters of valve body assembly [3] | 0112/2///61987#ABA000 | 0112/2///62720#UAA574 - kilonewton metre |  | 0112/2///61987#ABT538 - Moment of force | Standard |  |  |  |  | - | C00018 |  | 0112-2---61987#ABD661 | https://cdd.iec.ch/cdd/iec61987/iec61987.nsf/PropertiesAllVersions/0112-2---61987%23ABD661
0112/2///61987#ABE699 | 001 | 01 | 0112/2///61987#ABE699#001 | reference to Type of performance variable [18] |  |  |  |  | reference to block ABE698 | [5 empty] | CLASS_REFERENCE_TYPE(0112/2///61987#ABE698) 0112/2///61987#ABE698 - Type of performance variable [18] |  |  |  |  | NON_DEPENDENT_P_DET | [5 empty] | 0112/2///61987#ABE696 - Performance variable [18] | 0112/2///61987#ABA000 |  |  |  | Standard |  |  |  |  | - | C00016 | 001-01 (2018-03-28 07:27:01 by BATCH 00000762) standard | 0112-2---61987#ABE699 | https://cdd.iec.ch/cdd/iec61987/iec61987.nsf/PropertiesAllVersions/0112-2---61987%23ABE699
0112/2///61987#ABF700 | 001 | 01 | 0112/2///61987#ABF700#001 | reference to Structural design of a float level transmitter and switch |  |  |  |  | reference to block ABF025 | [5 empty] | CLASS_REFERENCE_TYPE(0112/2///61987#ABF025) 0112/2///61987#ABF025 - Structural design of a float level transmitter and switch |  |  |  |  | NON_DEPENDENT_P_DET | [5 empty] | 0112/2///61987#ABG410 - Structural design [float level transmitter/switch] | 0112/2///61987#ABA000 |  |  |  | Standard |  | IEC 61987 | IEC | SC65E | - | C00018 | 001-01 (2018-03-28 07:27:08 by BATCH 00000762) standard | 0112-2---61987#ABF700 | https://cdd.iec.ch/cdd/iec61987/iec61987.nsf/PropertiesAllVersions/0112-2---61987%23ABF700
0112/2///61987#ABH063 | 002 | 01 | 0112/2///61987#ABH063#002 | reference temperature of relative permittivity | reference temperature of dielectric constant |  |  |  | temperature at which the relative permittivity of a material was determined |  |  | °C |  |  | REAL_MEASURE_TYPE |  |  |  |  | NON_DEPENDENT_P_DET | [5 empty] | 0112/2///61987#ABG459 - Aqueous phase [level]0112/2///61987#ABG461 - Non-aqueous liquid phase [level]0112/2///61987#ABG465 - Solid/particle phase [level]0112/2///61987#ABH067 - Intermediate phase [level]0112/2///61987#ABH071 - Fluid phase design conditions0112/2///61987#ABH190 - Foam phase [level] | 0112/2///61987#ABA000 | 0112/2///62720#UAA033 - degree Celsius |  | 0112/2///61987#ABT514 - Temperature | Standard |  | IEC 61987 | IEC | SC65E | - | C00018 |  | 0112-2---61987#ABH063 | https://cdd.iec.ch/cdd/iec61987/iec61987.nsf/PropertiesAllVersions/0112-2---61987%23ABH063
0112/2///61987#ABI506 | 001 | 01 | 0112/2///61987#ABI506#001 | number of commissioning requirements |  |  |  |  | cardinality property for commissioning requirement | [5 empty] | INT_TYPE |  |  |  |  | CONDITION_DET | [5 empty] | 0112/2///61987#ABI469 - Commissioning | 0112/2///61987#ABA000 |  |  |  | Standard |  |  |  | SC65E – IEC 61987 | - | C00018 | 001-01 (2019-03-08 15:35:32 by BATCH 00000766) standard | 0112-2---61987#ABI506 | https://cdd.iec.ch/cdd/iec61987/iec61987.nsf/PropertiesAllVersions/0112-2---61987%23ABI506
0112/2///61987#ABB233 | 003 | 01 | 0112/2///61987#ABB233#003 | maximum operating electrical conductivity |  |  |  |  | highest electrical conductivity for which a device is or should be designed to operate within its specified limits |  |  | µS/cm |  |  | REAL_MEASURE_TYPE |  |  |  |  | NON_DEPENDENT_P_DET | [5 empty] | 0112/2///61987#ABC451 - Normal process conditions [1]0112/2///61987#ABC455 - Normal process design conditions [2]0112/2///61987#ABH071 - Fluid phase design conditions0112/2///61987#ABH462 - Normal process conditions [11]0112/2///61987#ABG343 - Normal process conditions [5]0112/2///61987#ABG344 - Normal process conditions [6]0112/2///61987#ABG347 - Normal process conditions [9] | 0112/2///61987#ABA000 | 0112/2///62720#UAA075 - microsiemens per centimetre |  | 0112/2///61987#ABT568 - Electrical conductivity | Standard |  |  |  | SC65E – IEC 61987 | - | C00004 |  | 0112-2---61987#ABB233 | https://cdd.iec.ch/cdd/iec61987/iec61987.nsf/PropertiesAllVersions/0112-2---61987%23ABB233
0112/2///61987#ABC981 | 001 | 02 | 0112/2///61987#ABC981#001 | reference to Material of centering or dowel pins |  |  |  |  | reference to block ABC351 | [5 empty] | CLASS_REFERENCE_TYPE(0112/2///61987#ABC351) 0112/2///61987#ABC351 - Material of centering or dowel pins |  |  |  |  | NON_DEPENDENT_P_DET | [5 empty] | 0112/2///61987#ABC464 - Orifice flange or fitting | 0112/2///61987#ABA000 |  |  |  | Standard |  |  |  | SC65E – IEC 61987 | - | C00004 |  | 0112-2---61987#ABC981 | https://cdd.iec.ch/cdd/iec61987/iec61987.nsf/PropertiesAllVersions/0112-2---61987%23ABC981
0112/2///61987#ABI496 | 001 | 01 | 0112/2///61987#ABI496#001 | number of requirements |  |  |  |  | cardinality property for requirement | [5 empty] | INT_TYPE |  |  |  |  | CONDITION_DET | [5 empty] | 0112/2///61987#ABI471 - Special/further requirements | 0112/2///61987#ABA000 |  |  |  | Standard |  |  |  | SC65E – IEC 61987 | - | C00018 | 001-01 (2019-03-08 15:35:32 by BATCH 00000766) standard | 0112-2---61987#ABI496 | https://cdd.iec.ch/cdd/iec61987/iec61987.nsf/PropertiesAllVersions/0112-2---61987%23ABI496
0112/2///61987#ABA232 | 005 | 01 | 0112/2///61987#ABA232#005 | number of potable water approvals |  |  |  |  | @number of potable water approvals |  | cardinality property |  |  |  | INT_TYPE |  |  |  |  | CONDITION_DET | [5 empty] | 0112/2///61987#ABC102 - Approval for use in special applications0112/2///61987#ABD804 - Approval for use in special applications [2] | 0112/2///61987#ABA000 |  |  |  | Standard |  |  |  | SC65E – IEC 61987 | - | C00004 |  | 0112-2---61987#ABA232 | https://cdd.iec.ch/cdd/iec61987/iec61987.nsf/PropertiesAllVersions/0112-2---61987%23ABA232
0112/2///61987#ABH076 | 001 | 01 | 0112/2///61987#ABH076#001 | minimum bulk density |  |  |  |  | lowest bulk density for which a device is or must be designed to operate within its specified limits |  |  | t/m³ |  |  | REAL_MEASURE_TYPE |  |  |  |  | NON_DEPENDENT_P_DET | [5 empty] | 0112/2///61987#ABH071 - Fluid phase design conditions0112/2///61987#ABG343 - Normal process conditions [5] | 0112/2///61987#ABA000 | 0112/2///62720#UAA997 - tonne per metre cubed |  | 0112/2///61987#ABT573 - Density | Standard |  | IEC 61987 | IEC | SC65E | - | C00018 | 001-01 (2018-03-28 07:27:13 by BATCH 00000762) standard | 0112-2---61987#ABH076 | https://cdd.iec.ch/cdd/iec61987/iec61987.nsf/PropertiesAllVersions/0112-2---61987%23ABH076
0112/2///61987#ABJ114 | 001 | 01 | 0112/2///61987#ABJ114#001 | ACTUATOR_OPENING_STROKE_TIME |  |  |  |  | parameter indicating the minimum time in seconds required to move from CLOSE to OPEN position | [5 empty] | REAL_TYPE |  |  |  |  | NON_DEPENDENT_P_DET | [5 empty] | 0112/2///61987#ABI812 - Modulation actuation technology block | 0112/2///61987#ABA000 |  |  |  | Standard |  |  |  | SC65E – IEC 61987 | - | C00018 | 001-01 (2019-03-08 15:35:33 by BATCH 00000766) standard | 0112-2---61987#ABJ114 | https://cdd.iec.ch/cdd/iec61987/iec61987.nsf/PropertiesAllVersions/0112-2---61987%23ABJ114
0112/2///61987#ABA161 | 002 | 01 | 0112/2///61987#ABA161#002 | type of signal termination |  |  |  |  | classification of a connection facility according to the manner of connection | [5 empty] | ENUM_CODE_TYPE(0112/2///61987#ABL570) |  |  |  |  | DEPENDENT_P_DET |  |  | 0112/2///61987#ABL570 | 0112/2///61987#ABM873 - plug0112/2///61987#ABM189 - terminal block0112/2///61987#ABM881 - junction box0112/2///61987#ABM882 - wire-wrap0112/2///61987#ABI407 - others |  | 0112/2///61987#ABC172 - Connection facility [1]0112/2///61987#ABC173 - Connection facility [2] | 0112/2///61987#ABA000 |  |  |  | Standard |  |  |  | SC65E – IEC 61987 | 0112/2///61987#ABI406 - empty_property | C00091 |  | 0112-2---61987#ABA161 | https://cdd.iec.ch/cdd/iec61987/iec61987.nsf/PropertiesAllVersions/0112-2---61987%23ABA161
0112/2///61987#ABF033 | 002 | 01 | 0112/2///61987#ABF033#002 | type of float position detector |  |  |  |  | classification of a float position detector according to according its electromechanical construction | [5 empty] | ENUM_CODE_TYPE(0112/2///61987#ABL617) |  |  |  |  | DEPENDENT_P_DET |  |  | 0112/2///61987#ABL617 | 0112/2///61987#ABN088 - sequential magnet0112/2///61987#ABN089 - magnetostrictive0112/2///61987#ABN090 - solenoid switch0112/2///61987#ABN091 - microswitch0112/2///61987#ABN092 - reed relay0112/2///61987#ABI407 - others |  | 0112/2///61987#ABF025 - Structural design of a float level transmitter and switch | 0112/2///61987#ABA000 |  |  |  | Standard |  | IEC 61987 | IEC | SC65E | 0112/2///61987#ABI406 - empty_property | C00091 |  | 0112-2---61987#ABF033 | https://cdd.iec.ch/cdd/iec61987/iec61987.nsf/PropertiesAllVersions/0112-2---61987%23ABF033
0112/2///61987#ABC783 | 003 | 01 | 0112/2///61987#ABC783#003 | reference to Capillary |  |  |  |  | reference to block ABC153 | [5 empty] | CLASS_REFERENCE_TYPE(0112/2///61987#ABC153) 0112/2///61987#ABC153 - Capillary |  |  |  |  | NON_DEPENDENT_P_DET | [5 empty] | 0112/2///61987#ABC630 - Structural design of a remote seal [1]0112/2///61987#ABC631 - Structural design of a remote seal [2]0112/2///61987#ABF513 - Structural design of temperature gauge | 0112/2///61987#ABA000 |  |  |  | Standard |  |  |  | SC65E – IEC 61987 | - | C00004 |  | 0112-2---61987#ABC783 | https://cdd.iec.ch/cdd/iec61987/iec61987.nsf/PropertiesAllVersions/0112-2---61987%23ABC783
0112/2///61987#ABG975 | 001 | 01 | 0112/2///61987#ABG975#001 | reference to Structural design [free-space radar level transmitter] |  |  |  |  | reference to block ABG415 | [5 empty] | CLASS_REFERENCE_TYPE(0112/2///61987#ABG415) 0112/2///61987#ABG415 - Structural design [free-space radar level transmitter] |  |  |  |  | NON_DEPENDENT_P_DET | [5 empty] | 0112/2///61987#ABG370 - Mechanical and electrical construction [free-space radar level transmitter] | 0112/2///61987#ABA000 |  |  |  | Standard |  | IEC 61987 | IEC | SC65E | - | C00018 | 001-01 (2018-03-28 07:27:12 by BATCH 00000762) standard | 0112-2---61987#ABG975 | https://cdd.iec.ch/cdd/iec61987/iec61987.nsf/PropertiesAllVersions/0112-2---61987%23ABG975
0112/2///61987#ABI503 | 001 | 01 | 0112/2///61987#ABI503#001 | number of event triggered maintenances/services |  |  |  |  | cardinality property for event triggered maintenance/service | [5 empty] | INT_TYPE |  |  |  |  | CONDITION_DET | [5 empty] | 0112/2///61987#ABI470 - Maintenance/service and repair | 0112/2///61987#ABA000 |  |  |  | Standard |  |  |  | SC65E – IEC 61987 | - | C00018 | 001-01 (2019-03-08 15:35:32 by BATCH 00000766) standard | 0112-2---61987#ABI503 | https://cdd.iec.ch/cdd/iec61987/iec61987.nsf/PropertiesAllVersions/0112-2---61987%23ABI503
0112/2///61987#ABH752 | 001 | 02 | 0112/2///61987#ABH752#001 | reference to Calibration point of ullage |  |  |  |  | reference to block ABH640 | [5 empty] | CLASS_REFERENCE_TYPE(0112/2///61987#ABH640) 0112/2///61987#ABH640 - Calibration point of ullage |  |  |  |  | DEPENDENT_P_DET | [5 empty] | 0112/2///61987#ABH622 - Calibration of ullage | 0112/2///61987#ABA000 |  |  |  | Standard |  | IEC 61987 | IEC | IEC SC65E | 0112/2///61987#ABH594 - number of calibration points | C00112 |  | 0112-2---61987#ABH752 | https://cdd.iec.ch/cdd/iec61987/iec61987.nsf/PropertiesAllVersions/0112-2---61987%23ABH752
0112/2///61987#ABU990 | 001 | 01 | 0112/2///61987#ABU990#001 | reference to Assigned ullage range |  |  |  |  | reference to block ABE900 | [5 empty] | CLASS_REFERENCE_TYPE(0112/2///61987#ABE900) 0112/2///61987#ABE900 - Assigned ullage range |  |  |  |  | DEPENDENT_P_DET | [5 empty] | 0112/2///61987#ABG089 - Assigned variable [9]0112/2///61987#ABG091 - Assigned variable [11]0112/2///61987#ABG097 - Assigned variable [17]0112/2///61987#ABH044 - Assigned variable [22]0112/2///61987#ABV037 - Assigned variable [18]0112/2///61987#ABV039 - Assigned variable [8] | 0112/2///61987#ABA000 |  |  |  | Standard |  | IEC 61987 | IEC | SC65E | 0112/2///61987#ABU948 - assigned variable type [8] | C00018 | 001-01 (2018-03-28 07:27:23 by BATCH 00000762) standard | 0112-2---61987#ABU990 | https://cdd.iec.ch/cdd/iec61987/iec61987.nsf/PropertiesAllVersions/0112-2---61987%23ABU990
0112/2///61987#ABE685 | 001 | 02 | 0112/2///61987#ABE685#001 | reference to Auxiliary input [20] |  |  |  |  | reference to block ABE684 | [5 empty] | CLASS_REFERENCE_TYPE(0112/2///61987#ABE684) 0112/2///61987#ABE684 - Auxiliary input [20] |  |  |  |  | DEPENDENT_P_DET | [5 empty] | 0112/2///61987#ABE569 - Input [14] | 0112/2///61987#ABA000 |  |  |  | Standard |  | IEC 61987 | IEC | IEC SC65E | 0112/2///61987#ABA340 - number of auxiliary inputs | C00112 |  | 0112-2---61987#ABE685 | https://cdd.iec.ch/cdd/iec61987/iec61987.nsf/PropertiesAllVersions/0112-2---61987%23ABE685
0112/2///61987#ABE819 | 001 | 01 | 0112/2///61987#ABE819#001 | upper range-limit of volume |  |  |  |  | highest value of volume that a device can be adjusted to measure within its specified accuracy limits |  |  | m³ |  |  | REAL_MEASURE_TYPE |  |  |  |  | NON_DEPENDENT_P_DET | [5 empty] | 0112/2///61987#ABE817 - Measuring range for volume | 0112/2///61987#ABA000 | 0112/2///62720#UAA757 - metre cubed |  | 0112/2///61987#ABT505 - Volume | Standard |  | IEC 61987 | IEC | SC65E | - | C00018 | 001-01 (2018-03-28 07:27:02 by BATCH 00000762) standard | 0112-2---61987#ABE819 | https://cdd.iec.ch/cdd/iec61987/iec61987.nsf/PropertiesAllVersions/0112-2---61987%23ABE819
0112/2///61987#ABF101 | 001 | 01 | 0112/2///61987#ABF101#001 | average influence of process temperature on voltage |  |  |  |  | change in output of a voltage measuring device caused by a change in process temperature with respect to reference conditions, expressed as the average error across the specified process temperature range |  |  | V/K |  |  | REAL_MEASURE_TYPE |  |  |  |  | NON_DEPENDENT_P_DET | [5 empty] | 0112/2///61987#ABF095 - Influence of external quantities expressed for voltage | 0112/2///61987#ABA000 | 0112/2///62720#UAB173 - volt per kelvin |  |  | Standard |  | IEC 61987 | IEC | SC65E | - | C00019 | 001-01 (2018-03-28 07:27:04 by BATCH 00000762) standard | 0112-2---61987#ABF101 | https://cdd.iec.ch/cdd/iec61987/iec61987.nsf/PropertiesAllVersions/0112-2---61987%23ABF101
0112/2///61987#ABF036 | 001 | 01 | 0112/2///61987#ABF036#001 | density of upper phase |  |  |  |  | actual density of the upper phase of a two phase system |  |  | kg/m³ |  |  | REAL_MEASURE_TYPE |  |  |  |  | NON_DEPENDENT_P_DET | [5 empty] | 0112/2///61987#ABF035 - Design conditions of float0112/2///61987#ABF366 - Design conditions of displacer | 0112/2///61987#ABA000 | 0112/2///62720#UAA619 - kilogram per metre cubed |  | 0112/2///61987#ABT573 - Density | Standard |  | IEC 61987 | IEC | SC65E | - | C00018 | 001-01 (2018-03-28 07:27:03 by BATCH 00000762) standard | 0112-2---61987#ABF036 | https://cdd.iec.ch/cdd/iec61987/iec61987.nsf/PropertiesAllVersions/0112-2---61987%23ABF036
0112/2///61987#ABB707 | 001 | 04 | 0112/2///61987#ABB707#001 | maximum influence of Reynolds number |  |  |  |  | change in output caused by a change in Reynolds number with respect to reference conditions, expressed as the maximum error within the specified Reynolds Number range |  |  | %/10000 |  |  | REAL_MEASURE_TYPE |  |  |  |  | NON_DEPENDENT_P_DET | [5 empty] | 0112/2///61987#ABC277 - Influence of external quantities expressed as a percentage for pressure0112/2///61987#ABC276 - Influence of external quantities expressed as a percentage0112/2///61987#ABG314 - Influence of external quantities expressed as a percentage [4] | 0112/2///61987#ABA000 | 0112/2///62720#UAA004 - percent per ten thousand |  | 0112/2///61987#ABT530 - Percentage per one | Standard |  |  |  | SC65E – IEC 61987 | - | C00004 |  | 0112-2---61987#ABB707 | https://cdd.iec.ch/cdd/iec61987/iec61987.nsf/PropertiesAllVersions/0112-2---61987%23ABB707
0112/2///61987#ABD483 | 001 | 02 | 0112/2///61987#ABD483#001 | reference to Dial [1] |  |  |  |  | reference to block ABD482 | [5 empty] | CLASS_REFERENCE_TYPE(0112/2///61987#ABD482) 0112/2///61987#ABD482 - Dial [2] |  |  |  |  | NON_DEPENDENT_P_DET | [5 empty] | 0112/2///61987#ABD480 - Dial indicator [2] | 0112/2///61987#ABA000 |  |  |  | Standard |  |  |  | SC65E – IEC 61987 | - | C00004 |  | 0112-2---61987#ABD483 | https://cdd.iec.ch/cdd/iec61987/iec61987.nsf/PropertiesAllVersions/0112-2---61987%23ABD483
0112/2///61987#ABB113 | 002 | 01 | 0112/2///61987#ABB113#002 | type of variable area flowmeter |  |  |  |  | classification of a variable area flow transmitter according to the material of its flow tube | [5 empty] | ENUM_CODE_TYPE(0112/2///61987#ABL520) |  |  |  |  | DEPENDENT_P_DET |  |  | 0112/2///61987#ABL520 | 0112/2///61987#ABM705 - metal measuring tube0112/2///61987#ABM706 - glass measuring tube0112/2///61987#ABM707 - plastic measuring tube0112/2///61987#ABI407 - others |  | 0112/2///61987#ABC638 - Structural design of a variable area flow transmitter or gauge | 0112/2///61987#ABA000 |  |  |  | Standard |  |  |  | SC65E – IEC 61987 | 0112/2///61987#ABI406 - empty_property | C00091 |  | 0112-2---61987#ABB113 | https://cdd.iec.ch/cdd/iec61987/iec61987.nsf/PropertiesAllVersions/0112-2---61987%23ABB113
0112/2///61987#ABH012 | 001 | 02 | 0112/2///61987#ABH012#001 | reference to Process case [density] |  |  |  |  | reference to block ABG452 | [5 empty] | CLASS_REFERENCE_TYPE(0112/2///61987#ABG452) 0112/2///61987#ABG452 - Process case [density] |  |  |  |  | DEPENDENT_P_DET | [5 empty] | 0112/2///61987#ABF868 - Operating LOP for density measuring equipment | 0112/2///61987#ABA000 |  |  |  | Standard |  | IEC 61987 | IEC | IEC SC65E | 0112/2///61987#ABB164 - number of process cases | C00112 |  | 0112-2---61987#ABH012 | https://cdd.iec.ch/cdd/iec61987/iec61987.nsf/PropertiesAllVersions/0112-2---61987%23ABH012
0112/2///61987#ABA615 | 001 | 03 | 0112/2///61987#ABA615#001 | quantity of display characters |  |  |  |  | number of characters per line in an electronic device display | [5 empty] | INT_TYPE |  |  |  |  | NON_DEPENDENT_P_DET | [5 empty] | 0112/2///61987#ABC167 - Configurable display mode | 0112/2///61987#ABA000 |  |  |  | Standard |  |  |  | SC65E – IEC 61987 | - | C00004 |  | 0112-2---61987#ABA615 | https://cdd.iec.ch/cdd/iec61987/iec61987.nsf/PropertiesAllVersions/0112-2---61987%23ABA615
0112/2///61987#ABD200 | 001 | 02 | 0112/2///61987#ABD200#001 | reference to Reference process conditions |  |  |  |  | reference to block ABC574 | [5 empty] | CLASS_REFERENCE_TYPE(0112/2///61987#ABC574) 0112/2///61987#ABC574 - Reference process conditions |  |  |  |  | NON_DEPENDENT_P_DET | [5 empty] | 0112/2///61987#ABC564 - Reference conditions for the performance variable [1]0112/2///61987#ABC570 - Reference conditions of the device [1] | 0112/2///61987#ABA000 |  |  |  | Standard |  |  |  | SC65E – IEC 61987 | - | C00004 |  | 0112-2---61987#ABD200 | https://cdd.iec.ch/cdd/iec61987/iec61987.nsf/PropertiesAllVersions/0112-2---61987%23ABD200
0112/2///61987#ABU929 | 002 | 01 | 0112/2///61987#ABU929#002 | reference to Absolute performance for density |  |  |  |  | reference to block ABC058 | [5 empty] | CLASS_REFERENCE_TYPE(0112/2///61987#ABC058) 0112/2///61987#ABC058 - Absolute performance for density |  |  |  |  | DEPENDENT_P_DET | [5 empty] | 0112/2///61987#ABC672 - Type of performance variable [2]0112/2///61987#ABG277 - Type of performance variable [11]0112/2///61987#ABG278 - Type of performance variable [12] | 0112/2///61987#ABA000 |  |  |  | Standard |  | IEC 61987 | IEC | SC65E | 0112/2///61987#ABU918 - performance variable type [11] | C00018 |  | 0112-2---61987#ABU929 | https://cdd.iec.ch/cdd/iec61987/iec61987.nsf/PropertiesAllVersions/0112-2---61987%23ABU929
0112/2///61987#ABD462 | 004 | 01 | 0112/2///61987#ABD462#004 | maximum rated voltage |  |  |  |  | highest operating voltage of the device as defined by the manufacturer |  |  | V |  |  | REAL_MEASURE_TYPE |  |  | IEV 151-16-08, MOD |  | NON_DEPENDENT_P_DET | [5 empty] | 0112/2///61987#ABC042 - Trace heating system0112/2///61987#ABC218 - Electrical power input circuit | 0112/2///61987#ABA000 | 0112/2///62720#UAA296 - volt |  | 0112/2///61987#ABT506 - Voltage | Standard |  |  |  | SC65E – IEC 61987 | - | C00004 |  | 0112-2---61987#ABD462 | https://cdd.iec.ch/cdd/iec61987/iec61987.nsf/PropertiesAllVersions/0112-2---61987%23ABD462
0112/2///61987#ABE331 | 002 | 02 | 0112/2///61987#ABE331#002 | calculated maximum pressure difference |  |  |  |  | maximum calculated differential pressure at the pressure taps of a differential pressure flowmeter at upper range-limit of flow |  |  | mbar |  |  | REAL_MEASURE_TYPE |  |  |  |  | NON_DEPENDENT_P_DET | [5 empty] | 0112/2///61987#ABC645 - Structural design of the primary element of a differential pressure flow transmitter | 0112/2///61987#ABA000 | 0112/2///62720#UAA810 - millibar |  | 0112/2///61987#ABT524 - Pressure | Standard |  |  |  | SC65E – IEC 61987 | - | C00004 |  | 0112-2---61987#ABE331 | https://cdd.iec.ch/cdd/iec61987/iec61987.nsf/PropertiesAllVersions/0112-2---61987%23ABE331
0112/2///61987#ABU252 | 001 | 03 | 0112/2///61987#ABU252#001 | reference to Frequency input [2] |  |  |  |  | reference to block ABC248 |  | Id specified in IEC61987-12/-13: ABC878 |  |  |  | CLASS_REFERENCE_TYPE(0112/2///61987#ABC248) 0112/2///61987#ABC248 - Frequency input [2] |  |  |  |  | DEPENDENT_P_DET | [5 empty] | 0112/2///61987#ABC656 - Type of auxiliary input [6] | 0112/2///61987#ABA000 |  |  |  | Standard |  |  |  | SC65E – IEC 61987 | 0112/2///61987#ABU245 - auxiliary input type [6] | C00004 |  | 0112-2---61987#ABU252 | https://cdd.iec.ch/cdd/iec61987/iec61987.nsf/PropertiesAllVersions/0112-2---61987%23ABU252
0112/2///61987#ABD449 | 001 | 03 | 0112/2///61987#ABD449#001 | average influence of process temperature on temperature |  |  |  |  | change in output of a temperature measuring device caused by a change in process temperature with respect to reference conditions, expressed as the average error across the specified process temperature range |  |  | mK/K |  |  | REAL_MEASURE_TYPE |  |  |  |  | NON_DEPENDENT_P_DET | [5 empty] | 0112/2///61987#ABD503 - Influence of external quantities expressed for temperature | 0112/2///61987#ABA000 | 0112/2///62720#UAB842 - millikelvin per kelvin |  | 0112/2///61987#ABT596 - Temperature per temperature | Standard |  |  |  | SC65E – IEC 61987 | - | C00018 |  | 0112-2---61987#ABD449 | https://cdd.iec.ch/cdd/iec61987/iec61987.nsf/PropertiesAllVersions/0112-2---61987%23ABD449
0112/2///61987#ABD473 | 002 | 01 | 0112/2///61987#ABD473#002 | type of pointer |  |  |  |  | classification of a point according to its function | [5 empty] | ENUM_CODE_TYPE(0112/2///61987#ABL461) |  |  |  |  | DEPENDENT_P_DET |  |  | 0112/2///61987#ABL461 | 0112/2///61987#ABM516 - indicator0112/2///61987#ABM517 - set pointer0112/2///61987#ABL187 - mark pointer0112/2///61987#ABM519 - drag pointer0112/2///61987#ABI407 - others |  | 0112/2///61987#ABD472 - Pointer | 0112/2///61987#ABA000 |  |  |  | Standard |  |  |  | SC65E – IEC 61987 | 0112/2///61987#ABI406 - empty_property | C00091 |  | 0112-2---61987#ABD473 | https://cdd.iec.ch/cdd/iec61987/iec61987.nsf/PropertiesAllVersions/0112-2---61987%23ABD473
0112/2///61987#ABF187 | 001 | 01 | 0112/2///61987#ABF187#001 | material of probe coating |  |  |  |  | material of which the coating of a probe is made | [5 empty] | STRING_TYPE |  |  |  |  | NON_DEPENDENT_P_DET | [5 empty] | 0112/2///61987#ABF185 - Vibration probe0112/2///61987#ABF285 - Structural design of a thermal level switch | 0112/2///61987#ABA000 |  |  |  | Standard |  | IEC 61987 | IEC | SC65E | - | C00018 | 001-01 (2018-03-28 07:27:04 by BATCH 00000762) standard | 0112-2---61987#ABF187 | https://cdd.iec.ch/cdd/iec61987/iec61987.nsf/PropertiesAllVersions/0112-2---61987%23ABF187
0112/2///61987#ABU310 | 001 | 03 | 0112/2///61987#ABU310#001 | reference to Mass flow measurement |  |  |  |  | reference to block ABC337 |  | Id specified in IEC61987-12/-13: ABC967 |  |  |  | CLASS_REFERENCE_TYPE(0112/2///61987#ABC337) 0112/2///61987#ABC337 - Mass flow measurement |  |  |  |  | DEPENDENT_P_DET | [5 empty] | 0112/2///61987#ABC662 - Type of measured variable [3] | 0112/2///61987#ABA000 |  |  |  | Standard |  |  |  | SC65E – IEC 61987 | 0112/2///61987#ABU293 - measured variable type [3] | C00004 |  | 0112-2---61987#ABU310 | https://cdd.iec.ch/cdd/iec61987/iec61987.nsf/PropertiesAllVersions/0112-2---61987%23ABU310
0112/2///61987#ABD676 | 002 | 01 | 0112/2///61987#ABD676#002 | number of test criteria for functional safety |  |  |  |  | @number of test criteria for functional safety |  | cardinality property |  |  |  | INT_TYPE |  |  |  |  | CONDITION_DET | [5 empty] | 0112/2///61987#ABD844 - Design conditions for valve body assembly | 0112/2///61987#ABA000 |  |  |  | Standard |  |  |  |  | - | C00004 |  | 0112-2---61987#ABD676 | https://cdd.iec.ch/cdd/iec61987/iec61987.nsf/PropertiesAllVersions/0112-2---61987%23ABD676
0112/2///61987#ABF434 | 002 | 01 | 0112/2///61987#ABF434#002 | number of cooling systems |  |  |  |  | @number of cooling systems |  | Cardinality property |  |  |  | INT_TYPE |  |  |  |  | CONDITION_DET | [5 empty] | 0112/2///61987#ABG414 - Structural design [nuclear level transmitter/switch]0112/2///61987#ABG419 - Structural design [servo level transmitter ]0112/2///61987#ABG434 - Structural design [radiation thermometer]0112/2///61987#ABG445 - Structural design [radiometric density transmitter] | 0112/2///61987#ABA000 |  |  |  | Standard |  | IEC 61987 | IEC | SC65E | - | C00019 |  | 0112-2---61987#ABF434 | https://cdd.iec.ch/cdd/iec61987/iec61987.nsf/PropertiesAllVersions/0112-2---61987%23ABF434
0112/2///61987#ABD052 | 001 | 02 | 0112/2///61987#ABD052#001 | reference to Mechanical and electrical construction [flow transmitter] |  |  |  |  | reference to block ABC422 | [5 empty] | CLASS_REFERENCE_TYPE(0112/2///61987#ABC422) 0112/2///61987#ABC422 - Mechanical and electrical construction [flow transmitter] |  |  |  |  | NON_DEPENDENT_P_DET | [5 empty] | 0112/2///61987#ABA005 - Device LOP for flow transmitter | 0112/2///61987#ABA000 |  |  |  | Standard |  |  |  | SC65E – IEC 61987 | - | C00004 |  | 0112-2---61987#ABD052 | https://cdd.iec.ch/cdd/iec61987/iec61987.nsf/PropertiesAllVersions/0112-2---61987%23ABD052
0112/2///61987#ABA519 | 001 | 03 | 0112/2///61987#ABA519#001 | number of remote configuration tools |  |  |  |  | @number of remote configuration tools |  | cardinality property |  |  |  | INT_TYPE |  |  |  |  | CONDITION_DET | [5 empty] | 0112/2///61987#ABC575 - Remote configuration | 0112/2///61987#ABA000 |  |  |  | Standard |  |  |  | SC65E – IEC 61987 | - | C00004 |  | 0112-2---61987#ABA519 | https://cdd.iec.ch/cdd/iec61987/iec61987.nsf/PropertiesAllVersions/0112-2---61987%23ABA519
0112/2///61987#ABH074 | 001 | 01 | 0112/2///61987#ABH074#001 | minimum specific gravity |  |  |  |  | lowest specific gravity for which a device is or must be designed to operate within its specified limits |  |  | 1 |  |  | REAL_MEASURE_TYPE |  |  |  |  | NON_DEPENDENT_P_DET | [5 empty] | 0112/2///61987#ABH071 - Fluid phase design conditions | 0112/2///61987#ABA000 | 0112/2///62720#UAA915 - quantity of dimension one |  | 0112/2///61987#ABT520 - Volume ratio | Standard |  | IEC 61987 | IEC | SC65E | - | C00018 | 001-01 (2018-03-28 07:27:13 by BATCH 00000762) standard | 0112-2---61987#ABH074 | https://cdd.iec.ch/cdd/iec61987/iec61987.nsf/PropertiesAllVersions/0112-2---61987%23ABH074
0112/2///61987#ABI308 | 001 | 01 | 0112/2///61987#ABI308#001 | PV transducer serial number |  |  |  |  | serial number of transducer associated with the primary variable of a CPF 9 device | CPF 9 is the IEC 61784 acronym for HART. |  |  |  |  | STRING_TYPE |  |  |  |  | NON_DEPENDENT_P_DET | [5 empty] | 0112/2///61987#ABH917 - HART common practice parameters | 0112/2///61987#ABA000 |  |  |  | Standard |  |  |  | SC65E – IEC 61987 | - | C00004 | 001-01 (2018-03-28 07:27:16 by BATCH 00000762) standard | 0112-2---61987#ABI308 | https://cdd.iec.ch/cdd/iec61987/iec61987.nsf/PropertiesAllVersions/0112-2---61987%23ABI308
0112/2///61987#ABA422 | 001 | 04 | 0112/2///61987#ABA422#001 | minimum assignable pulse value of actual volume |  |  |  |  | lowest actual volumetric quantity assignable to one pulse |  |  | l |  |  | REAL_MEASURE_TYPE |  |  |  |  | NON_DEPENDENT_P_DET | [5 empty] | 0112/2///61987#ABC106 - Assigned actual volume pulse value | 0112/2///61987#ABA000 | 0112/2///62720#UAA649 - litre |  | 0112/2///61987#ABT505 - Volume | Standard |  |  |  | SC65E – IEC 61987 | - | C00004 |  | 0112-2---61987#ABA422 | https://cdd.iec.ch/cdd/iec61987/iec61987.nsf/PropertiesAllVersions/0112-2---61987%23ABA422
0112/2///61987#ABU942 | 001 | 01 | 0112/2///61987#ABU942#001 | auxiliary input type [14] |  |  |  |  | type of signal that can be connected to the auxiliary input |  | Polymorphic control property |  |  |  | ENUM_STRING_TYPE(0112/2///61987#ABU834(Analog current input [4],Analog voltage input [4],RTD/thermocouple input,Binary input,Binary input IEC 60947-5-6 (NAMUR),0112/2///61987#Frequency input [4],0112/2///61987#Pulse input [4],0112/2///61987#Manufacturer-specific input [4],0112/2///61987#Pneumatic/hydraulic input)) |  |  |  |  | CONDITION_DET |  |  | 0112/2///61987#ABU834 | 0112/2///61987#ABU759 - IEC61987-11 Name of Analog current input [4]0112/2///61987#ABU760 - IEC61987-11 Name of Analog voltage input [4]0112/2///61987#ABU761 - IEC61987-11 Name of RTD/thermocouple input0112/2///61987#ABU762 - IEC61987-11 Name of Binary input0112/2///61987#ABU763 - IEC61987-11 Name of Binary input IEC 60947-5-6 (NAMUR)0112/2///61987#ABU764 - IEC61987-11 Name of Frequency input [4]0112/2///61987#ABU765 - IEC61987-11 Name of Pulse input [4]0112/2///61987#ABU766 - IEC61987-11 Name of Manufacturer-specific input [4]0112/2///61987#ABU767 - IEC61987-11 Name of Pneumatic/hydraulic input |  | 0112/2///61987#ABG063 - Type of auxiliary input [14] | 0112/2///61987#ABA000 |  |  |  | Standard |  | IEC 61987 | IEC | SC65E | - | C00018 | 001-01 (2018-03-28 07:27:22 by BATCH 00000762) standard | 0112-2---61987#ABU942 | https://cdd.iec.ch/cdd/iec61987/iec61987.nsf/PropertiesAllVersions/0112-2---61987%23ABU942
0112/2///61987#ABE277 | 001 | 02 | 0112/2///61987#ABE277#001 | reference to Structural design [butterfly valve] |  |  |  |  | reference to block ABE021 | [5 empty] | CLASS_REFERENCE_TYPE(0112/2///61987#ABE021) 0112/2///61987#ABE021 - Structural design [butterfly valve] |  |  |  |  | NON_DEPENDENT_P_DET | [5 empty] | 0112/2///61987#ABD933 - Mechanical and electrical construction [butterfly valve] | 0112/2///61987#ABA000 |  |  |  | Standard |  |  |  |  | - | C00004 |  | 0112-2---61987#ABE277 | https://cdd.iec.ch/cdd/iec61987/iec61987.nsf/PropertiesAllVersions/0112-2---61987%23ABE277
0112/2///61987#ABD702 | 002 | 01 | 0112/2///61987#ABD702#002 | reference standard for style of shaft end |  |  |  |  | standard on which the design of a shaft end for actuators is based | [5 empty] | ENUM_CODE_TYPE(0112/2///61987#ABL480) |  |  |  |  | DEPENDENT_P_DET |  |  | 0112/2///61987#ABL480 | 0112/2///61987#ABM571 - ISO 52110112/2///61987#ABI407 - others |  | 0112/2///61987#ABE010 - Shaft end | 0112/2///61987#ABA000 |  |  |  | Standard |  |  |  |  | 0112/2///61987#ABI406 - empty_property | C00091 |  | 0112-2---61987#ABD702 | https://cdd.iec.ch/cdd/iec61987/iec61987.nsf/PropertiesAllVersions/0112-2---61987%23ABD702
0112/2///61987#ABU692 | 001 | 01 | 0112/2///61987#ABU692#001 | reference to Assigned pressure range |  |  |  |  | reference to block ABC115 | [5 empty] | CLASS_REFERENCE_TYPE(0112/2///61987#ABC115) 0112/2///61987#ABC115 - Assigned pressure range |  |  |  |  | DEPENDENT_P_DET | [5 empty] | 0112/2///61987#ABG096 - Assigned variable [16] | 0112/2///61987#ABA000 |  |  |  | Standard |  | IEC 61987 | IEC | SC65E | 0112/2///61987#ABU656 - assigned variable type [16] | C00017 | 001-01 (2018-03-28 07:27:21 by BATCH 00000762) standard | 0112-2---61987#ABU692 | https://cdd.iec.ch/cdd/iec61987/iec61987.nsf/PropertiesAllVersions/0112-2---61987%23ABU692
0112/2///61987#ABN715 | 001 | 02 | 0112/2///61987#ABN715#001 | reactive power |  |  |  |  | for a linear two-terminal element or two-terminal circuit, under sinusoidal conditions, quantity equal to the product of the apparent power S and the sine of the displacement angle φ | The displacement angle φ is defined in IEV 131-11-48. |  | V·A |  |  | REAL_MEASURE_TYPE |  |  | IEV 131-11-44 MOD |  | NON_DEPENDENT_P_DET | [5 empty] | 0112/2///61987#ABN691 - Specific electrical measurement variables | 0112/2///61987#ABA000 | 0112/2///62720#UAA298 - volt ampere |  | 0112/2///61987#ABT579 - Apparent power | Standard |  | IEC 61987 | IEC | IEC SC65E | - | C00112 |  | 0112-2---61987#ABN715 | https://cdd.iec.ch/cdd/iec61987/iec61987.nsf/PropertiesAllVersions/0112-2---61987%23ABN715
0112/2///61987#ABB754 | 001 | 02 | 0112/2///61987#ABB754#001 | type of connector |  |  |  |  | classification of a communication interface connector according to the standard used | [5 empty] | STRING_TYPE |  |  |  |  | NON_DEPENDENT_P_DET | [5 empty] | 0112/2///61987#ABC175 - Connector | 0112/2///61987#ABA000 |  |  |  | Standard |  |  |  | SC65E – IEC 61987 | - | C00004 |  | 0112-2---61987#ABB754 | https://cdd.iec.ch/cdd/iec61987/iec61987.nsf/PropertiesAllVersions/0112-2---61987%23ABB754
0112/2///61987#ABH115 | 002 | 01 | 0112/2///61987#ABH115#002 | type of head |  |  |  |  | classification of a head of a piece of process equipment according to its geometrical form | Examples are flanged, dished, flared, high crown, non-code |  |  |  |  | ENUM_CODE_TYPE(0112/2///61987#ABL372) |  |  |  |  | DEPENDENT_P_DET |  |  | 0112/2///61987#ABL372 | 0112/2///61987#ABM196 - dished0112/2///61987#ABM197 - flared0112/2///61987#ABM198 - high crown0112/2///61987#ABI407 - others |  | 0112/2///61987#ABH113 - Head | 0112/2///61987#ABA000 |  |  |  | Standard |  | IEC 61987 | IEC | SC65E | 0112/2///61987#ABI406 - empty_property | C00091 |  | 0112-2---61987#ABH115 | https://cdd.iec.ch/cdd/iec61987/iec61987.nsf/PropertiesAllVersions/0112-2---61987%23ABH115
0112/2///61987#ABA188 | 001 | 01 | 0112/2///61987#ABA188#001 | area |  |  |  |  | subset of a site’s physical, geographic, or logical group of assets | An area may contain manufacturing lines, process cells, and production units. Areas may be connected to each other by a site local area network and may contain systems related to the operations performed in that area. |  |  |  |  | STRING_TYPE |  |  | IEC 62443-1-1, ed. 1.0 (2009-07), 3.2.5 |  | NON_DEPENDENT_P_DET | [5 empty] | 0112/2///61987#ABA398 - Project information | 0112/2///61987#ABA000 |  |  |  | Standard |  | IEC 61987 |  | SC65E – IEC 61987 | - | C00018 | 001-01 (2019-03-08 15:35:28 by BATCH 00000766) standard | 0112-2---61987#ABA188 | https://cdd.iec.ch/cdd/iec61987/iec61987.nsf/PropertiesAllVersions/0112-2---61987%23ABA188
0112/2///61987#ABA590 | 009 | 01 | 0112/2///61987#ABA590#009 | mounting orientation |  |  |  |  | recommended orientation for installation of the device for which it is or should be designed | [5 empty] | ENUM_CODE_TYPE(0112/2///61987#ABL687) |  |  |  |  | DEPENDENT_P_DET |  |  | 0112/2///61987#ABL687 | 0112/2///61987#ABL935 - vertical0112/2///61987#ABL936 - horizontal0112/2///61987#ABN346 - vertical down0112/2///61987#ABN347 - vertical up0112/2///61987#ABN343 - inclined0112/2///61987#ABN349 - flow bottom to top0112/2///61987#ABN350 - flow top to bottom0112/2///61987#ABN351 - flow left to right0112/2///61987#ABN352 - flow right to left0112/2///61987#ABI407 - others |  | 0112/2///61987#ABC266 - High/single pressure side line or nozzle0112/2///61987#ABC325 - Low pressure side line or nozzle0112/2///61987#ABC638 - Structural design of a variable area flow transmitter or gauge0112/2///61987#ABD831 - Line or nozzle [2]0112/2///61987#ABE035 - Structural design of a pressure reducing regulator or back pressure/excess pressure regulator0112/2///61987#ABE611 - Structural design of a filter regulator0112/2///61987#ABI468 - Installation0112/2///61987#ABC322 - Line or nozzle0112/2///61987#ABC182 - Deployment conditions [1]0112/2///61987#ABD518 - Deployment conditions [4]0112/2///61987#ABD841 - Deployment conditions [5]0112/2///61987#ABE456 - Deployment conditions [6]0112/2///61987#ABG333 - Deployment conditions [8]0112/2///61987#ABG334 - Deployment conditions [9]0112/2///61987#ABC184 - Deployment design conditions [1]0112/2///61987#ABC185 - Deployment design conditions [2]0112/2///61987#ABD842 - Deployment design conditions [3]0112/2///61987#ABG471 - Deployment design conditions [4]0112/2///61987#ABP024 - Deployment conditions [infrastructure device]0112/2///61987#ABP289 - Deployment design conditions [infrastructure device] | 0112/2///61987#ABA000 |  |  |  | Standard |  |  |  | SC65E – IEC 61987 | 0112/2///61987#ABI406 - empty_property | C00091 |  | 0112-2---61987#ABA590 | https://cdd.iec.ch/cdd/iec61987/iec61987.nsf/PropertiesAllVersions/0112-2---61987%23ABA590
0112/2///61987#ABD165 | 001 | 05 | 0112/2///61987#ABD165#001 | reference to Process case [pressure] |  |  |  |  | reference to block ABC535 | [5 empty] | CLASS_REFERENCE_TYPE(0112/2///61987#ABC535) 0112/2///61987#ABC535 - Process case [pressure] |  |  |  |  | DEPENDENT_P_DET | [5 empty] | 0112/2///61987#ABA026 - Operating LOP for pressure measuring equipment | 0112/2///61987#ABA000 |  |  |  | Standard |  | IEC 61987 | IEC | IEC SC65E | 0112/2///61987#ABB164 - number of process cases | C00112 |  | 0112-2---61987#ABD165 | https://cdd.iec.ch/cdd/iec61987/iec61987.nsf/PropertiesAllVersions/0112-2---61987%23ABD165
0112/2///61987#ABB887 | 002 | 01 | 0112/2///61987#ABB887#002 | number of material of additional parts |  |  |  |  | @number of material of additional parts |  | cardinality property |  |  |  | INT_TYPE |  |  |  |  | CONDITION_DET | [5 empty] | 0112/2///61987#ABC246 - Flowtube assembly0112/2///61987#ABC412 - Flow measuring chamber | 0112/2///61987#ABA000 |  |  |  | Standard |  |  |  | SC65E – IEC 61987 | - | C00004 |  | 0112-2---61987#ABB887 | https://cdd.iec.ch/cdd/iec61987/iec61987.nsf/PropertiesAllVersions/0112-2---61987%23ABB887
0112/2///61987#ABB631 | 007 | 01 | 0112/2///61987#ABB631#007 | designation of manufacturer-specific output |  |  |  |  | alphanumeric character sequence identifying a manufacturer-specific output or output signal | [5 empty] | ENUM_CODE_TYPE(0112/2///61987#ABJ794) |  |  |  |  | DEPENDENT_P_DET |  |  | 0112/2///61987#ABJ794 | 0112/2///61987#ABL222 - PFM0112/2///61987#ABL223 - PCM0112/2///61987#ABI407 - others |  | 0112/2///61987#ABC333 - Manufacturer-specific output [1]0112/2///61987#ABG203 - Manufacturer-specific output [10]0112/2///61987#ABG204 - Manufacturer-specific output [11]0112/2///61987#ABG205 - Manufacturer-specific output [12]0112/2///61987#ABG207 - Manufacturer-specific output [14]0112/2///61987#ABG208 - Manufacturer-specific output [15]0112/2///61987#ABG209 - Manufacturer-specific output [16]0112/2///61987#ABG210 - Manufacturer-specific output [17]0112/2///61987#ABG211 - Manufacturer-specific output [18]0112/2///61987#ABC334 - Manufacturer-specific output [2]0112/2///61987#ABD528 - Manufacturer-specific output [3]0112/2///61987#ABD530 - Manufacturer-specific output [4]0112/2///61987#ABD899 - Manufacturer-specific output [5]0112/2///61987#ABG201 - Manufacturer-specific output [8]0112/2///61987#ABP048 - Manufacturer-specific output [I/O module] | 0112/2///61987#ABA000 |  |  |  | Standard |  |  |  | SC65E – IEC 61987 | 0112/2///61987#ABI406 - empty_property | C00091 |  | 0112-2---61987#ABB631 | https://cdd.iec.ch/cdd/iec61987/iec61987.nsf/PropertiesAllVersions/0112-2---61987%23ABB631
0112/2///61987#ABV204 | 001 | 01 | 0112/2///61987#ABV204#001 | reference to Assigned variable [15] |  |  |  |  | reference to block ABG095 | [5 empty] | CLASS_REFERENCE_TYPE(0112/2///61987#ABG095) 0112/2///61987#ABG095 - Assigned variable [15] |  |  |  |  | NON_DEPENDENT_P_DET | [5 empty] | 0112/2///61987#ABG179 - Analog current output [15]0112/2///61987#ABG188 - Analog voltage output [15]0112/2///61987#ABG197 - Frequency output [15]0112/2///61987#ABG208 - Manufacturer-specific output [15] | 0112/2///61987#ABA000 |  |  |  | Standard |  | IEC 61987 | IEC | SC65E | - | C00019 | 001-01 (2018-03-28 07:27:24 by BATCH 00000762) standard | 0112-2---61987#ABV204 | https://cdd.iec.ch/cdd/iec61987/iec61987.nsf/PropertiesAllVersions/0112-2---61987%23ABV204
0112/2///61987#ABI323 | 001 | 02 | 0112/2///61987#ABI323#001 | reference to Flow technology block |  |  |  |  | reference to block ABH843 | [5 empty] | CLASS_REFERENCE_TYPE(0112/2///61987#ABH843) 0112/2///61987#ABH843 - Flow technology block |  |  |  |  | DEPENDENT_P_DET | [5 empty] | 0112/2///61987#ABH840 - User application parameters | 0112/2///61987#ABA000 |  |  |  | Standard |  | IEC 61987 | IEC | IEC SC65E | 0112/2///61987#ABJ663 - number of Flow technology blocks | C00112 |  | 0112-2---61987#ABI323 | https://cdd.iec.ch/cdd/iec61987/iec61987.nsf/PropertiesAllVersions/0112-2---61987%23ABI323
0112/2///61987#ABH498 | 001 | 01 | 0112/2///61987#ABH498#001 | reference to Device information |  |  |  |  | reference to block ABH496 | [5 empty] | CLASS_REFERENCE_TYPE(0112/2///61987#ABH496) 0112/2///61987#ABH496 - Device information |  |  |  |  | NON_DEPENDENT_P_DET | [5 empty] | 0112/2///61987#ABA439 - Administrative information | 0112/2///61987#ABA000 |  |  |  | Standard |  | IEC 61987 |  | SC65E – IEC 61987 | - | C00018 | 001-01 (2019-03-08 15:35:28 by BATCH 00000766) standard | 0112-2---61987#ABH498 | https://cdd.iec.ch/cdd/iec61987/iec61987.nsf/PropertiesAllVersions/0112-2---61987%23ABH498
0112/2///61987#ABU951 | 001 | 01 | 0112/2///61987#ABU951#001 | reference to Analog current output [9] |  |  |  |  | reference to block ABG173 | [5 empty] | CLASS_REFERENCE_TYPE(0112/2///61987#ABG173) 0112/2///61987#ABG173 - Analog current output [9] |  |  |  |  | DEPENDENT_P_DET | [5 empty] | 0112/2///61987#ABG155 - Type of output [25] | 0112/2///61987#ABA000 |  |  |  | Standard |  | IEC 61987 | IEC | SC65E | 0112/2///61987#ABU940 - output type [25] | C00018 | 001-01 (2018-03-28 07:27:22 by BATCH 00000762) standard | 0112-2---61987#ABU951 | https://cdd.iec.ch/cdd/iec61987/iec61987.nsf/PropertiesAllVersions/0112-2---61987%23ABU951
0112/2///61987#ABD218 | 004 | 02 | 0112/2///61987#ABD218#004 | reference to Signal configuration function |  |  |  |  | reference to block ABC592 | [5 empty] | CLASS_REFERENCE_TYPE(0112/2///61987#ABC592) 0112/2///61987#ABC592 - Signal configuration function |  |  |  |  | DEPENDENT_P_DET | [5 empty] | 0112/2///61987#ABC596 - Software configuration functions | 0112/2///61987#ABA000 |  |  |  | Standard |  | IEC 61987 | IEC | IEC SC65E | 0112/2///61987#ABA494 - number of signal configuration functions | C00112 |  | 0112-2---61987#ABD218 | https://cdd.iec.ch/cdd/iec61987/iec61987.nsf/PropertiesAllVersions/0112-2---61987%23ABD218
0112/2///61987#ABA125 | 004 | 01 | 0112/2///61987#ABA125#004 | maximum absolute pressure of cleaning fluid |  |  |  |  | highest absolute pressure the device can withstand during cleaning in place |  |  | bar |  |  | REAL_MEASURE_TYPE |  |  |  |  | NON_DEPENDENT_P_DET | [5 empty] | 0112/2///61987#ABC308 - Internal cleaning in place conditions | 0112/2///61987#ABA000 | 0112/2///62720#UAA323 - bar |  | 0112/2///61987#ABT524 - Pressure | Standard |  |  |  | SC65E – IEC 61987 | - | C00004 |  | 0112-2---61987#ABA125 | https://cdd.iec.ch/cdd/iec61987/iec61987.nsf/PropertiesAllVersions/0112-2---61987%23ABA125
0112/2///61987#ABC868 | 004 | 02 | 0112/2///61987#ABC868#004 | reference to Explosion protection permissible temperature |  |  |  |  | reference to block ABC238 | [5 empty] | CLASS_REFERENCE_TYPE(0112/2///61987#ABC238) 0112/2///61987#ABC238 - Explosion protection permissible temperature |  |  |  |  | DEPENDENT_P_DET | [5 empty] | 0112/2///61987#ABC232 - Explosion protection design approval0112/2///61987#ABC235 - Explosion protection parameters for intrinsic safety0112/2///61987#ABC236 - Explosion protection parameters for intrinsic safety (active)0112/2///61987#ABC237 - Explosion protection parameters for intrinsic safety (passive) | 0112/2///61987#ABA000 |  |  |  | Standard |  | IEC 61987 | IEC | IEC SC65E | 0112/2///61987#ABB161 - number of explosion protection permissible temperatures | C00112 |  | 0112-2---61987#ABC868 | https://cdd.iec.ch/cdd/iec61987/iec61987.nsf/PropertiesAllVersions/0112-2---61987%23ABC868
0112/2///61987#ABB147 | 004 | 01 | 0112/2///61987#ABB147#004 | designation of electrical terminal |  |  |  |  | alphanumeric character sequence identifying an electrical terminal | [5 empty] | STRING_TYPE |  |  |  |  | NON_DEPENDENT_P_DET | [5 empty] | 0112/2///61987#ABC220 - Electrical terminal | 0112/2///61987#ABA000 |  |  |  | Standard |  |  |  | SC65E – IEC 61987 | - | C00004 |  | 0112-2---61987#ABB147 | https://cdd.iec.ch/cdd/iec61987/iec61987.nsf/PropertiesAllVersions/0112-2---61987%23ABB147
0112/2///61987#ABB858 | 001 | 02 | 0112/2///61987#ABB858#001 | unit of measure for average influence of process pressure on other variable |  |  |  |  | standardized unit of measure for average influence of process pressure on other variable | [5 empty] | STRING_TYPE |  |  |  |  | NON_DEPENDENT_P_DET | [5 empty] | 0112/2///61987#ABC283 - Influence of external quantities expressed for other variable | 0112/2///61987#ABA000 |  |  |  | Standard |  |  |  | SC65E – IEC 61987 | - | C00004 |  | 0112-2---61987#ABB858 | https://cdd.iec.ch/cdd/iec61987/iec61987.nsf/PropertiesAllVersions/0112-2---61987%23ABB858
0112/2///61987#ABF372 | 002 | 01 | 0112/2///61987#ABF372#002 | type of displacer cushioning |  |  |  |  | classification of a displacer cushioning according to its constructional design | [5 empty] | ENUM_CODE_TYPE(0112/2///61987#ABL513) |  |  |  |  | DEPENDENT_P_DET |  |  | 0112/2///61987#ABL513 | 0112/2///61987#ABM689 - mechanical cushioning0112/2///61987#ABM690 - electrical cushioning0112/2///61987#ABI407 - others |  | 0112/2///61987#ABF368 - Displacer support | 0112/2///61987#ABA000 |  |  |  | Standard |  | IEC 61987 | IEC | SC65E | 0112/2///61987#ABI406 - empty_property | C00091 |  | 0112-2---61987#ABF372 | https://cdd.iec.ch/cdd/iec61987/iec61987.nsf/PropertiesAllVersions/0112-2---61987%23ABF372
0112/2///61987#ABB018 | 004 | 01 | 0112/2///61987#ABB018#004 | quantity of internal redundancies |  |  |  |  | number of internal redundancies used in the device | [5 empty] | REAL_TYPE |  |  |  |  | NON_DEPENDENT_P_DET | [5 empty] | 0112/2///61987#ABD877 - Functional safety and reliability [2]0112/2///61987#ABC257 - Functional safety and reliability | 0112/2///61987#ABA000 |  |  |  | Standard |  |  |  | SC65E – IEC 61987 | - | C00019 |  | 0112-2---61987#ABB018 | https://cdd.iec.ch/cdd/iec61987/iec61987.nsf/PropertiesAllVersions/0112-2---61987%23ABB018
0112/2///61987#ABH117 | 001 | 01 | 0112/2///61987#ABH117#001 | overall height |  |  |  |  | vertical distance between the top and bottom of an object standing in its normal position of use |  |  | mm |  |  | REAL_MEASURE_TYPE |  |  |  |  | NON_DEPENDENT_P_DET | [5 empty] | 0112/2///61987#ABH091 - Overall construction0112/2///61987#ABH126 - Support frame0112/2///61987#ABH141 - Stilling well0112/2///61987#ABH145 - Bypass0112/2///61987#ABH113 - Head | 0112/2///61987#ABA000 | 0112/2///62720#UAA862 - millimetre |  | 0112/2///61987#ABT548 - Length short | Standard |  | IEC 61987 | IEC | SC65E | - | C00018 | 001-01 (2018-03-28 07:27:13 by BATCH 00000762) standard | 0112-2---61987#ABH117 | https://cdd.iec.ch/cdd/iec61987/iec61987.nsf/PropertiesAllVersions/0112-2---61987%23ABH117
0112/2///61987#ABE479 | 001 | 01 | 0112/2///61987#ABE479#001 | number of solenoid valve binary inputs |  |  |  |  | @number of solenoid valve binary inputs |  | Cardinality property |  |  |  | INT_TYPE |  |  |  |  | CONDITION_DET | [5 empty] | 0112/2///61987#ABE569 - Input [14] | 0112/2///61987#ABA000 |  |  |  | Standard |  | IEC 61987 | IEC | SC65E | - | C00016 | 001-01 (2018-03-28 07:27:00 by BATCH 00000762) standard | 0112-2---61987#ABE479 | https://cdd.iec.ch/cdd/iec61987/iec61987.nsf/PropertiesAllVersions/0112-2---61987%23ABE479
0112/2///61987#ABE982 | 001 | 01 | 0112/2///61987#ABE982#001 | average influence of process pressure on degree of filling |  |  |  |  | change in output of a degree of filling measuring device caused by a change in process pressure with respect to reference conditions, expressed as the average error across the specified process pressure range |  |  | %/bar |  |  | REAL_MEASURE_TYPE |  |  |  |  | NON_DEPENDENT_P_DET | [5 empty] | 0112/2///61987#ABE977 - Influence of external quantities expressed for degree of filling | 0112/2///61987#ABA000 | 0112/2///62720#UAA010 - percent per bar |  | 0112/2///61987#ABT529 - Percentage per pressure | Standard |  | IEC 61987 | IEC | SC65E | - | C00018 | 001-01 (2018-03-28 07:27:03 by BATCH 00000762) standard | 0112-2---61987#ABE982 | https://cdd.iec.ch/cdd/iec61987/iec61987.nsf/PropertiesAllVersions/0112-2---61987%23ABE982
0112/2///61987#ABF153 | 002 | 01 | 0112/2///61987#ABF153#002 | type of probe surface finish |  |  |  |  | classification of a probe surface finish according to the method used to achieve it | [5 empty] | ENUM_CODE_TYPE(0112/2///61987#ABJ774) |  |  |  |  | DEPENDENT_P_DET |  |  | 0112/2///61987#ABJ774 | 0112/2///61987#ABL121 - anodized0112/2///61987#ABL122 - buffed0112/2///61987#ABL123 - burnished0112/2///61987#ABL124 - case hardened0112/2///61987#ABL125 - clad0112/2///61987#ABL126 - chromated0112/2///61987#ABL127 - electroplated0112/2///61987#ABL128 - electropolished0112/2///61987#ABL129 - enameled0112/2///61987#ABL130 - galvanized0112/2///61987#ABL131 - glazed0112/2///61987#ABL132 - ground0112/2///61987#ABL133 - honed0112/2///61987#ABL134 - painted0112/2///61987#ABL135 - phosphated0112/2///61987#ABL136 - plasma sprayed0112/2///61987#ABL137 - polished0112/2///61987#ABL138 - powder coated0112/2///61987#ABL139 - sand blasted0112/2///61987#ABL140 - shot peened0112/2///61987#ABI407 - others |  | 0112/2///61987#ABF136 - Structural design of a capacitance level transmitter/switch0112/2///61987#ABF155 - Single electrode probe0112/2///61987#ABF157 - Measuring/grounding probe | 0112/2///61987#ABA000 |  |  |  | Standard |  | IEC 61987 | IEC | SC65E | 0112/2///61987#ABI406 - empty_property | C00091 |  | 0112-2---61987#ABF153 | https://cdd.iec.ch/cdd/iec61987/iec61987.nsf/PropertiesAllVersions/0112-2---61987%23ABF153
0112/2///61987#ABP084 | 001 | 01 | 0112/2///61987#ABP084#001 | number of performance variables [input module] |  |  |  |  | cardinality property for performance variable of an input module | [5 empty] | INT_TYPE |  |  |  |  | CONDITION_DET | [5 empty] | 0112/2///61987#ABP055 - Performance of inputs [I/O module] | 0112/2///61987#ABA000 |  |  |  | Standard |  | IEC 61987 | IEC | IEC/SC 65E | - | C00128 | 001-01 (2023-01-23 14:53:51 by BATCH 00000807) standard | 0112-2---61987#ABP084 | https://cdd.iec.ch/cdd/iec61987/iec61987.nsf/PropertiesAllVersions/0112-2---61987%23ABP084
0112/2///61987#ABB787 | 001 | 02 | 0112/2///61987#ABB787#001 | unit of measure for performance of other variable |  |  |  |  | standardized unit of measure for the measured error, the inaccuracy, zero point error or similar performance variables of a user defined variable | [5 empty] | STRING_TYPE |  |  |  |  | NON_DEPENDENT_P_DET | [5 empty] | 0112/2///61987#ABC063 - Absolute performance for other variable0112/2///61987#ABC075 - Accuracy for a subrange of other variable0112/2///61987#ABP007 - Absolute performance for other variable [I/O module] | 0112/2///61987#ABA000 |  |  |  | Standard |  |  |  | SC65E – IEC 61987 | - | C00004 |  | 0112-2---61987#ABB787 | https://cdd.iec.ch/cdd/iec61987/iec61987.nsf/PropertiesAllVersions/0112-2---61987%23ABB787
0112/2///61987#ABF221 | 001 | 01 | 0112/2///61987#ABF221#001 | emissivity setting |  |  |  |  | set value of the parameter emissivity in a non-contact temperature transmitter |  |  | % |  |  | REAL_MEASURE_TYPE |  |  |  |  | NON_DEPENDENT_P_DET | [5 empty] | 0112/2///61987#ABF220 - Parameters of non-contact temperature measurement | 0112/2///61987#ABA000 | 0112/2///62720#UAA000 - percent |  | 0112/2///61987#ABT533 - Percentage | Standard |  | IEC 61987 | IEC | SC65E | - | C00019 | 001-01 (2018-03-28 07:27:05 by BATCH 00000762) standard | 0112-2---61987#ABF221 | https://cdd.iec.ch/cdd/iec61987/iec61987.nsf/PropertiesAllVersions/0112-2---61987%23ABF221
0112/2///61987#ABB121 | 001 | 04 | 0112/2///61987#ABB121#001 | length of scale |  |  |  |  | length of a straight indicating scale of a measuring device |  |  | mm |  |  | REAL_MEASURE_TYPE |  |  |  |  | NON_DEPENDENT_P_DET | [5 empty] | 0112/2///61987#ABC638 - Structural design of a variable area flow transmitter or gauge0112/2///61987#ABF277 - Indicator for sight glass | 0112/2///61987#ABA000 | 0112/2///62720#UAA862 - millimetre |  | 0112/2///61987#ABT548 - Length short | Standard |  |  |  | SC65E – IEC 61987 | - | C00004 |  | 0112-2---61987#ABB121 | https://cdd.iec.ch/cdd/iec61987/iec61987.nsf/PropertiesAllVersions/0112-2---61987%23ABB121
0112/2///61987#ABU269 | 001 | 03 | 0112/2///61987#ABU269#001 | reference to Inline ultrasonic flowmeter |  |  |  |  | reference to block ABC289 |  | Id specified in IEC61987-12/-13: ABC919 |  |  |  | CLASS_REFERENCE_TYPE(0112/2///61987#ABC289) 0112/2///61987#ABC289 - Inline ultrasonic flowmeter |  |  |  |  | DEPENDENT_P_DET | [5 empty] | 0112/2///61987#ABC644 - Structural design of an ultrasonic flow transmitter | 0112/2///61987#ABA000 |  |  |  | Standard |  |  |  | SC65E – IEC 61987 | 0112/2///61987#ABU267 - ultrasonic flowmeter type | C00004 |  | 0112-2---61987#ABU269 | https://cdd.iec.ch/cdd/iec61987/iec61987.nsf/PropertiesAllVersions/0112-2---61987%23ABU269
0112/2///61987#ABF180 | 001 | 01 | 0112/2///61987#ABF180#001 | minimum vessel/pipe diameter |  |  |  |  | lowest diameter of the vessel or the tube at which a device or a device component can operate within specifications |  |  | mm |  |  | REAL_MEASURE_TYPE |  |  |  |  | NON_DEPENDENT_P_DET | [5 empty] | 0112/2///61987#ABF182 - Structural design of an ultrasonic level transmitter | 0112/2///61987#ABA000 | 0112/2///62720#UAA862 - millimetre |  | 0112/2///61987#ABT548 - Length short | Standard |  | IEC 61987 | IEC | SC65E | - | C00018 | 001-01 (2018-03-28 07:27:04 by BATCH 00000762) standard | 0112-2---61987#ABF180 | https://cdd.iec.ch/cdd/iec61987/iec61987.nsf/PropertiesAllVersions/0112-2---61987%23ABF180
0112/2///61987#ABA906 | 007 | 01 | 0112/2///61987#ABA906#007 | manufacturing module |  |  |  |  | conformity assessment procedure for the category under which the device falls to which the manufacturer should subject the device | [5 empty] | ENUM_CODE_TYPE(0112/2///61987#ABL526) |  |  |  |  | DEPENDENT_P_DET |  |  | 0112/2///61987#ABL526 | 0112/2///61987#ABM718 - Module A0112/2///61987#ABM719 - Module A20112/2///61987#ABM720 - Module D10112/2///61987#ABM721 - Module E10112/2///61987#ABM722 - Module B (design type) + Module D0112/2///61987#ABM723 - Module B (design type) + Module F0112/2///61987#ABM724 - Module B (production type) + Module E0112/2///61987#ABM725 - Module B (production type) + Module C20112/2///61987#ABM726 - Module H0112/2///61987#ABM727 - Module B (production type) + Module D0112/2///61987#ABM728 - Module B (production type) + Module F0112/2///61987#ABM729 - Module G0112/2///61987#ABM730 - Module H10112/2///61987#ABI407 - others |  | 0112/2///61987#ABC525 - Pressure equipment directive0112/2///61987#ABD984 - Pressure equipment directive [2] | 0112/2///61987#ABA000 |  |  |  | Standard |  |  |  | SC65E – IEC 61987 | 0112/2///61987#ABI406 - empty_property | C00091 |  | 0112-2---61987#ABA906 | https://cdd.iec.ch/cdd/iec61987/iec61987.nsf/PropertiesAllVersions/0112-2---61987%23ABA906
0112/2///61987#ABC998 | 001 | 02 | 0112/2///61987#ABC998#001 | reference to Material of hot tap lower tube section |  |  |  |  | reference to block ABC368 | [5 empty] | CLASS_REFERENCE_TYPE(0112/2///61987#ABC368) 0112/2///61987#ABC368 - Material of hot tap lower tube section |  |  |  |  | NON_DEPENDENT_P_DET | [5 empty] | 0112/2///61987#ABC582 - Retractable electromagnetic insertion flow transmitter0112/2///61987#ABC583 - Retractable thermal mass flow transmitter | 0112/2///61987#ABA000 |  |  |  | Standard |  |  |  | SC65E – IEC 61987 | - | C00004 |  | 0112-2---61987#ABC998 | https://cdd.iec.ch/cdd/iec61987/iec61987.nsf/PropertiesAllVersions/0112-2---61987%23ABC998
0112/2///61987#ABU309 | 001 | 03 | 0112/2///61987#ABU309#001 | reference to Binary pneumatic/hydraulic output |  |  |  |  | reference to block ABC146 |  | Id specified in IEC61987-12/-13: ABC776 |  |  |  | CLASS_REFERENCE_TYPE(0112/2///61987#ABC146) 0112/2///61987#ABC146 - Binary pneumatic/hydraulic output |  |  |  |  | DEPENDENT_P_DET | [5 empty] | 0112/2///61987#ABC667 - Type of output [4] | 0112/2///61987#ABA000 |  |  |  | Standard |  |  |  | SC65E – IEC 61987 | 0112/2///61987#ABU292 - output type [4] | C00004 |  | 0112-2---61987#ABU309 | https://cdd.iec.ch/cdd/iec61987/iec61987.nsf/PropertiesAllVersions/0112-2---61987%23ABU309
0112/2///61987#ABE424 | 002 | 01 | 0112/2///61987#ABE424#002 | style of wedge |  |  |  |  | classification of a wedge according to its geometric shape | [5 empty] | ENUM_CODE_TYPE(0112/2///61987#ABL371) |  |  |  |  | DEPENDENT_P_DET |  |  | 0112/2///61987#ABL371 | 0112/2///61987#ABM194 - disc0112/2///61987#ABM195 - plate0112/2///61987#ABI407 - others |  | 0112/2///61987#ABE029 - Structural design of a gate valve | 0112/2///61987#ABA000 |  |  |  | Standard |  |  |  |  | 0112/2///61987#ABI406 - empty_property | C00091 |  | 0112-2---61987#ABE424 | https://cdd.iec.ch/cdd/iec61987/iec61987.nsf/PropertiesAllVersions/0112-2---61987%23ABE424
0112/2///61987#ABH438 | 001 | 01 | 0112/2///61987#ABH438#001 | type of thermal system |  |  |  |  | classification of a filled system temperature measuring device according to the fluid contained | [5 empty] | STRING_TYPE |  |  |  |  | NON_DEPENDENT_P_DET | [5 empty] | 0112/2///61987#ABF513 - Structural design of temperature gauge | 0112/2///61987#ABA000 |  |  |  | Standard |  |  |  | SC65E – IEC 61987 | - | C0018 | 001-01 (2018-03-28 07:27:15 by BATCH 00000762) standard | 0112-2---61987#ABH438 | https://cdd.iec.ch/cdd/iec61987/iec61987.nsf/PropertiesAllVersions/0112-2---61987%23ABH438
0112/2///61987#ABU189 | 004 | 01 | 0112/2///61987#ABU189#004 | reference to Other variable |  |  |  |  | reference to block ABC475 | [5 empty] | CLASS_REFERENCE_TYPE(0112/2///61987#ABC475) 0112/2///61987#ABC475 - Other variable |  |  |  |  | DEPENDENT_P_DET | [5 empty] | 0112/2///61987#ABC661 - Type of measured variable [2]0112/2///61987#ABE565 - Type of measured variable [5] | 0112/2///61987#ABA000 |  |  |  | Standard |  | IEC 61987 | IEC | SC65E | 0112/2///61987#ABU581 - measured variable type [5] | C00016 |  | 0112-2---61987#ABU189 | https://cdd.iec.ch/cdd/iec61987/iec61987.nsf/PropertiesAllVersions/0112-2---61987%23ABU189
0112/2///61987#ABF321 | 002 | 01 | 0112/2///61987#ABF321#002 | reference standard of thermowell |  |  |  |  | standard to which the mechanical design of a thermowell refers | [5 empty] | ENUM_CODE_TYPE(0112/2///61987#ABL366) |  |  |  |  | DEPENDENT_P_DET |  |  | 0112/2///61987#ABL366 | 0112/2///61987#ABM180 - DIN 437720112/2///61987#ABM181 - DIN 47630112/2///61987#ABM182 - ASME B40.90112/2///61987#ABM183 - ASME PTC19.3 TW0112/2///61987#ABI407 - others |  | 0112/2///61987#ABF319 - Structural design of a thermowell | 0112/2///61987#ABA000 |  |  |  | Standard |  | IEC 61987 | IEC | SC65E | 0112/2///61987#ABI406 - empty_property | C00091 |  | 0112-2---61987#ABF321 | https://cdd.iec.ch/cdd/iec61987/iec61987.nsf/PropertiesAllVersions/0112-2---61987%23ABF321
0112/2///61987#ABF410 | 001 | 01 | 0112/2///61987#ABF410#001 | insulation material between sensing element wires |  |  |  |  | material placed between electrical conductors to ensure their electrical isolation | [5 empty] | STRING_TYPE |  |  |  |  | NON_DEPENDENT_P_DET | [5 empty] | 0112/2///61987#ABF405 - Structural design of an insert/element | 0112/2///61987#ABA000 |  |  |  | Standard |  | IEC 61987 | IEC | SC65E | - | C00018 | 001-01 (2018-03-28 07:27:06 by BATCH 00000762) standard | 0112-2---61987#ABF410 | https://cdd.iec.ch/cdd/iec61987/iec61987.nsf/PropertiesAllVersions/0112-2---61987%23ABF410
0112/2///61987#ABC987 | 001 | 02 | 0112/2///61987#ABC987#001 | reference to Material of extension |  |  |  |  | reference to block ABC357 | [5 empty] | CLASS_REFERENCE_TYPE(0112/2///61987#ABC357) 0112/2///61987#ABC357 - Material of extension |  |  |  |  | NON_DEPENDENT_P_DET | [5 empty] | 0112/2///61987#ABC198 - Extended diaphragm seal | 0112/2///61987#ABA000 |  |  |  | Standard |  |  |  | SC65E – IEC 61987 | - | C00004 |  | 0112-2---61987#ABC987 | https://cdd.iec.ch/cdd/iec61987/iec61987.nsf/PropertiesAllVersions/0112-2---61987%23ABC987
0112/2///61987#ABJ632 | 001 | 01 | 0112/2///61987#ABJ632#001 | READBACK_STATUS |  |  |  |  | parameter indicating the status of the current output value of the block | [5 empty] | INT_TYPE |  |  |  |  | NON_DEPENDENT_P_DET | [5 empty] | 0112/2///61987#ABI739 - READBACK | 0112/2///61987#ABA000 |  |  |  | Standard |  |  |  | SC65E – IEC 61987 | - | C00019 | 001-01 (2019-03-08 15:35:33 by BATCH 00000766) standard | 0112-2---61987#ABJ632 | https://cdd.iec.ch/cdd/iec61987/iec61987.nsf/PropertiesAllVersions/0112-2---61987%23ABJ632
0112/2///61987#ABP172 | 001 | 01 | 0112/2///61987#ABP172#001 | set filter time constant |  |  |  |  | set time constant of a filter which is used to smooth a signal |  |  | ms |  |  | REAL_MEASURE_TYPE |  |  |  |  | NON_DEPENDENT_P_DET | [5 empty] | 0112/2///61987#ABP017 - Analog to digital conversion | 0112/2///61987#ABA000 | 0112/2///62720#UAA899 - millisecond |  | 0112/2///61987#ABT510 - Time/time duration short | Standard |  | IEC 61987 | IEC | IEC/SC 65E | - | C00128 | 001-01 (2023-01-23 14:53:52 by BATCH 00000807) standard | 0112-2---61987#ABP172 | https://cdd.iec.ch/cdd/iec61987/iec61987.nsf/PropertiesAllVersions/0112-2---61987%23ABP172
0112/2///61987#ABI463 | 002 | 01 | 0112/2///61987#ABI463#002 | reference to Explosion protection parameters for nonincendive installation |  |  |  |  | reference to block ABI462 | [5 empty] | CLASS_REFERENCE_TYPE(0112/2///61987#ABI462) 0112/2///61987#ABI462 - Explosion protection parameters for nonincendive installation |  |  |  |  | NON_DEPENDENT_P_DET | [5 empty] | 0112/2///61987#ABC085 - Analog current input parameters0112/2///61987#ABC094 - Analog voltage input parameters0112/2///61987#ABC140 - Binary current output0112/2///61987#ABC142 - Binary input0112/2///61987#ABC145 - Binary output IEC 60947-5-6 (NAMUR)0112/2///61987#ABC335 - Manufacturer-specific parameters0112/2///61987#ABC685 - Wired communication interface0112/2///61987#ABE570 - Solenoid valve binary input0112/2///61987#ABF287 - Input for temperature transmitter0112/2///61987#ABF289 - RTD/thermocouple probe output0112/2///61987#ABC091 - Analog current output parameters0112/2///61987#ABC099 - Analog voltage output parameters0112/2///61987#ABC141 - Binary transistor/triac output0112/2///61987#ABC143 - Binary input IEC 60947-5-6 (NAMUR)0112/2///61987#ABC144 - Binary relay output0112/2///61987#ABC555 - Pulse/frequency input/output parameters0112/2///61987#ABP015 - Analog current input parameters [I/O module]0112/2///61987#ABP019 - Analog voltage input parameters [I/O module]0112/2///61987#ABP021 - Binary input [I/O module]0112/2///61987#ABP023 - Binary powered output0112/2///61987#ABP031 - Frequency input parameters [I/O module]0112/2///61987#ABP069 - RMS input0112/2///61987#ABP301 - Binary valve output | 0112/2///61987#ABA000 |  |  |  | Standard |  |  |  | SC65E – IEC 61987 | - | C00019 |  | 0112-2---61987#ABI463 | https://cdd.iec.ch/cdd/iec61987/iec61987.nsf/PropertiesAllVersions/0112-2---61987%23ABI463
0112/2///61987#ABV019 | 001 | 01 | 0112/2///61987#ABV019#001 | reference to Flow velocity measurement |  |  |  |  | reference to block ABD488 | [5 empty] | CLASS_REFERENCE_TYPE(0112/2///61987#ABD488) 0112/2///61987#ABD488 - Flow velocity measurement |  |  |  |  | DEPENDENT_P_DET | [5 empty] | 0112/2///61987#ABF982 - Type of measured variable [10] | 0112/2///61987#ABA000 |  |  |  | Standard |  | IEC 61987 | IEC | SC65E | 0112/2///61987#ABV005 - measured variable type [10] | C00018 | 001-01 (2018-03-28 07:27:23 by BATCH 00000762) standard | 0112-2---61987#ABV019 | https://cdd.iec.ch/cdd/iec61987/iec61987.nsf/PropertiesAllVersions/0112-2---61987%23ABV019
0112/2///61987#ABC907 | 001 | 02 | 0112/2///61987#ABC907#001 | reference to Influence of external quantities expressed as a percentage for pressure |  |  |  |  | reference to block ABC277 | [5 empty] | CLASS_REFERENCE_TYPE(0112/2///61987#ABC277) 0112/2///61987#ABC277 - Influence of external quantities expressed as a percentage for pressure |  |  |  |  | NON_DEPENDENT_P_DET | [5 empty] | 0112/2///61987#ABC067 - Accuracy expressed as a percentage [1] | 0112/2///61987#ABA000 |  |  |  | Standard |  |  |  | SC65E – IEC 61987 | - | C00004 |  | 0112-2---61987#ABC907 | https://cdd.iec.ch/cdd/iec61987/iec61987.nsf/PropertiesAllVersions/0112-2---61987%23ABC907
0112/2///61987#ABU979 | 001 | 01 | 0112/2///61987#ABU979#001 | reference to Assigned concentration range |  |  |  |  | reference to block ABE883 | [5 empty] | CLASS_REFERENCE_TYPE(0112/2///61987#ABE883) 0112/2///61987#ABE883 - Assigned concentration range |  |  |  |  | DEPENDENT_P_DET | [5 empty] | 0112/2///61987#ABG089 - Assigned variable [9]0112/2///61987#ABG091 - Assigned variable [11] | 0112/2///61987#ABA000 |  |  |  | Standard |  | IEC 61987 | IEC | SC65E | 0112/2///61987#ABU945 - assigned variable type [9] | C00018 | 001-01 (2018-03-28 07:27:23 by BATCH 00000762) standard | 0112-2---61987#ABU979 | https://cdd.iec.ch/cdd/iec61987/iec61987.nsf/PropertiesAllVersions/0112-2---61987%23ABU979
0112/2///61987#ABF332 | 001 | 01 | 0112/2///61987#ABF332#001 | type of connection to insert/element |  |  |  |  | classification of a connection to an insert according to its fabricated form | [5 empty] | STRING_TYPE |  |  |  |  | NON_DEPENDENT_P_DET | [5 empty] | 0112/2///61987#ABF319 - Structural design of a thermowell0112/2///61987#ABF378 - Structural design of a thermowell extension0112/2///61987#ABF380 - Structural design of a connection head0112/2///61987#ABF396 - Structural design of separate temperature transmitter | 0112/2///61987#ABA000 |  |  |  | Standard |  | IEC 61987 | IEC | SC65E | - | C00019 | 001-01 (2018-03-28 07:27:06 by BATCH 00000762) standard | 0112-2---61987#ABF332 | https://cdd.iec.ch/cdd/iec61987/iec61987.nsf/PropertiesAllVersions/0112-2---61987%23ABF332
0112/2///61987#ABG825 | 002 | 05 | 0112/2///61987#ABG825#002 | reference to Performance variable [25] |  |  |  |  | reference to block ABG265 | [5 empty] | CLASS_REFERENCE_TYPE(0112/2///61987#ABG265) 0112/2///61987#ABG265 - Performance variable [25] |  |  |  |  | DEPENDENT_P_DET | [5 empty] | 0112/2///61987#ABG228 - Performance [25] | 0112/2///61987#ABA000 |  |  |  | Standard |  | IEC 61987 | IEC | IEC SC65E | 0112/2///61987#ABB636 - number of performance variables | C00112 |  | 0112-2---61987#ABG825 | https://cdd.iec.ch/cdd/iec61987/iec61987.nsf/PropertiesAllVersions/0112-2---61987%23ABG825
0112/2///61987#ABG896 | 001 | 01 | 0112/2///61987#ABG896#001 | reference to Process design ratings [8] |  |  |  |  | reference to block ABG336 | [5 empty] | CLASS_REFERENCE_TYPE(0112/2///61987#ABG336) 0112/2///61987#ABG336 - Process design ratings [8] |  |  |  |  | NON_DEPENDENT_P_DET | [5 empty] | 0112/2///61987#ABG327 - Rated operating conditions [22] | 0112/2///61987#ABA000 |  |  |  | Standard |  | IEC 61987 | IEC | SC65E | - | C00019 | 001-01 (2018-03-28 07:27:11 by BATCH 00000762) standard | 0112-2---61987#ABG896 | https://cdd.iec.ch/cdd/iec61987/iec61987.nsf/PropertiesAllVersions/0112-2---61987%23ABG896
0112/2///61987#ABF920 | 001 | 01 | 0112/2///61987#ABF920#001 | reference to Operating LOP for density measuring equipment |  |  |  |  | reference to block ABF868 | [5 empty] | CLASS_REFERENCE_TYPE(0112/2///61987#ABF868) 0112/2///61987#ABF868 - Operating LOP for density measuring equipment |  |  |  |  | NON_DEPENDENT_P_DET | [5 empty] | 0112/2///61987#ABA754 - Density transmitter | 0112/2///61987#ABA000 |  |  |  | Standard |  | IEC 61987 | IEC | SC65E | - | C00017 | 001-01 (2018-03-28 07:27:10 by BATCH 00000762) standard | 0112-2---61987#ABF920 | https://cdd.iec.ch/cdd/iec61987/iec61987.nsf/PropertiesAllVersions/0112-2---61987%23ABF920
0112/2///61987#ABD333 | 004 | 01 | 0112/2///61987#ABD333#004 | maximum allowable absolute pressure |  |  |  |  | highest absolute pressure for which the equipment is designed, as specified by the manufacturer |  |  | bar |  |  | REAL_MEASURE_TYPE |  |  | ISO 4126 MOD |  | NON_DEPENDENT_P_DET | [5 empty] | 0112/2///61987#ABC532 - Pressure-temperature design conditions0112/2///61987#ABC533 - Pressure-temperature design ratings0112/2///61987#ABE585 - Pressure-temperature design ratings [3]0112/2///61987#ABG477 - Pressure-temperature design conditions [temperature] | 0112/2///61987#ABA000 | 0112/2///62720#UAA323 - bar |  | 0112/2///61987#ABT524 - Pressure | Standard |  |  |  | SC65E – IEC 61987 | - | C00004 |  | 0112-2---61987#ABD333 | https://cdd.iec.ch/cdd/iec61987/iec61987.nsf/PropertiesAllVersions/0112-2---61987%23ABD333
0112/2///61987#ABB034 | 001 | 04 | 0112/2///61987#ABB034#001 | volume of fill fluid |  |  |  |  | volume of fill fluid in a remote seal or diaphragm seal assembly |  |  | cm³ |  |  | REAL_MEASURE_TYPE |  |  |  |  | NON_DEPENDENT_P_DET | [5 empty] | 0112/2///61987#ABC577 - Remote seal fill fluid | 0112/2///61987#ABA000 | 0112/2///62720#UAA385 - centimetre cubed |  | 0112/2///61987#ABT505 - Volume | Standard |  |  |  | SC65E – IEC 61987 | - | C00004 |  | 0112-2---61987#ABB034 | https://cdd.iec.ch/cdd/iec61987/iec61987.nsf/PropertiesAllVersions/0112-2---61987%23ABB034
0112/2///61987#ABF238 | 002 | 01 | 0112/2///61987#ABF238#002 | type of lens protection |  |  |  |  | classification of a lens according to method of protection against physical and chemical damage | [5 empty] | ENUM_CODE_TYPE(0112/2///61987#ABL696) |  |  |  |  | DEPENDENT_P_DET |  |  | 0112/2///61987#ABL696 | 0112/2///61987#ABL070 - window0112/2///61987#ABN380 - coated window0112/2///61987#ABI407 - others |  | 0112/2///61987#ABF226 - Structural design of a radiation thermometer | 0112/2///61987#ABA000 |  |  |  | Standard |  | IEC 61987 | IEC | SC65E | 0112/2///61987#ABI406 - empty_property | C00091 |  | 0112-2---61987#ABF238 | https://cdd.iec.ch/cdd/iec61987/iec61987.nsf/PropertiesAllVersions/0112-2---61987%23ABF238
0112/2///61987#ABB767 | 001 | 04 | 0112/2///61987#ABB767#001 | non-repeatability of mass flow |  |  |  |  | for a device, absolute degree of deviation between the results of successive measurements of mass flow, carried out under the same conditions of measurement |  |  | kg/h |  |  | REAL_MEASURE_TYPE |  |  | IEV 311-06-06 (Repeatability), MOD |  | NON_DEPENDENT_P_DET | [5 empty] | 0112/2///61987#ABC061 - Absolute performance for mass flow | 0112/2///61987#ABA000 | 0112/2///62720#UAA607 - kilogram per hour |  | 0112/2///61987#ABT545 - Mass flow rate | Standard |  |  |  | SC65E – IEC 61987 | - | C00004 |  | 0112-2---61987#ABB767 | https://cdd.iec.ch/cdd/iec61987/iec61987.nsf/PropertiesAllVersions/0112-2---61987%23ABB767
0112/2///61987#ABF297 | 001 | 01 | 0112/2///61987#ABF297#001 | material of conductor |  |  |  |  | material from which the conductor is made | [5 empty] | STRING_TYPE |  |  |  |  | NON_DEPENDENT_P_DET | [5 empty] | 0112/2///61987#ABF294 - Flying lead0112/2///61987#ABF335 - Connected cable | 0112/2///61987#ABA000 |  |  |  | Standard |  | IEC 61987 | IEC | SC65E | - | C00019 | 001-01 (2018-03-28 07:27:05 by BATCH 00000762) standard | 0112-2---61987#ABF297 | https://cdd.iec.ch/cdd/iec61987/iec61987.nsf/PropertiesAllVersions/0112-2---61987%23ABF297
0112/2///61987#ABA636 | 002 | 01 | 0112/2///61987#ABA636#002 | role of remote seal |  |  |  |  | task of a remote seal concerning the pressure measurement function in a pressure measurement application | [5 empty] | STRING_TYPE |  |  |  |  | NON_DEPENDENT_P_DET | [5 empty] | 0112/2///61987#ABC630 - Structural design of a remote seal [1]0112/2///61987#ABC631 - Structural design of a remote seal [2] | 0112/2///61987#ABA000 |  |  |  | Standard |  |  |  | SC65E – IEC 61987 | - | C00004 |  | 0112-2---61987#ABA636 | https://cdd.iec.ch/cdd/iec61987/iec61987.nsf/PropertiesAllVersions/0112-2---61987%23ABA636
0112/2///61987#ABA230 | 005 | 01 | 0112/2///61987#ABA230#005 | number of hazardous area approvals |  |  |  |  | @number of hazardous area approvals |  | cardinality property |  |  |  | INT_TYPE |  |  |  |  | CONDITION_DET | [5 empty] | 0112/2///61987#ABC156 - Certificates and approvals0112/2///61987#ABD817 - Certificates and approvals [2]0112/2///61987#ABD818 - Certificates and approvals [3]0112/2///61987#ABE718 - Certificates and approvals [4]0112/2///61987#ABE720 - Certificates and approvals [5] | 0112/2///61987#ABA000 |  |  |  | Standard |  |  |  | SC65E – IEC 61987 | - | C00004 |  | 0112-2---61987#ABA230 | https://cdd.iec.ch/cdd/iec61987/iec61987.nsf/PropertiesAllVersions/0112-2---61987%23ABA230
0112/2///61987#ABI127 | 001 | 01 | 0112/2///61987#ABI127#001 | DAMPING |  |  |  |  | parameter determining the filter time in seconds applied to the output of an input block or input of an output block | [5 empty] | REAL_TYPE |  |  |  |  | NON_DEPENDENT_P_DET | [5 empty] | 0112/2///61987#ABH876 - Analog input function block | 0112/2///61987#ABA000 |  |  |  | Standard |  |  |  | SC65E – IEC 61987 | - | C00018 | 001-01 (2019-03-08 15:35:31 by BATCH 00000766) standard | 0112-2---61987#ABI127 | https://cdd.iec.ch/cdd/iec61987/iec61987.nsf/PropertiesAllVersions/0112-2---61987%23ABI127
0112/2///61987#ABH432 | 001 | 01 | 0112/2///61987#ABH432#001 | zero adjustment temperature value |  |  |  |  | value by which a temperature measurement is offset to provide a reading of zero on an output | the value could be positive or negative for elevation or suppression, resp. |  | °C |  |  | REAL_MEASURE_TYPE |  |  |  |  | NON_DEPENDENT_P_DET | [5 empty] | 0112/2///61987#ABC421 - Measuring range for temperature | 0112/2///61987#ABA000 | 0112/2///62720#UAA033 - degree Celsius |  | 0112/2///61987#ABT514 - Temperature | Standard |  |  |  | SC65E – IEC 61987 | - | C0018 | 001-01 (2018-03-28 07:27:15 by BATCH 00000762) standard | 0112-2---61987#ABH432 | https://cdd.iec.ch/cdd/iec61987/iec61987.nsf/PropertiesAllVersions/0112-2---61987%23ABH432
0112/2///61987#ABD438 | 004 | 01 | 0112/2///61987#ABD438#004 | permitted fluid group liquid |  |  |  |  | classification of a liquid substance (fluid) according to its hazard potential according the Pressure Equipment Directive 97/23/EC of the European Community that the device is designed to safely work with | [5 empty] | ENUM_CODE_TYPE(0112/2///61987#ABJ780) |  |  |  |  | DEPENDENT_P_DET |  |  | 0112/2///61987#ABJ780 | 0112/2///61987#ABL156 - group 10112/2///61987#ABL157 - group 20112/2///61987#ABI407 - others |  | 0112/2///61987#ABC525 - Pressure equipment directive | 0112/2///61987#ABA000 |  |  |  | Standard |  |  |  | SC65E – IEC 61987 | 0112/2///61987#ABI406 - empty_property | C00091 |  | 0112-2---61987#ABD438 | https://cdd.iec.ch/cdd/iec61987/iec61987.nsf/PropertiesAllVersions/0112-2---61987%23ABD438
0112/2///61987#ABU312 | 001 | 03 | 0112/2///61987#ABU312#001 | reference to Normalized volume flow measurement |  |  |  |  | reference to block ABC456 |  | Id specified in IEC61987-12/-13: ABD086 |  |  |  | CLASS_REFERENCE_TYPE(0112/2///61987#ABC456) 0112/2///61987#ABC456 - Normalized volume flow measurement |  |  |  |  | DEPENDENT_P_DET | [5 empty] | 0112/2///61987#ABC662 - Type of measured variable [3] | 0112/2///61987#ABA000 |  |  |  | Standard |  |  |  | SC65E – IEC 61987 | 0112/2///61987#ABU293 - measured variable type [3] | C00004 |  | 0112-2---61987#ABU312 | https://cdd.iec.ch/cdd/iec61987/iec61987.nsf/PropertiesAllVersions/0112-2---61987%23ABU312
0112/2///61987#ABF098 | 001 | 01 | 0112/2///61987#ABF098#001 | average influence of ambient temperature on resistance |  |  |  |  | change in output of a resistance measuring device caused by a change in ambient temperature with respect to reference conditions, expressed as the average error across the specified ambient temperature range |  |  | mΩ/K |  |  | REAL_MEASURE_TYPE |  |  |  |  | NON_DEPENDENT_P_DET | [5 empty] | 0112/2///61987#ABF096 - Influence of external quantities expressed for resistance0112/2///61987#ABP041 - Influence of external quantities expressed for resistance [I/O module] | 0112/2///61987#ABA000 | 0112/2///62720#UAD874 - milliohm per kelvin |  | 0112/2///61987#ABI449 - Resistance per temperature | Standard |  | IEC 61987 | IEC | SC65E | - | C00019 | 001-01 (2018-03-28 07:27:04 by BATCH 00000762) standard | 0112-2---61987#ABF098 | https://cdd.iec.ch/cdd/iec61987/iec61987.nsf/PropertiesAllVersions/0112-2---61987%23ABF098
0112/2///61987#ABF055 | 001 | 01 | 0112/2///61987#ABF055#001 | type of voltage measurement |  |  |  |  | classification of a voltage measurement according to the output quantity | [5 empty] | STRING_TYPE |  |  |  |  | NON_DEPENDENT_P_DET | [5 empty] | 0112/2///61987#ABF053 - Voltage measurement | 0112/2///61987#ABA000 |  |  |  | Standard |  | IEC 61987 | IEC | SC65E | - | C00019 | 001-01 (2018-03-28 07:27:03 by BATCH 00000762) standard | 0112-2---61987#ABF055 | https://cdd.iec.ch/cdd/iec61987/iec61987.nsf/PropertiesAllVersions/0112-2---61987%23ABF055
0112/2///61987#ABG695 | 002 | 05 | 0112/2///61987#ABG695#002 | reference to Output [20] |  |  |  |  | reference to block ABG135 | [5 empty] | CLASS_REFERENCE_TYPE(0112/2///61987#ABG135) 0112/2///61987#ABG135 - Output [20] |  |  |  |  | DEPENDENT_P_DET | [5 empty] | 0112/2///61987#ABE764 - Device LOP for separate temperature transmitter | 0112/2///61987#ABA000 |  |  |  | Standard |  | IEC 61987 | IEC | IEC SC65E | 0112/2///61987#ABB206 - number of outputs | C00112 |  | 0112-2---61987#ABG695 | https://cdd.iec.ch/cdd/iec61987/iec61987.nsf/PropertiesAllVersions/0112-2---61987%23ABG695
0112/2///61987#ABB103 | 004 | 01 | 0112/2///61987#ABB103#004 | number of electrical terminals |  |  |  |  | @number of electrical terminals |  | cardinality property |  |  |  | INT_TYPE |  |  |  |  | CONDITION_DET | [5 empty] | 0112/2///61987#ABC085 - Analog current input parameters0112/2///61987#ABC094 - Analog voltage input parameters0112/2///61987#ABC140 - Binary current output0112/2///61987#ABC142 - Binary input0112/2///61987#ABC145 - Binary output IEC 60947-5-6 (NAMUR)0112/2///61987#ABC219 - Electrical power output circuit0112/2///61987#ABC335 - Manufacturer-specific parameters0112/2///61987#ABC579 - RTD input0112/2///61987#ABC652 - Thermocouple input0112/2///61987#ABC685 - Wired communication interface0112/2///61987#ABE570 - Solenoid valve binary input0112/2///61987#ABF287 - Input for temperature transmitter0112/2///61987#ABF289 - RTD/thermocouple probe output0112/2///61987#ABF380 - Structural design of a connection head0112/2///61987#ABC091 - Analog current output parameters0112/2///61987#ABC099 - Analog voltage output parameters0112/2///61987#ABC141 - Binary transistor/triac output0112/2///61987#ABC143 - Binary input IEC 60947-5-6 (NAMUR)0112/2///61987#ABC144 - Binary relay output0112/2///61987#ABC218 - Electrical power input circuit0112/2///61987#ABC555 - Pulse/frequency input/output parameters0112/2///61987#ABP015 - Analog current input parameters [I/O module]0112/2///61987#ABP019 - Analog voltage input parameters [I/O module]0112/2///61987#ABP021 - Binary input [I/O module]0112/2///61987#ABP023 - Binary powered output0112/2///61987#ABP031 - Frequency input parameters [I/O module]0112/2///61987#ABP050 - mV input [I/O module]0112/2///61987#ABP068 - Resistor input [I/O module]0112/2///61987#ABP069 - RMS input0112/2///61987#ABP070 - RTD input [I/O module]0112/2///61987#ABP075 - Thermocouple input [I/O module] | 0112/2///61987#ABA000 |  |  |  | Standard |  |  |  | SC65E – IEC 61987 | - | C00004 |  | 0112-2---61987#ABB103 | https://cdd.iec.ch/cdd/iec61987/iec61987.nsf/PropertiesAllVersions/0112-2---61987%23ABB103
0112/2///61987#ABB148 | 004 | 01 | 0112/2///61987#ABB148#004 | marking of electrical terminal |  |  |  |  | number, letter or symbol identifying the function of an electrical terminal | [5 empty] | STRING_TYPE |  |  |  |  | NON_DEPENDENT_P_DET | [5 empty] | 0112/2///61987#ABC220 - Electrical terminal | 0112/2///61987#ABA000 |  |  |  | Standard |  |  |  | SC65E – IEC 61987 | - | C00004 |  | 0112-2---61987#ABB148 | https://cdd.iec.ch/cdd/iec61987/iec61987.nsf/PropertiesAllVersions/0112-2---61987%23ABB148
0112/2///61987#ABD015 | 002 | 01 | 0112/2///61987#ABD015#002 | reference to Material of protective tube |  |  |  |  | reference to block ABC385 | [5 empty] | CLASS_REFERENCE_TYPE(0112/2///61987#ABC385) 0112/2///61987#ABC385 - Material of protective tube |  |  |  |  | NON_DEPENDENT_P_DET | [5 empty] | 0112/2///61987#ABC243 - Fixed electromagnetic insertion flow transmitter0112/2///61987#ABC301 - Insertion thermal mass flow transmitter0112/2///61987#ABC582 - Retractable electromagnetic insertion flow transmitter0112/2///61987#ABC583 - Retractable thermal mass flow transmitter0112/2///61987#ABF283 - Structural design of an optical level switch0112/2///61987#ABF632 - Structural design of a refractive index density transmitter | 0112/2///61987#ABA000 |  |  |  | Standard |  |  |  | SC65E – IEC 61987 | - | C00004 |  | 0112-2---61987#ABD015 | https://cdd.iec.ch/cdd/iec61987/iec61987.nsf/PropertiesAllVersions/0112-2---61987%23ABD015
0112/2///61987#ABF403 | 001 | 01 | 0112/2///61987#ABF403#001 | designation of sensor |  |  |  |  | alphanumeric character sequence identifying a sensor | [5 empty] | STRING_TYPE |  |  |  |  | NON_DEPENDENT_P_DET | [5 empty] | 0112/2///61987#ABF398 - RTD/resistance measurement0112/2///61987#ABF399 - Thermocouple/voltage measurement | 0112/2///61987#ABA000 |  |  |  | Standard |  | IEC 61987 | IEC | SC65E | - | C00019 | 001-01 (2018-03-28 07:27:06 by BATCH 00000762) standard | 0112-2---61987#ABF403 | https://cdd.iec.ch/cdd/iec61987/iec61987.nsf/PropertiesAllVersions/0112-2---61987%23ABF403
0112/2///61987#ABA166 | 001 | 02 | 0112/2///61987#ABA166#001 | material of terminal |  |  |  |  | material of which a terminal connecting piece is made | [5 empty] | STRING_TYPE |  |  |  |  | NON_DEPENDENT_P_DET | [5 empty] | 0112/2///61987#ABC171 - Connection compartment | 0112/2///61987#ABA000 |  |  |  | Standard |  |  |  | SC65E – IEC 61987 | - | C00004 |  | 0112-2---61987#ABA166 | https://cdd.iec.ch/cdd/iec61987/iec61987.nsf/PropertiesAllVersions/0112-2---61987%23ABA166
0112/2///61987#ABD102 | 003 | 02 | 0112/2///61987#ABD102#003 | reference to Other process case variable |  |  |  |  | reference to block ABC472 | [5 empty] | CLASS_REFERENCE_TYPE(0112/2///61987#ABC472) 0112/2///61987#ABC472 - Other process case variable |  |  |  |  | DEPENDENT_P_DET | [5 empty] | 0112/2///61987#ABC268 - High/single pressure side process case variables0112/2///61987#ABC327 - Low pressure side process case variables0112/2///61987#ABC534 - Process case [flow]0112/2///61987#ABD987 - Process case [valves]0112/2///61987#ABE662 - Process case [flow modification accessory]0112/2///61987#ABG450 - Process case [level]0112/2///61987#ABG452 - Process case [density] | 0112/2///61987#ABA000 |  |  |  | Standard |  | IEC 61987 | IEC | IEC SC65E | 0112/2///61987#ABB322 - number of other process case variables | C00112 |  | 0112-2---61987#ABD102 | https://cdd.iec.ch/cdd/iec61987/iec61987.nsf/PropertiesAllVersions/0112-2---61987%23ABD102
0112/2///61987#ABG916 | 001 | 01 | 0112/2///61987#ABG916#001 | reference to Temperature measurement [2] |  |  |  |  | reference to block ABG356 | [5 empty] | CLASS_REFERENCE_TYPE(0112/2///61987#ABG356) 0112/2///61987#ABG356 - Temperature measurement [2] |  |  |  |  | NON_DEPENDENT_P_DET | [5 empty] | 0112/2///61987#ABF989 - Type of measured variable [17] | 0112/2///61987#ABA000 |  |  |  | Standard |  | IEC 61987 | IEC | SC65E | - | C00019 | 001-01 (2018-03-28 07:27:12 by BATCH 00000762) standard | 0112-2---61987#ABG916 | https://cdd.iec.ch/cdd/iec61987/iec61987.nsf/PropertiesAllVersions/0112-2---61987%23ABG916
0112/2///61987#ABE225 | 001 | 02 | 0112/2///61987#ABE225#001 | reference to Partial stroke test |  |  |  |  | reference to block ABD969 | [5 empty] | CLASS_REFERENCE_TYPE(0112/2///61987#ABD969) 0112/2///61987#ABD969 - Partial stroke test |  |  |  |  | NON_DEPENDENT_P_DET | [5 empty] | 0112/2///61987#ABD963 - Parameters of positioner | 0112/2///61987#ABA000 |  |  |  | Standard |  |  |  |  | - | C00004 |  | 0112-2---61987#ABE225 | https://cdd.iec.ch/cdd/iec61987/iec61987.nsf/PropertiesAllVersions/0112-2---61987%23ABE225
0112/2///61987#ABI429 | 001 | 01 | 0112/2///61987#ABI429#001 | maximum limit of transportation relative humidity |  |  |  |  | highest relative humidity to which a device may be subjected during transportation without permanent impairment of operating characteristics |  |  | % |  |  | REAL_MEASURE_TYPE |  |  |  |  | NON_DEPENDENT_P_DET | [5 empty] | 0112/2///61987#ABI413 - Packaging and transportation | 0112/2///61987#ABA000 | 0112/2///62720#UAA000 - percent |  | 0112/2///61987#ABT533 - Percentage | Standard |  |  |  | SC65E – IEC 61987 | - | C00018 | 001-01 (2019-03-08 15:35:32 by BATCH 00000766) standard | 0112-2---61987#ABI429 | https://cdd.iec.ch/cdd/iec61987/iec61987.nsf/PropertiesAllVersions/0112-2---61987%23ABI429
0112/2///61987#ABB843 | 002 | 01 | 0112/2///61987#ABB843#002 | reference base for long-term stability (1 y) |  |  |  |  | basis for stating the long-term stability (1 y) | [5 empty] | ENUM_CODE_TYPE(0112/2///61987#ABJ764) |  |  |  |  | DEPENDENT_P_DET |  |  | 0112/2///61987#ABJ764 | 0112/2///61987#ABL009 - relative to calibrated span0112/2///61987#ABL010 - relative to full scale0112/2///61987#ABL011 - relative to measured value0112/2///61987#ABL012 - relative to measuring upper range-limit0112/2///61987#ABL013 - relative to span0112/2///61987#ABI407 - others |  | 0112/2///61987#ABC324 - Long-term behaviour0112/2///61987#ABF308 - Long-term behaviour [2] | 0112/2///61987#ABA000 |  |  |  | Standard |  |  |  | SC65E – IEC 61987 | 0112/2///61987#ABI406 - empty_property | C00091 |  | 0112-2---61987#ABB843 | https://cdd.iec.ch/cdd/iec61987/iec61987.nsf/PropertiesAllVersions/0112-2---61987%23ABB843
0112/2///61987#ABG700 | 001 | 02 | 0112/2///61987#ABG700#001 | reference to Output [25] |  |  |  |  | reference to block ABG140 | [5 empty] | CLASS_REFERENCE_TYPE(0112/2///61987#ABG140) 0112/2///61987#ABG140 - Output [25] |  |  |  |  | DEPENDENT_P_DET | [5 empty] | 0112/2///61987#ABE756 - Device LOP for separate level transmitter/switching unit | 0112/2///61987#ABA000 |  |  |  | Standard |  | IEC 61987 | IEC | IEC SC65E | 0112/2///61987#ABB206 - number of outputs | C00112 |  | 0112-2---61987#ABG700 | https://cdd.iec.ch/cdd/iec61987/iec61987.nsf/PropertiesAllVersions/0112-2---61987%23ABG700
0112/2///61987#ABD231 | 001 | 02 | 0112/2///61987#ABD231#001 | reference to Structural design [swirl flow transmitter] |  |  |  |  | reference to block ABC605 | [5 empty] | CLASS_REFERENCE_TYPE(0112/2///61987#ABC605) 0112/2///61987#ABC605 - Structural design [swirl flow transmitter] |  |  |  |  | NON_DEPENDENT_P_DET | [5 empty] | 0112/2///61987#ABC424 - Mechanical and electrical construction [swirl flow transmitter] | 0112/2///61987#ABA000 |  |  |  | Standard |  |  |  | SC65E – IEC 61987 | - | C00004 |  | 0112-2---61987#ABD231 | https://cdd.iec.ch/cdd/iec61987/iec61987.nsf/PropertiesAllVersions/0112-2---61987%23ABD231
0112/2///61987#ABI317 | 001 | 01 | 0112/2///61987#ABI317#001 | description of other parameter |  |  |  |  | explanation of the function of other CPF 9 parameter | CPF 9 is the IEC 61784 acronym for HART. |  |  |  |  | STRING_TYPE |  |  |  |  | NON_DEPENDENT_P_DET | [5 empty] | 0112/2///61987#ABH924 - Other HART parameter | 0112/2///61987#ABA000 |  |  |  | Standard |  |  |  | SC65E – IEC 61987 | - | C00004 | 001-01 (2018-03-28 07:27:17 by BATCH 00000762) standard | 0112-2---61987#ABI317 | https://cdd.iec.ch/cdd/iec61987/iec61987.nsf/PropertiesAllVersions/0112-2---61987%23ABI317
0112/2///61987#ABU307 | 001 | 03 | 0112/2///61987#ABU307#001 | reference to Manufacturer-specific output [2] |  |  |  |  | reference to block ABC334 |  | Id specified in IEC61987-12/-13: ABC964 |  |  |  | CLASS_REFERENCE_TYPE(0112/2///61987#ABC334) 0112/2///61987#ABC334 - Manufacturer-specific output [2] |  |  |  |  | DEPENDENT_P_DET | [5 empty] | 0112/2///61987#ABC667 - Type of output [4] | 0112/2///61987#ABA000 |  |  |  | Standard |  |  |  | SC65E – IEC 61987 | 0112/2///61987#ABU292 - output type [4] | C00004 |  | 0112-2---61987#ABU307 | https://cdd.iec.ch/cdd/iec61987/iec61987.nsf/PropertiesAllVersions/0112-2---61987%23ABU307
0112/2///61987#ABB909 | 007 | 01 | 0112/2///61987#ABB909#007 | SIL system/subsystem |  |  |  |  | set of elements which interact according to a design, where an element of a system can be another system, called a subsystem, which may be a controlling system or a controlled system and may include hardware, software and human interaction | [5 empty] | ENUM_CODE_TYPE(0112/2///61987#ABL673) |  |  | IEC 61508-4 |  | DEPENDENT_P_DET |  |  | 0112/2///61987#ABL673 | 0112/2///61987#ABN301 - type A0112/2///61987#ABN302 - type B0112/2///61987#ABI407 - others |  | 0112/2///61987#ABD877 - Functional safety and reliability [2]0112/2///61987#ABC257 - Functional safety and reliability | 0112/2///61987#ABA000 |  |  |  | Standard |  |  |  | SC65E – IEC 61987 | 0112/2///61987#ABI406 - empty_property | C00091 |  | 0112-2---61987#ABB909 | https://cdd.iec.ch/cdd/iec61987/iec61987.nsf/PropertiesAllVersions/0112-2---61987%23ABB909
0112/2///61987#ABI369 | 001 | 01 | 0112/2///61987#ABI369#001 | reference to IN_SCALE |  |  |  |  | reference to block ABH889 | [5 empty] | CLASS_REFERENCE_TYPE(0112/2///61987#ABH889) 0112/2///61987#ABH889 - IN_SCALE |  |  |  |  | NON_DEPENDENT_P_DET | [5 empty] | 0112/2///61987#ABH876 - Analog input function block0112/2///61987#ABH885 - Control function block0112/2///61987#ABH888 - Analog output function block0112/2///61987#ABJ620 - INPUT | 0112/2///61987#ABA000 |  |  |  | Standard |  |  |  | SC65E – IEC 61987 | - | C00018 | 001-01 (2019-03-08 15:35:31 by BATCH 00000766) standard | 0112-2---61987#ABI369 | https://cdd.iec.ch/cdd/iec61987/iec61987.nsf/PropertiesAllVersions/0112-2---61987%23ABI369
0112/2///61987#ABB729 | 001 | 04 | 0112/2///61987#ABB729#001 | zero point error of actual volume flow |  |  |  |  | absolute error of a flow device measuring actual volume flow under reference conditions, when the input is at the lower range value |  |  | m³/h |  |  | REAL_MEASURE_TYPE |  |  |  |  | NON_DEPENDENT_P_DET | [5 empty] | 0112/2///61987#ABC057 - Absolute performance for actual volume flow | 0112/2///61987#ABA000 | 0112/2///62720#UAA763 - metre cubed per hour |  | 0112/2///61987#ABT504 - Volume flow rate | Standard |  |  |  | SC65E – IEC 61987 | - | C00004 |  | 0112-2---61987#ABB729 | https://cdd.iec.ch/cdd/iec61987/iec61987.nsf/PropertiesAllVersions/0112-2---61987%23ABB729
0112/2///61987#ABF389 | 002 | 01 | 0112/2///61987#ABF389#002 | style of connection head cap |  |  |  |  | classification of a cover of the connection head according to its method of fastening | [5 empty] | ENUM_CODE_TYPE(0112/2///61987#ABL442) |  |  |  |  | DEPENDENT_P_DET |  |  | 0112/2///61987#ABL442 | 0112/2///61987#ABM450 - hinged cover0112/2///61987#ABM454 - screwed cap0112/2///61987#ABM455 - snap-on lid0112/2///61987#ABI407 - others |  | 0112/2///61987#ABF380 - Structural design of a connection head | 0112/2///61987#ABA000 |  |  |  | Standard |  | IEC 61987 | IEC | SC65E | 0112/2///61987#ABI406 - empty_property | C00091 |  | 0112-2---61987#ABF389 | https://cdd.iec.ch/cdd/iec61987/iec61987.nsf/PropertiesAllVersions/0112-2---61987%23ABF389
0112/2///61987#ABD721 | 002 | 01 | 0112/2///61987#ABD721#002 | initiator of full stroke test |  |  |  |  | classification of the full stroke test according to its performer | [5 empty] | ENUM_CODE_TYPE(0112/2///61987#ABJ803) |  |  |  |  | DEPENDENT_P_DET |  |  | 0112/2///61987#ABJ803 | 0112/2///61987#ABL245 - system0112/2///61987#ABN515 - positioner0112/2///61987#ABI407 - others |  | 0112/2///61987#ABD963 - Parameters of positioner | 0112/2///61987#ABA000 |  |  |  | Standard |  |  |  |  | 0112/2///61987#ABI406 - empty_property | C00091 |  | 0112-2---61987#ABD721 | https://cdd.iec.ch/cdd/iec61987/iec61987.nsf/PropertiesAllVersions/0112-2---61987%23ABD721
0112/2///61987#ABB541 | 001 | 03 | 0112/2///61987#ABB541#001 | position of pipe tap |  |  |  |  | position of a pipe tap relative to the end of a meter tube connected to the primary element expressed per units of diameter of meter run |  |  | 1 |  |  | REAL_MEASURE_TYPE |  |  |  |  | NON_DEPENDENT_P_DET | [5 empty] | 0112/2///61987#ABC192 - Device pipe tap | 0112/2///61987#ABA000 | 0112/2///62720#UAA915 - quantity of dimension one |  |  | Standard |  |  |  | SC65E – IEC 61987 | - | C00019 |  | 0112-2---61987#ABB541 | https://cdd.iec.ch/cdd/iec61987/iec61987.nsf/PropertiesAllVersions/0112-2---61987%23ABB541
0112/2///61987#ABJ051 | 001 | 01 | 0112/2///61987#ABJ051#001 | number of Density technology blocks |  |  |  |  | cardinality property for a Density technology block | [5 empty] | INT_TYPE |  |  |  |  | CONDITION_DET | [5 empty] | 0112/2///61987#ABH840 - User application parameters | 0112/2///61987#ABA000 |  |  |  | Standard |  |  |  | SC65E – IEC 61987 | - | C00018 | 001-01 (2019-03-08 15:35:33 by BATCH 00000766) standard | 0112-2---61987#ABJ051 | https://cdd.iec.ch/cdd/iec61987/iec61987.nsf/PropertiesAllVersions/0112-2---61987%23ABJ051
0112/2///61987#ABI038 | 001 | 01 | 0112/2///61987#ABI038#001 | unit of manufacturer-specific block parameter |  |  |  |  | unit of measure of a manufacturer-specific block parameter | [5 empty] | INT_TYPE |  |  |  |  | NON_DEPENDENT_P_DET | [5 empty] | 0112/2///61987#ABH912 - Manufacturer-specific block parameter0112/2///61987#ABH914 - Other block parameter | 0112/2///61987#ABA000 |  |  |  | Standard |  |  |  | SC65E – IEC 61987 | - | C00018 | 001-01 (2019-03-08 15:35:31 by BATCH 00000766) standard | 0112-2---61987#ABI038 | https://cdd.iec.ch/cdd/iec61987/iec61987.nsf/PropertiesAllVersions/0112-2---61987%23ABI038
0112/2///61987#ABD160 | 001 | 02 | 0112/2///61987#ABD160#001 | reference to Pressure taps of a flow nozzle |  |  |  |  | reference to block ABC530 | [5 empty] | CLASS_REFERENCE_TYPE(0112/2///61987#ABC530) 0112/2///61987#ABC530 - Pressure taps of a flow nozzle |  |  |  |  | NON_DEPENDENT_P_DET | [5 empty] | 0112/2///61987#ABC244 - Flow nozzle | 0112/2///61987#ABA000 |  |  |  | Standard |  |  |  | SC65E – IEC 61987 | - | C00004 |  | 0112-2---61987#ABD160 | https://cdd.iec.ch/cdd/iec61987/iec61987.nsf/PropertiesAllVersions/0112-2---61987%23ABD160
0112/2///61987#ABN982 | 001 | 01 | 0112/2///61987#ABN982#001 | reference to Analog voltage output [12] |  |  |  |  | reference to block ABG185 | [5 empty] | CLASS_REFERENCE_TYPE(0112/2///61987#ABG185) 0112/2///61987#ABG185 - Analog voltage output [12] |  |  |  |  | DEPENDENT_P_DET | [5 empty] | 0112/2///61987#ABG146 - Type of output [16] | 0112/2///61987#ABA000 |  |  |  | Standard |  | IEC 61987 | IEC | SC65E | 0112/2///61987#ABU996 - output type [16] | C00018 | 001-01 (2020-02-28 08:56:13 by BATCH 00000784) standard | 0112-2---61987#ABN982 | https://cdd.iec.ch/cdd/iec61987/iec61987.nsf/PropertiesAllVersions/0112-2---61987%23ABN982
0112/2///61987#ABH223 | 001 | 01 | 0112/2///61987#ABH223#001 | concentration of dust |  |  |  |  | quotient of the amount of dust contained in a given volume of gas by that volume |  |  | mg/m³ |  |  | REAL_MEASURE_TYPE |  |  |  |  | NON_DEPENDENT_P_DET | [5 empty] | 0112/2///61987#ABH222 - Dust | 0112/2///61987#ABA000 | 0112/2///62720#UAA830 - milligram per metre cubed |  | 0112/2///61987#ABT575 - Mass concentration (mass per volume) | Standard |  | IEC 61987 | IEC | SC65E | - | C00018 | 001-01 (2018-03-28 07:27:14 by BATCH 00000762) standard | 0112-2---61987#ABH223 | https://cdd.iec.ch/cdd/iec61987/iec61987.nsf/PropertiesAllVersions/0112-2---61987%23ABH223
0112/2///61987#ABA442 | 001 | 05 | 0112/2///61987#ABA442#001 | set upper range end-value of current output |  |  |  |  | current value to which the upper range end-value of a current output signal has been adjusted |  |  | mA |  |  | REAL_MEASURE_TYPE |  |  |  |  | NON_DEPENDENT_P_DET | [5 empty] | 0112/2///61987#ABC091 - Analog current output parameters | 0112/2///61987#ABA000 | 0112/2///62720#UAA775 - milliampere |  | 0112/2///61987#ABT567 - Electrical current | Standard |  | IEC 61987 | IEC | IEC/SC 65E | - | C00128 |  | 0112-2---61987#ABA442 | https://cdd.iec.ch/cdd/iec61987/iec61987.nsf/PropertiesAllVersions/0112-2---61987%23ABA442
0112/2///61987#ABF249 | 001 | 02 | 0112/2///61987#ABF249#001 | angular alignment uncertainty of target marking |  |  |  |  | uncertainty, expressed in units of angle, when optically marking a target |  |  | ° |  |  | REAL_MEASURE_TYPE |  |  |  |  | NON_DEPENDENT_P_DET | [5 empty] | 0112/2///61987#ABF226 - Structural design of a radiation thermometer | 0112/2///61987#ABA000 | 0112/2///62720#UAA024 - degree |  | 0112/2///61987#ABT580 - Angle | Standard |  | IEC 61987 | IEC | SC65E | - | C00019 |  | 0112-2---61987#ABF249 | https://cdd.iec.ch/cdd/iec61987/iec61987.nsf/PropertiesAllVersions/0112-2---61987%23ABF249
0112/2///61987#ABB263 | 005 | 01 | 0112/2///61987#ABB263#005 | content of text line |  |  |  |  | features of a text line to be found on a tag plate | [5 empty] | STRING_TYPE |  |  |  |  | NON_DEPENDENT_P_DET | [5 empty] | 0112/2///61987#ABC651 - Text line of tag plate | 0112/2///61987#ABA000 |  |  |  | Standard |  |  |  | SC65E – IEC 61987 | - | C00004 |  | 0112-2---61987#ABB263 | https://cdd.iec.ch/cdd/iec61987/iec61987.nsf/PropertiesAllVersions/0112-2---61987%23ABB263
0112/2///61987#ABU177 | 001 | 03 | 0112/2///61987#ABU177#001 | reference to Binary current output |  |  |  |  | reference to block ABC140 |  | Id specified in IEC61987-12/-13: ABC770 |  |  |  | CLASS_REFERENCE_TYPE(0112/2///61987#ABC140) 0112/2///61987#ABC140 - Binary current output |  |  |  |  | DEPENDENT_P_DET | [5 empty] | 0112/2///61987#ABC665 - Type of output [2] | 0112/2///61987#ABA000 |  |  |  | Standard |  |  |  | SC65E – IEC 61987 | 0112/2///61987#ABU166 - output type [2] | C00004 |  | 0112-2---61987#ABU177 | https://cdd.iec.ch/cdd/iec61987/iec61987.nsf/PropertiesAllVersions/0112-2---61987%23ABU177
0112/2///61987#ABH369 | 006 | 01 | 0112/2///61987#ABH369#006 | type of deadband |  |  |  |  | classification of a deadband according to its adjustability | [5 empty] | ENUM_CODE_TYPE(0112/2///61987#ABL278) |  |  |  |  | DEPENDENT_P_DET |  |  | 0112/2///61987#ABL278 | 0112/2///61987#ABL118 - adjustable0112/2///61987#ABL852 - not adjustable0112/2///61987#ABI407 - others |  | 0112/2///61987#ABC140 - Binary current output0112/2///61987#ABC145 - Binary output IEC 60947-5-6 (NAMUR)0112/2///61987#ABC141 - Binary transistor/triac output0112/2///61987#ABC144 - Binary relay output0112/2///61987#ABP023 - Binary powered output | 0112/2///61987#ABA000 |  |  |  | Standard |  |  |  | SC65E – IEC 61987 | 0112/2///61987#ABI406 - empty_property | C00091 |  | 0112-2---61987#ABH369 | https://cdd.iec.ch/cdd/iec61987/iec61987.nsf/PropertiesAllVersions/0112-2---61987%23ABH369
0112/2///61987#ABE556 | 001 | 01 | 0112/2///61987#ABE556#001 | reference to Structural design of an I/P converter |  |  |  |  | reference to block ABE618 | [5 empty] | CLASS_REFERENCE_TYPE(0112/2///61987#ABE618) 0112/2///61987#ABE618 - Structural design of an I/P converter |  |  |  |  | NON_DEPENDENT_P_DET | [5 empty] | 0112/2///61987#ABE617 - Structural design [I/P converter] | 0112/2///61987#ABA000 |  |  |  | Standard |  | IEC 61987 | IEC | SC65E | - | C00016 | 001-01 (2018-03-28 07:27:01 by BATCH 00000762) standard | 0112-2---61987#ABE556 | https://cdd.iec.ch/cdd/iec61987/iec61987.nsf/PropertiesAllVersions/0112-2---61987%23ABE556
0112/2///61987#ABA316 | 004 | 01 | 0112/2///61987#ABA316#004 | criticality code |  |  |  |  | level of criticality to the plant if a device fails | [5 empty] | STRING_TYPE |  |  | IEC 61069-5 |  | NON_DEPENDENT_P_DET | [5 empty] | 0112/2///61987#ABC538 - Process criticality classification0112/2///61987#ABD877 - Functional safety and reliability [2]0112/2///61987#ABC257 - Functional safety and reliability | 0112/2///61987#ABA000 |  |  |  | Standard |  |  |  | SC65E – IEC 61987 | - | C00004 |  | 0112-2---61987#ABA316 | https://cdd.iec.ch/cdd/iec61987/iec61987.nsf/PropertiesAllVersions/0112-2---61987%23ABA316
0112/2///61987#ABB238 | 004 | 01 | 0112/2///61987#ABB238#004 | version of device profile |  |  |  |  | version of the device profile supported by the device | [5 empty] | STRING_TYPE |  |  |  |  | NON_DEPENDENT_P_DET | [5 empty] | 0112/2///61987#ABC162 - Communication protocol | 0112/2///61987#ABA000 |  |  |  | Standard |  |  |  | SC65E – IEC 61987 | - | C00004 |  | 0112-2---61987#ABB238 | https://cdd.iec.ch/cdd/iec61987/iec61987.nsf/PropertiesAllVersions/0112-2---61987%23ABB238
0112/2///61987#ABF320 | 002 | 01 | 0112/2///61987#ABF320#002 | standardized type of thermowell |  |  |  |  | classification of a thermowell according to its mechanical design as defined in a reference standard | [5 empty] | ENUM_CODE_TYPE(0112/2///61987#ABL420) |  |  |  |  | DEPENDENT_P_DET |  |  | 0112/2///61987#ABL420 | 0112/2///61987#ABM359 - Form 10112/2///61987#ABM360 - Form 20112/2///61987#ABM361 - Form 2G0112/2///61987#ABM362 - Form 2F0112/2///61987#ABM363 - Form 30112/2///61987#ABM364 - Form 3G0112/2///61987#ABM365 - Form 3F0112/2///61987#ABM366 - Form 40112/2///61987#ABM367 - Form 4F0112/2///61987#ABM368 - Form 50112/2///61987#ABM369 - Form 60112/2///61987#ABM370 - Form 70112/2///61987#ABM371 - Form 80112/2///61987#ABM372 - Form 90112/2///61987#ABI407 - others |  | 0112/2///61987#ABF319 - Structural design of a thermowell | 0112/2///61987#ABA000 |  |  |  | Standard |  | IEC 61987 | IEC | SC65E | 0112/2///61987#ABI406 - empty_property | C00091 |  | 0112-2---61987#ABF320 | https://cdd.iec.ch/cdd/iec61987/iec61987.nsf/PropertiesAllVersions/0112-2---61987%23ABF320
0112/2///61987#ABI662 | 001 | 01 | 0112/2///61987#ABI662#001 | UPDATE_STATE |  |  |  |  | parameter indicating the reported state of the update | [5 empty] | BINARY_TYPE |  |  |  |  | NON_DEPENDENT_P_DET | [5 empty] | 0112/2///61987#ABI796 - UPDATE_EVENT | 0112/2///61987#ABA000 |  |  |  | Standard |  |  |  | SC65E – IEC 61987 | - | C00018 | 001-01 (2019-03-08 15:35:33 by BATCH 00000766) standard | 0112-2---61987#ABI662 | https://cdd.iec.ch/cdd/iec61987/iec61987.nsf/PropertiesAllVersions/0112-2---61987%23ABI662
0112/2///61987#ABB251 | 004 | 01 | 0112/2///61987#ABB251#004 | transmission standard |  |  |  |  | transmission standard used for wireless digital communication | [5 empty] | STRING_TYPE |  |  |  |  | NON_DEPENDENT_P_DET | [5 empty] | 0112/2///61987#ABC686 - Wireless communication interface | 0112/2///61987#ABA000 |  |  |  | Standard |  |  |  | SC65E – IEC 61987 | - | C00004 |  | 0112-2---61987#ABB251 | https://cdd.iec.ch/cdd/iec61987/iec61987.nsf/PropertiesAllVersions/0112-2---61987%23ABB251
0112/2///61987#ABN617 | 002 | 01 | 0112/2///61987#ABN617#002 | pH value |  |  |  |  | number quantifying the acidic or the alkaline character of a solution, equal to the negative of the decimal logarithm of ion activity aH+ of the hydrogen cation H+ | [5 empty] | REAL_TYPE |  |  | IEV 114-01-21 |  | NON_DEPENDENT_P_DET | [5 empty] | 0112/2///61987#ABN689 - Liquid analysis measurement variables | 0112/2///61987#ABA000 |  |  |  | Standard |  | IEC 61987 | IEC | IEC SC65E | - | C00112 |  | 0112-2---61987#ABN617 | https://cdd.iec.ch/cdd/iec61987/iec61987.nsf/PropertiesAllVersions/0112-2---61987%23ABN617
0112/2///61987#ABU171 | 001 | 02 | 0112/2///61987#ABU171#001 | reference to Type of auxiliary input [2] |  |  |  |  | reference to block ABC053 |  | Id specified in IEC61987-12/-13: ABD295 |  |  |  | CLASS_REFERENCE_TYPE(0112/2///61987#ABC053) 0112/2///61987#ABC053 - Type of auxiliary input [2] |  |  |  |  | NON_DEPENDENT_P_DET | [5 empty] | 0112/2///61987#ABC127 - Auxiliary input [2] | 0112/2///61987#ABA000 |  |  |  | Standard |  |  |  | SC65E – IEC 61987 | - | C00004 |  | 0112-2---61987#ABU171 | https://cdd.iec.ch/cdd/iec61987/iec61987.nsf/PropertiesAllVersions/0112-2---61987%23ABU171
0112/2///61987#ABB466 | 001 | 03 | 0112/2///61987#ABB466#001 | number of reference electrodes |  |  |  |  | @number of reference electrodes |  | cardinality property |  |  |  | INT_TYPE |  |  |  |  | CONDITION_DET | [5 empty] | 0112/2///61987#ABC642 - Structural design of an electromagnetic flow transmitter0112/2///61987#ABC643 - Structural design of an electromagnetic insertion flow transmitter | 0112/2///61987#ABA000 |  |  |  | Standard |  |  |  | SC65E – IEC 61987 | - | C00004 |  | 0112-2---61987#ABB466 | https://cdd.iec.ch/cdd/iec61987/iec61987.nsf/PropertiesAllVersions/0112-2---61987%23ABB466
0112/2///61987#ABF079 | 001 | 01 | 0112/2///61987#ABF079#001 | measured error of voltage |  |  |  |  | largest positive or negative value of error of the average upscale or downscale value at each point of voltage measurement expressed as an absolute value |  |  | mV |  |  | REAL_MEASURE_TYPE |  |  | IEC 61298 and IEC 60770-2 |  | NON_DEPENDENT_P_DET | [5 empty] | 0112/2///61987#ABF075 - Absolute performance for voltage0112/2///61987#ABF089 - Accuracy for a subrange of voltage0112/2///61987#ABP012 - Absolute performance for voltage [I/O module] | 0112/2///61987#ABA000 | 0112/2///62720#UAA804 - millivolt |  | 0112/2///61987#ABT506 - Voltage | Standard |  | IEC 61987 | IEC | SC65E | - | C00019 | 001-01 (2018-03-28 07:27:04 by BATCH 00000762) standard | 0112-2---61987#ABF079 | https://cdd.iec.ch/cdd/iec61987/iec61987.nsf/PropertiesAllVersions/0112-2---61987%23ABF079
0112/2///61987#ABB036 | 002 | 01 | 0112/2///61987#ABB036#002 | influence of ambient temperature on the remote seal |  |  |  |  | change in output of a remote seal caused by a change in ambient temperature with respect to reference conditions, expressed as the average of the upscale and downscale errors at selected test temperatures |  |  | mbar/K |  |  | REAL_MEASURE_TYPE |  |  |  |  | NON_DEPENDENT_P_DET | [5 empty] | 0112/2///61987#ABC502 - Performance of remote seal | 0112/2///61987#ABA000 | 0112/2///62720#UAA811 - millibar per kelvin |  | 0112/2///61987#ABT523 - Pressure per temperature | Standard |  |  |  | SC65E – IEC 61987 | - | C00004 |  | 0112-2---61987#ABB036 | https://cdd.iec.ch/cdd/iec61987/iec61987.nsf/PropertiesAllVersions/0112-2---61987%23ABB036
0112/2///61987#ABU947 | 001 | 01 | 0112/2///61987#ABU947#001 | assigned variable type [21] |  |  |  |  | process variable assigned to an input or output |  | Polymorphic control property |  |  |  | ENUM_STRING_TYPE(0112/2///61987#ABU838(Assigned mass pulse value,Assigned level pulse value,Assigned ullage pulse value,Assigned volume pulse value,Assigned degree of filling pulse value,Assigned other variable pulse value)) |  |  |  |  | CONDITION_DET |  |  | 0112/2///61987#ABU838 | 0112/2///61987#ABU772 - IEC61987-11 Name of Assigned mass pulse value0112/2///61987#ABU773 - IEC61987-11 Name of Assigned level pulse value0112/2///61987#ABU774 - IEC61987-11 Name of Assigned ullage pulse value0112/2///61987#ABU775 - IEC61987-11 Name of Assigned volume pulse value0112/2///61987#ABU776 - IEC61987-11 Name of Assigned degree of filling pulse value0112/2///61987#ABU777 - IEC61987-11 Name of Assigned other variable pulse value |  | 0112/2///61987#ABG101 - Assigned variable [21] | 0112/2///61987#ABA000 |  |  |  | Standard |  | IEC 61987 | IEC | SC65E | - | C00018 | 001-01 (2018-03-28 07:27:22 by BATCH 00000762) standard | 0112-2---61987#ABU947 | https://cdd.iec.ch/cdd/iec61987/iec61987.nsf/PropertiesAllVersions/0112-2---61987%23ABU947
0112/2///61987#ABA459 | 004 | 01 | 0112/2///61987#ABA459#004 | style of heating kit |  |  |  |  | classification of a system according to the heating element | [5 empty] | ENUM_CODE_TYPE(0112/2///61987#ABL386) |  |  |  |  | DEPENDENT_P_DET |  |  | 0112/2///61987#ABL386 | 0112/2///61987#ABM261 - electrical element0112/2///61987#ABM262 - copper tubing0112/2///61987#ABM263 - stainless steel tubing0112/2///61987#ABI407 - others |  | 0112/2///61987#ABC042 - Trace heating system0112/2///61987#ABE039 - Trace heating system [2] | 0112/2///61987#ABA000 |  |  |  | Standard |  |  |  | SC65E – IEC 61987 | 0112/2///61987#ABI406 - empty_property | C00091 |  | 0112-2---61987#ABA459 | https://cdd.iec.ch/cdd/iec61987/iec61987.nsf/PropertiesAllVersions/0112-2---61987%23ABA459
0112/2///61987#ABC892 | 001 | 05 | 0112/2///61987#ABC892#001 | reference to Grounding electrode |  |  |  |  | reference to block ABC262 | [5 empty] | CLASS_REFERENCE_TYPE(0112/2///61987#ABC262) 0112/2///61987#ABC262 - Grounding electrode |  |  |  |  | DEPENDENT_P_DET | [5 empty] | 0112/2///61987#ABC642 - Structural design of an electromagnetic flow transmitter0112/2///61987#ABC643 - Structural design of an electromagnetic insertion flow transmitter | 0112/2///61987#ABA000 |  |  |  | Standard |  | IEC 61987 | IEC | IEC SC65E | 0112/2///61987#ABB464 - number of grounding electrodes | C00112 |  | 0112-2---61987#ABC892 | https://cdd.iec.ch/cdd/iec61987/iec61987.nsf/PropertiesAllVersions/0112-2---61987%23ABC892
0112/2///61987#ABJ113 | 001 | 01 | 0112/2///61987#ABJ113#001 | ACTUATOR_CLOSING_STROKE_TIME |  |  |  |  | parameter indicating the minimum time in seconds required to move from OPEN to CLOSE position | [5 empty] | REAL_TYPE |  |  |  |  | NON_DEPENDENT_P_DET | [5 empty] | 0112/2///61987#ABI812 - Modulation actuation technology block | 0112/2///61987#ABA000 |  |  |  | Standard |  |  |  | SC65E – IEC 61987 | - | C00018 | 001-01 (2019-03-08 15:35:33 by BATCH 00000766) standard | 0112-2---61987#ABJ113 | https://cdd.iec.ch/cdd/iec61987/iec61987.nsf/PropertiesAllVersions/0112-2---61987%23ABJ113
0112/2///61987#ABA061 | 004 | 01 | 0112/2///61987#ABA061#004 | number of wired communication interfaces |  |  |  |  | @number of wired communication interfaces |  | cardinality property |  |  |  | INT_TYPE |  |  |  |  | CONDITION_DET | [5 empty] | 0112/2///61987#ABC511 - Physical layer | 0112/2///61987#ABA000 |  |  |  | Standard |  |  |  | SC65E – IEC 61987 | - | C00004 |  | 0112-2---61987#ABA061 | https://cdd.iec.ch/cdd/iec61987/iec61987.nsf/PropertiesAllVersions/0112-2---61987%23ABA061
0112/2///61987#ABV228 | 001 | 02 | 0112/2///61987#ABV228#001 | reference to Manufacturer-specific output [17] |  |  |  |  | reference to block ABG210 | [5 empty] | CLASS_REFERENCE_TYPE(0112/2///61987#ABG210) 0112/2///61987#ABG210 - Manufacturer-specific output [17] |  |  |  |  | DEPENDENT_P_DET | [5 empty] | 0112/2///61987#ABG148 - Type of output [18] | 0112/2///61987#ABA000 |  |  |  | Standard |  | IEC 61987 | IEC | SC65E | 0112/2///61987#ABV216 - output type [18] | C00019 |  | 0112-2---61987#ABV228 | https://cdd.iec.ch/cdd/iec61987/iec61987.nsf/PropertiesAllVersions/0112-2---61987%23ABV228
0112/2///61987#ABD590 | 001 | 04 | 0112/2///61987#ABD590#001 | force of spring at 0% travel |  |  |  |  | force of an actuator spring at zero travel |  |  | kN |  |  | REAL_MEASURE_TYPE |  |  |  |  | NON_DEPENDENT_P_DET | [5 empty] | 0112/2///61987#ABE032 - Structural design of a pneumatic linear actuator | 0112/2///61987#ABA000 | 0112/2///62720#UAA573 - kilonewton |  | 0112/2///61987#ABT562 - Force | Standard |  |  |  |  | - | C00004 |  | 0112-2---61987#ABD590 | https://cdd.iec.ch/cdd/iec61987/iec61987.nsf/PropertiesAllVersions/0112-2---61987%23ABD590
0112/2///61987#ABF848 | 001 | 01 | 0112/2///61987#ABF848#001 | reference to Structural design of a refractive index density transmitter |  |  |  |  | reference to block ABF632 | [5 empty] | CLASS_REFERENCE_TYPE(0112/2///61987#ABF632) 0112/2///61987#ABF632 - Structural design of a refractive index density transmitter |  |  |  |  | NON_DEPENDENT_P_DET | [5 empty] | 0112/2///61987#ABG443 - Structural design [refractive index density transmitter] | 0112/2///61987#ABA000 |  |  |  | Standard |  | IEC 61987 | IEC | SC65E | - | C00017 | 001-01 (2018-03-28 07:27:10 by BATCH 00000762) standard | 0112-2---61987#ABF848 | https://cdd.iec.ch/cdd/iec61987/iec61987.nsf/PropertiesAllVersions/0112-2---61987%23ABF848
0112/2///61987#ABA470 | 005 | 01 | 0112/2///61987#ABA470#005 | number of other standards approval |  |  |  |  | @number of other standards approval |  | cardinality property |  |  |  | INT_TYPE |  |  |  |  | CONDITION_DET | [5 empty] | 0112/2///61987#ABC159 - Codes and standards approval [1]0112/2///61987#ABC160 - Codes and standards approval [2]0112/2///61987#ABD819 - Codes and standards approval [3] | 0112/2///61987#ABA000 |  |  |  | Standard |  |  |  | SC65E – IEC 61987 | - | C00004 |  | 0112-2---61987#ABA470 | https://cdd.iec.ch/cdd/iec61987/iec61987.nsf/PropertiesAllVersions/0112-2---61987%23ABA470
0112/2///61987#ABE940 | 001 | 01 | 0112/2///61987#ABE940#001 | accuracy of ullage measuring instrument |  |  |  |  | quality which characterizes the ability of a ullage measuring instrument to provide an indicated value close to a true value of the measurand under reference conditions | the accuracy is based on a statistical sample of test devices |  | m |  |  | REAL_MEASURE_TYPE |  |  | IEV 311-06-08 (modified |  | NON_DEPENDENT_P_DET | [5 empty] | 0112/2///61987#ABE939 - Absolute performance for ullage0112/2///61987#ABE946 - Accuracy for a subrange of ullage | 0112/2///61987#ABA000 | 0112/2///62720#UAA726 - metre |  | 0112/2///61987#ABT548 - Length short | Standard |  | IEC 61987 | IEC | SC65E | - | C00018 | 001-01 (2018-03-28 07:27:03 by BATCH 00000762) standard | 0112-2---61987#ABE940 | https://cdd.iec.ch/cdd/iec61987/iec61987.nsf/PropertiesAllVersions/0112-2---61987%23ABE940
0112/2///61987#ABF166 | 002 | 01 | 0112/2///61987#ABF166#002 | location of indicator rail |  |  |  |  | position of the indicator rail regarding to device | [5 empty] | ENUM_CODE_TYPE(0112/2///61987#ABL594) |  |  |  |  | DEPENDENT_P_DET |  |  | 0112/2///61987#ABL594 | 0112/2///61987#ABM998 - rear0112/2///61987#ABM999 - front0112/2///61987#ABN000 - left0112/2///61987#ABN001 - right0112/2///61987#ABI407 - others |  | 0112/2///61987#ABF162 - Indicator rail | 0112/2///61987#ABA000 |  |  |  | Standard |  | IEC 61987 | IEC | SC65E | 0112/2///61987#ABI406 - empty_property | C00091 |  | 0112-2---61987#ABF166 | https://cdd.iec.ch/cdd/iec61987/iec61987.nsf/PropertiesAllVersions/0112-2---61987%23ABF166
0112/2///61987#ABA567 | 007 | 02 | 0112/2///61987#ABA567#007 | name of model | DEVICE_MODEL |  |  | Model | product designation under which the device is marketed |  | also used by Process Automation - Device Information Model (PA-DIM) |  |  |  | STRING_TYPE |  |  |  |  | NON_DEPENDENT_P_DET | [5 empty] | 0112/2///61987#ABJ616 - Device identification0112/2///61987#ABC330 - Manufacturer identification0112/2///61987#ABC269 - Identification | 0112/2///61987#ABA000 |  |  |  | Standard |  | IEC 61987 | IEC | IEC SC65E | - | C00112 |  | 0112-2---61987#ABA567 | https://cdd.iec.ch/cdd/iec61987/iec61987.nsf/PropertiesAllVersions/0112-2---61987%23ABA567
0112/2///61987#ABF387 | 001 | 01 | 0112/2///61987#ABF387#001 | quantity of head-mounted transmitters |  |  |  |  | number of head-mounted transmitters which can be build into a connection head | [5 empty] | INT_TYPE |  |  |  |  | NON_DEPENDENT_P_DET | [5 empty] | 0112/2///61987#ABF380 - Structural design of a connection head | 0112/2///61987#ABA000 |  |  |  | Standard |  | IEC 61987 | IEC | SC65E | - | C00019 | 001-01 (2018-03-28 07:27:06 by BATCH 00000762) standard | 0112-2---61987#ABF387 | https://cdd.iec.ch/cdd/iec61987/iec61987.nsf/PropertiesAllVersions/0112-2---61987%23ABF387
0112/2///61987#ABV011 | 001 | 01 | 0112/2///61987#ABV011#001 | reference to Analog voltage output [10] |  |  |  |  | reference to block ABG183 | [5 empty] | CLASS_REFERENCE_TYPE(0112/2///61987#ABG183) 0112/2///61987#ABG183 - Analog voltage output [10] |  |  |  |  | DEPENDENT_P_DET | [5 empty] | 0112/2///61987#ABG144 - Type of output [14] | 0112/2///61987#ABA000 |  |  |  | Standard |  | IEC 61987 | IEC | SC65E | 0112/2///61987#ABV004 - output type [14] | C00018 | 001-01 (2018-03-28 07:27:23 by BATCH 00000762) standard | 0112-2---61987#ABV011 | https://cdd.iec.ch/cdd/iec61987/iec61987.nsf/PropertiesAllVersions/0112-2---61987%23ABV011
0112/2///61987#ABA264 | 001 | 01 | 0112/2///61987#ABA264#001 | enterprise |  |  |  |  | one or more organizations sharing a definite mission, goals and objectives to offer an output such as a product or service | [5 empty] | STRING_TYPE |  |  | IEC 62264-1, ed. 1.0 (2003-03), 3.12 |  | NON_DEPENDENT_P_DET | [5 empty] | 0112/2///61987#ABA398 - Project information | 0112/2///61987#ABA000 |  |  |  | Standard |  | IEC 61987 |  | SC65E – IEC 61987 | - | C00018 | 001-01 (2019-03-08 15:35:28 by BATCH 00000766) standard | 0112-2---61987#ABA264 | https://cdd.iec.ch/cdd/iec61987/iec61987.nsf/PropertiesAllVersions/0112-2---61987%23ABA264
0112/2///61987#ABF093 | 001 | 02 | 0112/2///61987#ABF093#001 | set upper range end-value of interval of voltage |  |  |  |  | value defining the end of a subrange for voltage |  |  | mV |  |  | REAL_MEASURE_TYPE |  |  |  |  | NON_DEPENDENT_P_DET | [5 empty] | 0112/2///61987#ABF089 - Accuracy for a subrange of voltage | 0112/2///61987#ABA000 | 0112/2///62720#UAA804 - millivolt |  | 0112/2///61987#ABT506 - Voltage | Standard |  | IEC 61987 | IEC | IEC/SC 65E | - | C00128 |  | 0112-2---61987#ABF093 | https://cdd.iec.ch/cdd/iec61987/iec61987.nsf/PropertiesAllVersions/0112-2---61987%23ABF093
0112/2///61987#ABI220 | 001 | 01 | 0112/2///61987#ABI220#001 | event notification retry time |  |  |  |  | period in between the successive transmission of event notifications that have not been acknowledged | [5 empty] | REAL_TYPE |  |  |  |  | NON_DEPENDENT_P_DET | [5 empty] | 0112/2///61987#ABH920 - HART event notification parameters | 0112/2///61987#ABA000 |  |  |  | Standard |  |  |  | SC65E – IEC 61987 | - | C00019 | 001-01 (2018-03-28 07:27:16 by BATCH 00000762) standard | 0112-2---61987#ABI220 | https://cdd.iec.ch/cdd/iec61987/iec61987.nsf/PropertiesAllVersions/0112-2---61987%23ABI220
0112/2///61987#ABB746 | 001 | 03 | 0112/2///61987#ABB746#001 | number of accuracies for a subrange of pressure |  |  |  |  | @number of accuracies for a subrange of pressure |  | cardinality property |  |  |  | INT_TYPE |  |  |  |  | CONDITION_DET | [5 empty] | 0112/2///61987#ABC064 - Absolute performance for pressure | 0112/2///61987#ABA000 |  |  |  | Standard |  |  |  | SC65E – IEC 61987 | - | C00004 |  | 0112-2---61987#ABB746 | https://cdd.iec.ch/cdd/iec61987/iec61987.nsf/PropertiesAllVersions/0112-2---61987%23ABB746
0112/2///61987#ABP249 | 001 | 01 | 0112/2///61987#ABP249#001 | reference to Installation conditions [infrastructure device] |  |  |  |  | reference to block ABP045 | [5 empty] | CLASS_REFERENCE_TYPE(0112/2///61987#ABP045) 0112/2///61987#ABP045 - Installation conditions [infrastructure device] |  |  |  |  | NON_DEPENDENT_P_DET | [5 empty] | 0112/2///61987#ABP063 - Rated Operating Conditions [infrastructure device] | 0112/2///61987#ABA000 |  |  |  | Standard |  | IEC 61987 | IEC | IEC/SC 65E | - | C00128 | 001-01 (2023-01-23 14:53:53 by BATCH 00000807) standard | 0112-2---61987#ABP249 | https://cdd.iec.ch/cdd/iec61987/iec61987.nsf/PropertiesAllVersions/0112-2---61987%23ABP249
0112/2///61987#ABE516 | 002 | 01 | 0112/2///61987#ABE516#002 | reference to Structural design of a position transmitter |  |  |  |  | reference to block ABE598 | [5 empty] | CLASS_REFERENCE_TYPE(0112/2///61987#ABE598) 0112/2///61987#ABE598 - Structural design of a position transmitter |  |  |  |  | NON_DEPENDENT_P_DET | [5 empty] | 0112/2///61987#ABE023 - Structural design [positioner]0112/2///61987#ABE597 - Structural design [position transmitter] | 0112/2///61987#ABA000 |  |  |  | Standard |  | IEC 61987 | IEC | SC65E | - | C00016 |  | 0112-2---61987#ABE516 | https://cdd.iec.ch/cdd/iec61987/iec61987.nsf/PropertiesAllVersions/0112-2---61987%23ABE516
0112/2///61987#ABU381 | 001 | 02 | 0112/2///61987#ABU381#001 | reference to Type of measured variable [4] |  |  |  |  | reference to block ABC663 |  | Id specified in IEC61987-12/-13: ABD306 |  |  |  | CLASS_REFERENCE_TYPE(0112/2///61987#ABC663) 0112/2///61987#ABC663 - Type of measured variable [4] |  |  |  |  | NON_DEPENDENT_P_DET | [5 empty] | 0112/2///61987#ABC410 - Measured variable [4] | 0112/2///61987#ABA000 |  |  |  | Standard |  |  |  | SC65E – IEC 61987 | - | C00004 |  | 0112-2---61987#ABU381 | https://cdd.iec.ch/cdd/iec61987/iec61987.nsf/PropertiesAllVersions/0112-2---61987%23ABU381
0112/2///61987#ABB999 | 003 | 01 | 0112/2///61987#ABB999#003 | style of mounting of pressure transmitter and pressure gauge |  |  |  |  | classification of a pressure transmitter or the pressure gauge according to its mounting position | [5 empty] | ENUM_CODE_TYPE(0112/2///61987#ABL267) |  |  |  |  | DEPENDENT_P_DET |  |  | 0112/2///61987#ABL267 | 0112/2///61987#ABL811 - A10112/2///61987#ABL813 - B10112/2///61987#ABL814 - B20112/2///61987#ABL815 - B30112/2///61987#ABL816 - C10112/2///61987#ABL817 - C20112/2///61987#ABL818 - C30112/2///61987#ABL819 - C40112/2///61987#ABL820 - C50112/2///61987#ABL821 - C60112/2///61987#ABI407 - others |  | 0112/2///61987#ABC411 - Pressure measurement instrument installation0112/2///61987#ABH168 - Parameters of differential pressure level measurement | 0112/2///61987#ABA000 |  |  |  | Standard |  |  |  | SC65E – IEC 61987 | 0112/2///61987#ABI406 - empty_property | C00091 |  | 0112-2---61987#ABB999 | https://cdd.iec.ch/cdd/iec61987/iec61987.nsf/PropertiesAllVersions/0112-2---61987%23ABB999
0112/2///61987#ABB878 | 001 | 04 | 0112/2///61987#ABB878#001 | pulse rate for lower signal on alarm |  |  |  |  | value of a pulse signal on alarm when the signal on alarm function is configured to "Minimum" |  |  | Hz |  |  | REAL_MEASURE_TYPE |  |  |  |  | NON_DEPENDENT_P_DET | [5 empty] | 0112/2///61987#ABC554 - Pulse signal on alarm | 0112/2///61987#ABA000 | 0112/2///62720#UAA170 - hertz |  | 0112/2///61987#ABT561 - Frequency | Standard |  |  |  | SC65E – IEC 61987 | - | C00018 |  | 0112-2---61987#ABB878 | https://cdd.iec.ch/cdd/iec61987/iec61987.nsf/PropertiesAllVersions/0112-2---61987%23ABB878
0112/2///61987#ABE948 | 001 | 02 | 0112/2///61987#ABE948#001 | set upper range end-value of interval of ullage | upper range end-value of interval of freeboard |  |  |  | value defining the end of a subrange for ullage |  |  | m |  |  | REAL_MEASURE_TYPE |  |  |  |  | NON_DEPENDENT_P_DET | [5 empty] | 0112/2///61987#ABE946 - Accuracy for a subrange of ullage | 0112/2///61987#ABA000 | 0112/2///62720#UAA726 - metre |  | 0112/2///61987#ABT548 - Length short | Standard |  | IEC 61987 | IEC | IEC/SC 65E | - | C00128 |  | 0112-2---61987#ABE948 | https://cdd.iec.ch/cdd/iec61987/iec61987.nsf/PropertiesAllVersions/0112-2---61987%23ABE948
0112/2///61987#ABE242 | 001 | 02 | 0112/2///61987#ABE242#001 | reference to Pressure-temperature design ratings [2] |  |  |  |  | reference to block ABD986 | [5 empty] | CLASS_REFERENCE_TYPE(0112/2///61987#ABD986) 0112/2///61987#ABD986 - Pressure-temperature design ratings [2] |  |  |  |  | NON_DEPENDENT_P_DET | [5 empty] | 0112/2///61987#ABE000 - Rated operating conditions [11] | 0112/2///61987#ABA000 |  |  |  | Standard |  |  |  |  | - | C00004 |  | 0112-2---61987#ABE242 | https://cdd.iec.ch/cdd/iec61987/iec61987.nsf/PropertiesAllVersions/0112-2---61987%23ABE242
0112/2///61987#ABD423 | 002 | 02 | 0112/2///61987#ABD423#002 | maximum fluctuating process absolute pressure |  |  |  |  | highest non-static absolute pressure of a process for which a device is or should be designed to operate within its specified limits |  |  | bar |  |  | REAL_MEASURE_TYPE |  |  |  |  | NON_DEPENDENT_P_DET | [5 empty] | 0112/2///61987#ABC452 - Normal process conditions [2]0112/2///61987#ABC454 - Normal process design conditions [1] | 0112/2///61987#ABA000 | 0112/2///62720#UAA323 - bar |  | 0112/2///61987#ABT524 - Pressure | Standard |  |  |  | SC65E – IEC 61987 | - | C00004 |  | 0112-2---61987#ABD423 | https://cdd.iec.ch/cdd/iec61987/iec61987.nsf/PropertiesAllVersions/0112-2---61987%23ABD423
0112/2///61987#ABE783 | 001 | 01 | 0112/2///61987#ABE783#001 | upper range-value of volume fraction | upper range-value |  |  |  | volume fraction value assigned to the upper range end-value of the input or output signal |  |  | % |  |  | REAL_MEASURE_TYPE |  |  |  |  | NON_DEPENDENT_P_DET | [5 empty] | 0112/2///61987#ABF597 - Assigned volume fraction range | 0112/2///61987#ABA000 | 0112/2///62720#UAA000 - percent |  | 0112/2///61987#ABT533 - Percentage | Standard |  | IEC 61987 | IEC | SC65E | - | C00018 | 001-01 (2018-03-28 07:27:01 by BATCH 00000762) standard | 0112-2---61987#ABE783 | https://cdd.iec.ch/cdd/iec61987/iec61987.nsf/PropertiesAllVersions/0112-2---61987%23ABE783
0112/2///61987#ABI661 | 001 | 01 | 0112/2///61987#ABI661#001 | UNACKNOWLEDGED |  |  |  |  | parameter indicating the status of the alert or alarm acknowledgement | [5 empty] | BINARY_TYPE | B8 |  |  |  | NON_DEPENDENT_P_DET | [5 empty] | 0112/2///61987#ABI759 - HIGH_HIGH_ALARM0112/2///61987#ABI760 - HIGH_ALARM0112/2///61987#ABI761 - LOW_ALARM0112/2///61987#ABI762 - LOW_LOW_ALARM0112/2///61987#ABI796 - UPDATE_EVENT0112/2///61987#ABI797 - BLOCK_ALARM | 0112/2///61987#ABA000 |  |  |  | Standard |  |  |  | SC65E – IEC 61987 | - | C00018 | 001-01 (2019-03-08 15:35:33 by BATCH 00000766) standard | 0112-2---61987#ABI661 | https://cdd.iec.ch/cdd/iec61987/iec61987.nsf/PropertiesAllVersions/0112-2---61987%23ABI661
0112/2///61987#ABU282 | 001 | 04 | 0112/2///61987#ABU282#001 | reference to Binary transistor/triac output |  |  |  |  | reference to block ABC141 |  | Id specified in IEC61987-12/-13: ABC771 |  |  |  | CLASS_REFERENCE_TYPE(0112/2///61987#ABC141) 0112/2///61987#ABC141 - Binary transistor/triac output |  |  |  |  | DEPENDENT_P_DET | [5 empty] | 0112/2///61987#ABC666 - Type of output [3] | 0112/2///61987#ABA000 |  |  |  | Standard |  | IEC 61987 | IEC | IEC/SC 65E | 0112/2///61987#ABU273 - output type [3] | C00128 |  | 0112-2---61987#ABU282 | https://cdd.iec.ch/cdd/iec61987/iec61987.nsf/PropertiesAllVersions/0112-2---61987%23ABU282
0112/2///61987#ABF629 | 001 | 01 | 0112/2///61987#ABF629#001 | maximum influence of process pressure on mass fraction |  |  |  |  | change in output of a mass fraction measuring device caused by a change in process pressure with respect to reference conditions, expressed as the maximum error within the specified process pressure range |  |  | %/bar |  |  | REAL_MEASURE_TYPE |  |  |  |  | NON_DEPENDENT_P_DET | [5 empty] | 0112/2///61987#ABF623 - Influence of external quantities expressed for mass fraction | 0112/2///61987#ABA000 | 0112/2///62720#UAA010 - percent per bar |  | 0112/2///61987#ABT529 - Percentage per pressure | Standard |  | IEC 61987 | IEC | SC65E | - | C00018 | 001-01 (2018-03-28 07:27:08 by BATCH 00000762) standard | 0112-2---61987#ABF629 | https://cdd.iec.ch/cdd/iec61987/iec61987.nsf/PropertiesAllVersions/0112-2---61987%23ABF629
0112/2///61987#ABG505 | 001 | 02 | 0112/2///61987#ABG505#001 | reference to Measured variable [9] |  |  |  |  | reference to block ABF945 | [5 empty] | CLASS_REFERENCE_TYPE(0112/2///61987#ABF945) 0112/2///61987#ABF945 - Measured variable [9] |  |  |  |  | DEPENDENT_P_DET | [5 empty] | 0112/2///61987#ABV035 - Input [37]0112/2///61987#ABV036 - Input [18] | 0112/2///61987#ABA000 |  |  |  | Standard |  | IEC 61987 | IEC | IEC SC65E | 0112/2///61987#ABB065 - number of measured variables | C00112 |  | 0112-2---61987#ABG505 | https://cdd.iec.ch/cdd/iec61987/iec61987.nsf/PropertiesAllVersions/0112-2---61987%23ABG505
0112/2///61987#ABU244 | 001 | 02 | 0112/2///61987#ABU244#001 | reference to Device LOP for turbine/propeller/Woltmann flow transmitter/gauge |  |  |  |  | reference to block ABA018 | [5 empty] | CLASS_REFERENCE_TYPE(0112/2///61987#ABA018) 0112/2///61987#ABA018 - Device LOP for turbine/propeller/Woltmann flow transmitter/gauge |  |  |  |  | NON_DEPENDENT_P_DET | [5 empty] | 0112/2///61987#ABA647 - Turbine flow gauge0112/2///61987#ABA797 - Propeller flow transmitter0112/2///61987#ABA799 - Turbine flow transmitter | 0112/2///61987#ABA000 |  |  |  | Standard |  |  |  | SC65E – IEC 61987 | - | C00004 |  | 0112-2---61987#ABU244 | https://cdd.iec.ch/cdd/iec61987/iec61987.nsf/PropertiesAllVersions/0112-2---61987%23ABU244
0112/2///61987#ABF701 | 001 | 02 | 0112/2///61987#ABF701#001 | reference to Float |  |  |  |  | reference to block ABF029 | [5 empty] | CLASS_REFERENCE_TYPE(0112/2///61987#ABF029) 0112/2///61987#ABF029 - Float |  |  |  |  | DEPENDENT_P_DET | [5 empty] | 0112/2///61987#ABF025 - Structural design of a float level transmitter and switch0112/2///61987#ABF217 - Structural design of a magnetic level gauge | 0112/2///61987#ABA000 |  |  |  | Standard |  | IEC 61987 | IEC | IEC SC65E | 0112/2///61987#ABF028 - number of floats | C00112 |  | 0112-2---61987#ABF701 | https://cdd.iec.ch/cdd/iec61987/iec61987.nsf/PropertiesAllVersions/0112-2---61987%23ABF701
0112/2///61987#ABE845 | 001 | 02 | 0112/2///61987#ABE845#001 | set upper range end-value of interval of volume |  |  |  |  | value defining the end of a subrange for volume |  |  | m³ |  |  | REAL_MEASURE_TYPE |  |  |  |  | NON_DEPENDENT_P_DET | [5 empty] | 0112/2///61987#ABE843 - Accuracy for a subrange of volume | 0112/2///61987#ABA000 | 0112/2///62720#UAA757 - metre cubed |  | 0112/2///61987#ABT505 - Volume | Standard |  | IEC 61987 | IEC | IEC/SC 65E | - | C00128 |  | 0112-2---61987#ABE845 | https://cdd.iec.ch/cdd/iec61987/iec61987.nsf/PropertiesAllVersions/0112-2---61987%23ABE845
0112/2///61987#ABE193 | 001 | 02 | 0112/2///61987#ABE193#001 | reference to Mechanical and electrical construction [eccentric plug valve] |  |  |  |  | reference to block ABD937 | [5 empty] | CLASS_REFERENCE_TYPE(0112/2///61987#ABD937) 0112/2///61987#ABD937 - Mechanical and electrical construction [eccentric plug valve] |  |  |  |  | NON_DEPENDENT_P_DET | [5 empty] | 0112/2///61987#ABE315 - Device LOP for eccentric plug valve | 0112/2///61987#ABA000 |  |  |  | Standard |  |  |  |  | - | C00004 |  | 0112-2---61987#ABE193 | https://cdd.iec.ch/cdd/iec61987/iec61987.nsf/PropertiesAllVersions/0112-2---61987%23ABE193
0112/2///61987#ABE551 | 001 | 01 | 0112/2///61987#ABE551#001 | standard of design calculation |  |  |  |  | standard on which the design calculation is based | [5 empty] | STRING_TYPE |  |  |  |  | NON_DEPENDENT_P_DET | [5 empty] | 0112/2///61987#ABE614 - Structural design of a restriction orifice/diffuser | 0112/2///61987#ABA000 |  |  |  | Standard |  | IEC 61987 | IEC | SC65E | - | C00016 | 001-01 (2018-03-28 07:27:01 by BATCH 00000762) standard | 0112-2---61987#ABE551 | https://cdd.iec.ch/cdd/iec61987/iec61987.nsf/PropertiesAllVersions/0112-2---61987%23ABE551
0112/2///61987#ABJ659 | 001 | 01 | 0112/2///61987#ABJ659#001 | FILTER_PARAMETER |  |  |  |  | parameter defined in manufacturer specific tables setting the degree of damping on the block output | [5 empty] | INT_TYPE |  |  |  |  | NON_DEPENDENT_P_DET | [5 empty] | 0112/2///61987#ABJ610 - MEASUREMENT_TRANSFORMATION0112/2///61987#ABJ611 - PRESSURE_MEASUREMENT_TRANSFORMATION0112/2///61987#ABJ612 - FLOW_MEASUREMENT_TRANSFORMATION | 0112/2///61987#ABA000 |  |  |  | Standard |  |  |  | SC65E – IEC 61987 | - | C00018 | 001-01 (2019-03-08 15:35:34 by BATCH 00000766) standard | 0112-2---61987#ABJ659 | https://cdd.iec.ch/cdd/iec61987/iec61987.nsf/PropertiesAllVersions/0112-2---61987%23ABJ659
0112/2///61987#ABP272 | 001 | 01 | 0112/2///61987#ABP272#001 | reference to Resistor input [I/O module] |  |  |  |  | reference to block ABP068 | [5 empty] | CLASS_REFERENCE_TYPE(0112/2///61987#ABP068) 0112/2///61987#ABP068 - Resistor input [I/O module] |  |  |  |  | NON_DEPENDENT_P_DET | [5 empty] | 0112/2///61987#ABP044 - Input [I/O module] | 0112/2///61987#ABA000 |  |  |  | Standard |  | IEC 61987 | IEC | IEC/SC 65E | - | C00128 | 001-01 (2023-01-23 14:53:53 by BATCH 00000807) standard | 0112-2---61987#ABP272 | https://cdd.iec.ch/cdd/iec61987/iec61987.nsf/PropertiesAllVersions/0112-2---61987%23ABP272
0112/2///61987#ABB241 | 004 | 01 | 0112/2///61987#ABB241#004 | number of device integrations |  |  |  |  | @number of device integrations |  | cardinality property |  |  |  | INT_TYPE |  |  |  |  | CONDITION_DET | [5 empty] | 0112/2///61987#ABC201 - Digital communication interface | 0112/2///61987#ABA000 |  |  |  | Standard |  |  |  | SC65E – IEC 61987 | - | C00004 |  | 0112-2---61987#ABB241 | https://cdd.iec.ch/cdd/iec61987/iec61987.nsf/PropertiesAllVersions/0112-2---61987%23ABB241
0112/2///61987#ABB606 | 004 | 01 | 0112/2///61987#ABB606#004 | maximum supply voltage AC/DC |  |  |  |  | highest universal voltage at which a device or a device component can operate within its within its specification |  |  | V |  |  | REAL_MEASURE_TYPE |  |  |  |  | NON_DEPENDENT_P_DET | [5 empty] | 0112/2///61987#ABC218 - Electrical power input circuit | 0112/2///61987#ABA000 | 0112/2///62720#UAA296 - volt |  | 0112/2///61987#ABT506 - Voltage | Standard |  |  |  | SC65E – IEC 61987 | - | C00004 |  | 0112-2---61987#ABB606 | https://cdd.iec.ch/cdd/iec61987/iec61987.nsf/PropertiesAllVersions/0112-2---61987%23ABB606
0112/2///61987#ABI307 | 002 | 01 | 0112/2///61987#ABI307#002 | long tag |  |  |  |  | extended alphanumeric character sequence uniquely identifying an instrument installation point assigned to a CPF 9 device | CPF 9 is the IEC 61784 acronym for HART. |  |  |  |  | STRING_TYPE |  |  |  |  | NON_DEPENDENT_P_DET | [5 empty] | 0112/2///61987#ABH916 - HART universal parameters | 0112/2///61987#ABA000 |  |  |  | Standard |  | IEC 61987 | IEC | IEC/SC 65E | - | C00112 |  | 0112-2---61987#ABI307 | https://cdd.iec.ch/cdd/iec61987/iec61987.nsf/PropertiesAllVersions/0112-2---61987%23ABI307
0112/2///61987#ABB571 | 001 | 04 | 0112/2///61987#ABB571#001 | calibrated span for pressure |  |  |  |  | difference between the upper and lower range value of pressure to which a pressure measurement instrument is adjusted and calibrated |  |  | bar |  |  | REAL_MEASURE_TYPE |  |  |  |  | NON_DEPENDENT_P_DET | [5 empty] | 0112/2///61987#ABC115 - Assigned pressure range | 0112/2///61987#ABA000 | 0112/2///62720#UAA323 - bar |  | 0112/2///61987#ABT524 - Pressure | Standard |  |  |  | SC65E – IEC 61987 | - | C00004 |  | 0112-2---61987#ABB571 | https://cdd.iec.ch/cdd/iec61987/iec61987.nsf/PropertiesAllVersions/0112-2---61987%23ABB571
0112/2///61987#ABU209 | 001 | 02 | 0112/2///61987#ABU209#001 | reference to Structural design of a thermal mass flow transmitter |  |  |  |  | reference to block ABC635 |  | Id specified in IEC61987-12/-13: ABD261 |  |  |  | CLASS_REFERENCE_TYPE(0112/2///61987#ABC635) 0112/2///61987#ABC635 - Structural design of a thermal mass flow transmitter |  |  |  |  | NON_DEPENDENT_P_DET | [5 empty] | 0112/2///61987#ABC611 - Structural design [thermal mass flow transmitter] | 0112/2///61987#ABA000 |  |  |  | Standard |  |  |  | SC65E – IEC 61987 | - | C00004 |  | 0112-2---61987#ABU209 | https://cdd.iec.ch/cdd/iec61987/iec61987.nsf/PropertiesAllVersions/0112-2---61987%23ABU209
0112/2///61987#ABU392 | 006 | 02 | 0112/2///61987#ABU392#006 | parametrization interface type |  |  |  |  | polymorphic control property |  | polymorphic control property; Id specified in IEC61987-12/-13: ABB432 |  |  |  | ENUM_STRING_TYPE(0112/2///61987#ABU119(Keypad/buttons and display,Handheld,Computer,Remote configuration)) |  | 0112/2///61987#ABU119 |  |  | CONDITION_DET |  |  | 0112/2///61987#ABU119 | 0112/2///61987#ABU063 - IEC61987-11 Name of Keypad/buttons and display0112/2///61987#ABU064 - IEC61987-11 Name of Handheld0112/2///61987#ABU065 - IEC61987-11 Name of Computer0112/2///61987#ABU066 - IEC61987-11 Name of Remote configuration |  | 0112/2///61987#ABC646 - Style of parametrization | 0112/2///61987#ABA000 |  |  |  | Standard |  | IEC 61987 | IEC | IEC/SC 65E | - | C00112 |  | 0112-2---61987#ABU392 | https://cdd.iec.ch/cdd/iec61987/iec61987.nsf/PropertiesAllVersions/0112-2---61987%23ABU392
0112/2///61987#ABJ663 | 001 | 01 | 0112/2///61987#ABJ663#001 | number of Flow technology blocks |  |  |  |  | cardinality property for Flow technology block | [5 empty] | INT_TYPE |  |  |  |  | CONDITION_DET | [5 empty] | 0112/2///61987#ABH840 - User application parameters | 0112/2///61987#ABA000 |  |  |  | Standard |  |  |  | SC65E – IEC 61987 | - | C00018 | 001-01 (2019-03-08 15:35:34 by BATCH 00000766) standard | 0112-2---61987#ABJ663 | https://cdd.iec.ch/cdd/iec61987/iec61987.nsf/PropertiesAllVersions/0112-2---61987%23ABJ663
0112/2///61987#ABU650 | 001 | 01 | 0112/2///61987#ABU650#001 | reference to Type of performance variable [19] |  |  |  |  | reference to block ABG285 | [5 empty] | CLASS_REFERENCE_TYPE(0112/2///61987#ABG285) 0112/2///61987#ABG285 - Type of performance variable [19] |  |  |  |  | NON_DEPENDENT_P_DET | [5 empty] | 0112/2///61987#ABG260 - Performance variable [20]0112/2///61987#ABG259 - Performance variable [19] | 0112/2///61987#ABA000 |  |  |  | Standard |  | IEC 61987 | IEC | SC65E | - | C00017 | 001-01 (2018-03-28 07:27:21 by BATCH 00000762) standard | 0112-2---61987#ABU650 | https://cdd.iec.ch/cdd/iec61987/iec61987.nsf/PropertiesAllVersions/0112-2---61987%23ABU650
0112/2///61987#ABG832 | 001 | 01 | 0112/2///61987#ABG832#001 | reference to Reference conditions for the performance variable [11] |  |  |  |  | reference to block ABG272 | [5 empty] | CLASS_REFERENCE_TYPE(0112/2///61987#ABG272) 0112/2///61987#ABG272 - Reference conditions for the performance variable [11] |  |  |  |  | NON_DEPENDENT_P_DET | [5 empty] | 0112/2///61987#ABG257 - Performance variable [17] | 0112/2///61987#ABA000 |  |  |  | Standard |  | IEC 61987 | IEC | SC65E | - | C00019 | 001-01 (2018-03-28 07:27:11 by BATCH 00000762) standard | 0112-2---61987#ABG832 | https://cdd.iec.ch/cdd/iec61987/iec61987.nsf/PropertiesAllVersions/0112-2---61987%23ABG832
0112/2///61987#ABH182 | 002 | 01 | 0112/2///61987#ABH182#002 | device class/valve class |  |  |  |  | user specific alphanumeric character sequence identifying a specification of a device or valve for use within its confines and which contains the definition of the device or valve and all related components that are to be used under a specific process condition | [5 empty] | STRING_TYPE |  |  |  |  | NON_DEPENDENT_P_DET | [5 empty] | 0112/2///61987#ABA441 - Device | 0112/2///61987#ABA000 |  |  |  | Standard |  | IEC 61987 |  | SC65E – IEC 61987 | - | C00018 |  | 0112-2---61987#ABH182 | https://cdd.iec.ch/cdd/iec61987/iec61987.nsf/PropertiesAllVersions/0112-2---61987%23ABH182
0112/2///61987#ABA990 | 001 | 04 | 0112/2///61987#ABA990#001 | maximum external capacitance (Co) |  |  |  |  | maximum capacitance that can be connected to the connection facilities of the apparatus without invalidating the type of protection |  |  | µF |  |  | REAL_MEASURE_TYPE |  |  | IEC 60050, part 426-11-11 (Draft) |  | NON_DEPENDENT_P_DET | [5 empty] | 0112/2///61987#ABC585 - Safety related properties for active behaviour | 0112/2///61987#ABA000 | 0112/2///62720#UAA063 - microfarad |  | 0112/2///61987#ABT570 - Electrical capacitance | Standard |  |  |  | SC65E – IEC 61987 | - | C00004 |  | 0112-2---61987#ABA990 | https://cdd.iec.ch/cdd/iec61987/iec61987.nsf/PropertiesAllVersions/0112-2---61987%23ABA990
0112/2///61987#ABB698 | 001 | 04 | 0112/2///61987#ABB698#001 | maximum influence of mounting position on zero or lower range-limit |  |  |  |  | change in zero or lower range value caused by a change in the device orientation, expressed as the maximum error at a specified mounting angle |  |  | % |  |  | REAL_MEASURE_TYPE |  |  | IEC 61298-3, chapter 9 |  | NON_DEPENDENT_P_DET | [5 empty] | 0112/2///61987#ABC277 - Influence of external quantities expressed as a percentage for pressure0112/2///61987#ABJ593 - Influence of external quantities expressed as a percentage [5]0112/2///61987#ABC276 - Influence of external quantities expressed as a percentage0112/2///61987#ABD890 - Influence of external quantities expressed as a percentage [2]0112/2///61987#ABG313 - Influence of external quantities expressed as a percentage [3]0112/2///61987#ABG314 - Influence of external quantities expressed as a percentage [4] | 0112/2///61987#ABA000 | 0112/2///62720#UAA000 - percent |  | 0112/2///61987#ABT533 - Percentage | Standard |  |  |  | SC65E – IEC 61987 | - | C00004 |  | 0112-2---61987#ABB698 | https://cdd.iec.ch/cdd/iec61987/iec61987.nsf/PropertiesAllVersions/0112-2---61987%23ABB698
0112/2///61987#ABJ630 | 001 | 01 | 0112/2///61987#ABJ630#001 | SETPOINT_STATUS |  |  |  |  | parameter indicating the status of the setpoint value to be used by the block | [5 empty] | INT_TYPE |  |  |  |  | NON_DEPENDENT_P_DET | [5 empty] | 0112/2///61987#ABI738 - SETPOINT | 0112/2///61987#ABA000 |  |  |  | Standard |  |  |  | SC65E – IEC 61987 | - | C00019 | 001-01 (2019-03-08 15:35:33 by BATCH 00000766) standard | 0112-2---61987#ABJ630 | https://cdd.iec.ch/cdd/iec61987/iec61987.nsf/PropertiesAllVersions/0112-2---61987%23ABJ630
0112/2///61987#ABF394 | 001 | 01 | 0112/2///61987#ABF394#001 | type of connection to head-mounted transmitter |  |  |  |  | classification of a connection to a head-mounted transmitter according to its fabricated form | [5 empty] | STRING_TYPE |  |  |  |  | NON_DEPENDENT_P_DET | [5 empty] | 0112/2///61987#ABF380 - Structural design of a connection head0112/2///61987#ABF405 - Structural design of an insert/element | 0112/2///61987#ABA000 |  |  |  | Standard |  | IEC 61987 | IEC | SC65E | - | C00019 | 001-01 (2018-03-28 07:27:06 by BATCH 00000762) standard | 0112-2---61987#ABF394 | https://cdd.iec.ch/cdd/iec61987/iec61987.nsf/PropertiesAllVersions/0112-2---61987%23ABF394
0112/2///61987#ABF845 | 001 | 01 | 0112/2///61987#ABF845#001 | reference to Influence of external quantities expressed for mass fraction |  |  |  |  | reference to block ABF623 | [5 empty] | CLASS_REFERENCE_TYPE(0112/2///61987#ABF623) 0112/2///61987#ABF623 - Influence of external quantities expressed for mass fraction |  |  |  |  | NON_DEPENDENT_P_DET | [5 empty] | 0112/2///61987#ABF608 - Absolute performance for mass fraction | 0112/2///61987#ABA000 |  |  |  | Standard |  | IEC 61987 | IEC | SC65E | - | C00018 | 001-01 (2018-03-28 07:27:09 by BATCH 00000762) standard | 0112-2---61987#ABF845 | https://cdd.iec.ch/cdd/iec61987/iec61987.nsf/PropertiesAllVersions/0112-2---61987%23ABF845
0112/2///61987#ABU904 | 001 | 01 | 0112/2///61987#ABU904#001 | measured variable type [12] |  |  |  |  | type of quantity subject to measurement |  | Polymorphic control property |  |  |  | ENUM_STRING_TYPE(0112/2///61987#ABU823(Level measurement,Ullage measurement,Volume measurement,Mass measurement,Degree of filling measurement,Pressure measurement,Temperature measurement,Other variable)) |  |  |  |  | CONDITION_DET |  |  | 0112/2///61987#ABU823 | 0112/2///61987#ABU753 - IEC61987-11 Name of Level measurement0112/2///61987#ABU754 - IEC61987-11 Name of Ullage measurement0112/2///61987#ABU755 - IEC61987-11 Name of Volume measurement0112/2///61987#ABU756 - IEC61987-11 Name of Mass measurement0112/2///61987#ABU757 - IEC61987-11 Name of Degree of filling measurement0112/2///61987#ABU758 - IEC61987-11 Name of Pressure measurement0112/2///61987#ABU800 - IEC61987-11 Name of Temperature measurement0112/2///61987#ABU801 - IEC61987-11 Name of Other variable |  | 0112/2///61987#ABF984 - Type of measured variable [12] | 0112/2///61987#ABA000 |  |  |  | Standard |  | IEC 61987 | IEC | SC65E | - | C00018 | 001-01 (2018-03-28 07:27:22 by BATCH 00000762) standard | 0112-2---61987#ABU904 | https://cdd.iec.ch/cdd/iec61987/iec61987.nsf/PropertiesAllVersions/0112-2---61987%23ABU904
0112/2///61987#ABE402 | 002 | 01 | 0112/2///61987#ABE402#002 | reference to Manufacturer-specific input [3] |  |  |  |  | reference to block ABD898 |  | Id specified in IEC61987-22: ABE154 |  |  |  | CLASS_REFERENCE_TYPE(0112/2///61987#ABD898) 0112/2///61987#ABD898 - Manufacturer-specific input [3] |  |  |  |  | DEPENDENT_P_DET | [5 empty] | 0112/2///61987#ABE395 - Type of auxiliary input [11]0112/2///61987#ABE674 - Type of auxiliary input [18] | 0112/2///61987#ABA000 |  |  |  | Standard |  |  |  |  | 0112/2///61987#ABE397 - auxiliary input type [11] | C00004 |  | 0112-2---61987#ABE402 | https://cdd.iec.ch/cdd/iec61987/iec61987.nsf/PropertiesAllVersions/0112-2---61987%23ABE402
0112/2///61987#ABJ645 | 001 | 01 | 0112/2///61987#ABJ645#001 | OUT_STATUS |  |  |  |  | parameter indicating the status of an analog block output | [5 empty] | INT_TYPE |  |  |  |  | NON_DEPENDENT_P_DET | [5 empty] | 0112/2///61987#ABI816 - OUT | 0112/2///61987#ABA000 |  |  |  | Standard |  |  |  | SC65E – IEC 61987 | - | C00019 | 001-01 (2019-03-08 15:35:34 by BATCH 00000766) standard | 0112-2---61987#ABJ645 | https://cdd.iec.ch/cdd/iec61987/iec61987.nsf/PropertiesAllVersions/0112-2---61987%23ABJ645
0112/2///61987#ABB774 | 001 | 02 | 0112/2///61987#ABB774#001 | formula for non-repeatability |  |  |  |  | equation from which the non-repeatability of a device can be calculated | [5 empty] | STRING_TYPE |  |  |  |  | NON_DEPENDENT_P_DET | [5 empty] | 0112/2///61987#ABC057 - Absolute performance for actual volume flow0112/2///61987#ABC058 - Absolute performance for density0112/2///61987#ABC059 - Absolute performance for dynamic viscosity0112/2///61987#ABC060 - Absolute performance for flow velocity0112/2///61987#ABC061 - Absolute performance for mass flow0112/2///61987#ABC062 - Absolute performance for normalized volume flow0112/2///61987#ABC063 - Absolute performance for other variable0112/2///61987#ABC064 - Absolute performance for pressure0112/2///61987#ABC065 - Absolute performance for temperature0112/2///61987#ABE792 - Absolute performance for concentration0112/2///61987#ABE793 - Absolute performance for volume fraction0112/2///61987#ABE826 - Absolute performance for level0112/2///61987#ABE836 - Absolute performance for volume0112/2///61987#ABE846 - Absolute performance for mass0112/2///61987#ABE856 - Absolute performance for degree of filling0112/2///61987#ABE866 - Absolute performance for point level0112/2///61987#ABE939 - Absolute performance for ullage0112/2///61987#ABF075 - Absolute performance for voltage0112/2///61987#ABF076 - Absolute performance for resistance0112/2///61987#ABF109 - Absolute performance for temperature [2]0112/2///61987#ABF608 - Absolute performance for mass fraction0112/2///61987#ABG319 - Absolute performance for temperature [3]0112/2///61987#ABG318 - Absolute performance for density [2]0112/2///61987#ABC067 - Accuracy expressed as a percentage [1]0112/2///61987#ABC068 - Accuracy expressed as a percentage [2]0112/2///61987#ABE365 - Accuracy expressed as a percentage [3]0112/2///61987#ABE702 - Accuracy expressed as a percentage [4]0112/2///61987#ABG353 - Accuracy expressed as a percentage [5]0112/2///61987#ABJ595 - Accuracy expressed as a percentage [6]0112/2///61987#ABG352 - Accuracy expressed as a percentage [7]0112/2///61987#ABP004 - Absolute performance for active power [I/O module]0112/2///61987#ABP005 - Absolute performance for apparent power [I/O module]0112/2///61987#ABP006 - Absolute performance for current [I/O module]0112/2///61987#ABP007 - Absolute performance for other variable [I/O module]0112/2///61987#ABP008 - Absolute performance for power factor [I/O module]0112/2///61987#ABP009 - Absolute performance for reactive power [I/O module]0112/2///61987#ABP010 - Absolute performance for resistance [I/O module]0112/2///61987#ABP011 - Absolute performance for temperature [I/O module]0112/2///61987#ABP012 - Absolute performance for voltage [I/O module] | 0112/2///61987#ABA000 |  |  |  | Standard |  |  |  | SC65E – IEC 61987 | - | C00004 |  | 0112-2---61987#ABB774 | https://cdd.iec.ch/cdd/iec61987/iec61987.nsf/PropertiesAllVersions/0112-2---61987%23ABB774
0112/2///61987#ABE860 | 001 | 01 | 0112/2///61987#ABE860#001 | zero point error of degree of filling |  |  |  |  | absolute error of a device measuring degree of filling under reference conditions, when the input is at the lower range value |  |  | % |  |  | REAL_MEASURE_TYPE |  |  |  |  | NON_DEPENDENT_P_DET | [5 empty] | 0112/2///61987#ABE856 - Absolute performance for degree of filling | 0112/2///61987#ABA000 | 0112/2///62720#UAA000 - percent |  | 0112/2///61987#ABT533 - Percentage | Standard |  | IEC 61987 | IEC | SC65E | - | C00018 | 001-01 (2018-03-28 07:27:02 by BATCH 00000762) standard | 0112-2---61987#ABE860 | https://cdd.iec.ch/cdd/iec61987/iec61987.nsf/PropertiesAllVersions/0112-2---61987%23ABE860
0112/2///61987#ABU982 | 001 | 01 | 0112/2///61987#ABU982#001 | reference to Assigned mass pulse value |  |  |  |  | reference to block ABC110 | [5 empty] | CLASS_REFERENCE_TYPE(0112/2///61987#ABC110) 0112/2///61987#ABC110 - Assigned mass pulse value |  |  |  |  | DEPENDENT_P_DET | [5 empty] | 0112/2///61987#ABG099 - Assigned variable [19]0112/2///61987#ABG101 - Assigned variable [21] | 0112/2///61987#ABA000 |  |  |  | Standard |  | IEC 61987 | IEC | SC65E | 0112/2///61987#ABU947 - assigned variable type [21] | C00018 | 001-01 (2018-03-28 07:27:23 by BATCH 00000762) standard | 0112-2---61987#ABU982 | https://cdd.iec.ch/cdd/iec61987/iec61987.nsf/PropertiesAllVersions/0112-2---61987%23ABU982
0112/2///61987#ABE705 | 001 | 01 | 0112/2///61987#ABE705#001 | reference to Performance [27] |  |  |  |  | reference to block ABE704 | [5 empty] | CLASS_REFERENCE_TYPE(0112/2///61987#ABE704) 0112/2///61987#ABE704 - Performance [27] |  |  |  |  | NON_DEPENDENT_P_DET | [5 empty] | 0112/2///61987#ABE630 - Device LOP for limit switch | 0112/2///61987#ABA000 |  |  |  | Standard |  |  |  |  | - | C00004 | 001-01 (2018-03-28 07:27:01 by BATCH 00000762) standard | 0112-2---61987#ABE705 | https://cdd.iec.ch/cdd/iec61987/iec61987.nsf/PropertiesAllVersions/0112-2---61987%23ABE705
0112/2///61987#ABE196 | 001 | 02 | 0112/2///61987#ABE196#001 | reference to Mechanical and electrical construction [valve body assembly] |  |  |  |  | reference to block ABD940 | [5 empty] | CLASS_REFERENCE_TYPE(0112/2///61987#ABD940) 0112/2///61987#ABD940 - Mechanical and electrical construction [valve body assembly] |  |  |  |  | NON_DEPENDENT_P_DET | [5 empty] | 0112/2///61987#ABE310 - Device LOP for valve body assembly | 0112/2///61987#ABA000 |  |  |  | Standard |  |  |  |  | - | C00004 |  | 0112-2---61987#ABE196 | https://cdd.iec.ch/cdd/iec61987/iec61987.nsf/PropertiesAllVersions/0112-2---61987%23ABE196
0112/2///61987#ABD535 | 002 | 01 | 0112/2///61987#ABD535#002 | confidence level |  |  |  |  | probability, generally expressed as a percentage, that the true value of a statistically estimated quantity falls within a pre-established interval about the estimated value | [5 empty] | ENUM_CODE_TYPE(0112/2///61987#ABJ769) |  |  | IEV 393-18-31 |  | DEPENDENT_P_DET |  |  | 0112/2///61987#ABJ769 | 0112/2///61987#ABL109 - 1 sigma0112/2///61987#ABL110 - 2 sigma0112/2///61987#ABL111 - 3 sigma0112/2///61987#ABL112 - infinity0112/2///61987#ABI407 - others |  | 0112/2///61987#ABC057 - Absolute performance for actual volume flow0112/2///61987#ABC058 - Absolute performance for density0112/2///61987#ABC059 - Absolute performance for dynamic viscosity0112/2///61987#ABC060 - Absolute performance for flow velocity0112/2///61987#ABC061 - Absolute performance for mass flow0112/2///61987#ABC062 - Absolute performance for normalized volume flow0112/2///61987#ABC063 - Absolute performance for other variable0112/2///61987#ABC064 - Absolute performance for pressure0112/2///61987#ABC065 - Absolute performance for temperature0112/2///61987#ABE792 - Absolute performance for concentration0112/2///61987#ABE793 - Absolute performance for volume fraction0112/2///61987#ABE826 - Absolute performance for level0112/2///61987#ABE836 - Absolute performance for volume0112/2///61987#ABE846 - Absolute performance for mass0112/2///61987#ABE856 - Absolute performance for degree of filling0112/2///61987#ABE866 - Absolute performance for point level0112/2///61987#ABE939 - Absolute performance for ullage0112/2///61987#ABF075 - Absolute performance for voltage0112/2///61987#ABF076 - Absolute performance for resistance0112/2///61987#ABF109 - Absolute performance for temperature [2]0112/2///61987#ABF608 - Absolute performance for mass fraction0112/2///61987#ABG319 - Absolute performance for temperature [3]0112/2///61987#ABG318 - Absolute performance for density [2]0112/2///61987#ABC067 - Accuracy expressed as a percentage [1]0112/2///61987#ABC068 - Accuracy expressed as a percentage [2]0112/2///61987#ABE365 - Accuracy expressed as a percentage [3]0112/2///61987#ABE702 - Accuracy expressed as a percentage [4]0112/2///61987#ABG353 - Accuracy expressed as a percentage [5]0112/2///61987#ABJ595 - Accuracy expressed as a percentage [6]0112/2///61987#ABG352 - Accuracy expressed as a percentage [7]0112/2///61987#ABP004 - Absolute performance for active power [I/O module]0112/2///61987#ABP005 - Absolute performance for apparent power [I/O module]0112/2///61987#ABP006 - Absolute performance for current [I/O module]0112/2///61987#ABP007 - Absolute performance for other variable [I/O module]0112/2///61987#ABP008 - Absolute performance for power factor [I/O module]0112/2///61987#ABP009 - Absolute performance for reactive power [I/O module]0112/2///61987#ABP010 - Absolute performance for resistance [I/O module]0112/2///61987#ABP011 - Absolute performance for temperature [I/O module]0112/2///61987#ABP012 - Absolute performance for voltage [I/O module]0112/2///61987#ABP013 - Accuracy expressed as a percentage [I/O module] | 0112/2///61987#ABA000 |  |  |  | Standard |  |  |  | SC65E – IEC 61987 | 0112/2///61987#ABI406 - empty_property | C00091 |  | 0112-2---61987#ABD535 | https://cdd.iec.ch/cdd/iec61987/iec61987.nsf/PropertiesAllVersions/0112-2---61987%23ABD535
0112/2///61987#ABG993 | 001 | 01 | 0112/2///61987#ABG993#001 | reference to Structural design [contact temperature transmitter] |  |  |  |  | reference to block ABG433 | [5 empty] | CLASS_REFERENCE_TYPE(0112/2///61987#ABG433) 0112/2///61987#ABG433 - Structural design [contact temperature transmitter] |  |  |  |  | NON_DEPENDENT_P_DET | [5 empty] | 0112/2///61987#ABG388 - Mechanical and electrical construction [contact temperature transmitter] | 0112/2///61987#ABA000 |  |  |  | Standard |  | IEC 61987 | IEC | SC65E | - | C00019 | 001-01 (2018-03-28 07:27:12 by BATCH 00000762) standard | 0112-2---61987#ABG993 | https://cdd.iec.ch/cdd/iec61987/iec61987.nsf/PropertiesAllVersions/0112-2---61987%23ABG993
0112/2///61987#ABI962 | 001 | 01 | 0112/2///61987#ABI962#001 | TIME_STAMP |  |  |  |  | parameter indicating the time at which a parameter was changed or sampled | [5 empty] | DATE_TIME_TYPE |  |  |  |  | NON_DEPENDENT_P_DET | [5 empty] | 0112/2///61987#ABI759 - HIGH_HIGH_ALARM0112/2///61987#ABI760 - HIGH_ALARM0112/2///61987#ABI761 - LOW_ALARM0112/2///61987#ABI762 - LOW_LOW_ALARM | 0112/2///61987#ABA000 |  |  |  | Standard |  |  |  | SC65E – IEC 61987 | - | C00018 | 001-01 (2019-03-08 15:35:33 by BATCH 00000766) standard | 0112-2---61987#ABI962 | https://cdd.iec.ch/cdd/iec61987/iec61987.nsf/PropertiesAllVersions/0112-2---61987%23ABI962
0112/2///61987#ABA530 | 001 | 02 | 0112/2///61987#ABA530#001 | location of switch |  |  |  |  | place on the HMI where a switch is to be found | [5 empty] | STRING_TYPE |  |  |  |  | NON_DEPENDENT_P_DET | [5 empty] | 0112/2///61987#ABC648 - Switch | 0112/2///61987#ABA000 |  |  |  | Standard |  |  |  | SC65E – IEC 61987 | - | C00004 |  | 0112-2---61987#ABA530 | https://cdd.iec.ch/cdd/iec61987/iec61987.nsf/PropertiesAllVersions/0112-2---61987%23ABA530
0112/2///61987#ABP168 | 001 | 01 | 0112/2///61987#ABP168#001 | resolution of analog/digital conversion |  |  |  |  | number of bits with which an analog signal is converted to digital signal |  |  | bit |  |  | REAL_MEASURE_TYPE |  |  |  |  | NON_DEPENDENT_P_DET | [5 empty] | 0112/2///61987#ABP017 - Analog to digital conversion | 0112/2///61987#ABA000 | 0112/2///62720#UAA339 - bit |  |  | Standard |  | IEC 61987 | IEC | IEC/SC 65E | - | C00128 | 001-01 (2023-01-23 14:53:52 by BATCH 00000807) standard | 0112-2---61987#ABP168 | https://cdd.iec.ch/cdd/iec61987/iec61987.nsf/PropertiesAllVersions/0112-2---61987%23ABP168
0112/2///61987#ABP154 | 001 | 01 | 0112/2///61987#ABP154#001 | minimum signal current level for signal "1" |  |  |  |  | minimum value of the signal current consumed by the input circuit for the logical state "1" |  |  | mA |  |  | REAL_MEASURE_TYPE |  |  |  |  | NON_DEPENDENT_P_DET | [5 empty] | 0112/2///61987#ABP074 - Signal levels | 0112/2///61987#ABA000 | 0112/2///62720#UAA775 - milliampere |  | 0112/2///61987#ABT567 - Electrical current | Standard |  | IEC 61987 | IEC | IEC/SC 65E | - | C00128 | 001-01 (2023-01-23 14:53:52 by BATCH 00000807) standard | 0112-2---61987#ABP154 | https://cdd.iec.ch/cdd/iec61987/iec61987.nsf/PropertiesAllVersions/0112-2---61987%23ABP154
0112/2///61987#ABA293 | 007 | 01 | 0112/2///61987#ABA293#007 | number of additional components |  |  |  |  | @number of additional components |  | cardinality property |  |  |  | INT_TYPE |  |  |  |  | CONDITION_DET | [5 empty] | 0112/2///61987#ABA005 - Device LOP for flow transmitter0112/2///61987#ABA006 - Device LOP for coriolis mass flow transmitter0112/2///61987#ABA007 - Device LOP for swirl flow transmitter0112/2///61987#ABA008 - Device LOP for electromagnetic flow transmitter0112/2///61987#ABA009 - Device LOP for electromagnetic insertion flow transmitter0112/2///61987#ABA010 - Device LOP for orifice/differential pressure flow transmitter0112/2///61987#ABA013 - Device LOP for (oval) gear flow transmitter/gauge0112/2///61987#ABA014 - Device LOP for piston flow transmitter/gauge0112/2///61987#ABA016 - Device LOP for thermal mass flow transmitter0112/2///61987#ABA018 - Device LOP for turbine/propeller/Woltmann flow transmitter/gauge0112/2///61987#ABA019 - Device LOP for ultrasonic flow transmitter0112/2///61987#ABA020 - Device LOP for variable area flow transmitter/gauge0112/2///61987#ABA022 - Device LOP for vortex flow transmitter0112/2///61987#ABA023 - Device LOP for positive displacement flow transmitter/gauge0112/2///61987#ABA024 - Device LOP for helix flow transmitter/gauge0112/2///61987#ABA025 - Device LOP for remote/separate transmitter0112/2///61987#ABA029 - Device LOP for absolute/gauge pressure transmitter0112/2///61987#ABA031 - Device LOP for differential pressure transmitter0112/2///61987#ABA032 - Device LOP for absolute/gauge pressure gauge0112/2///61987#ABA034 - Device LOP for differential pressure gauge0112/2///61987#ABA035 - Device LOP for remote seal0112/2///61987#ABE321 - Device LOP for positioner0112/2///61987#ABE630 - Device LOP for limit switch0112/2///61987#ABE631 - Device LOP for solenoid valve0112/2///61987#ABE634 - Device LOP for I/P converter0112/2///61987#ABE728 - Device LOP for magnetic level gauge0112/2///61987#ABE729 - Device LOP for sight level gauge0112/2///61987#ABE730 - Device LOP for rotary paddle switch0112/2///61987#ABE732 - Device LOP for vibrating level switch0112/2///61987#ABE733 - Device LOP for optical level switch0112/2///61987#ABE735 - Device LOP for level transmitter0112/2///61987#ABE736 - Device LOP for displacer level transmitter/switch0112/2///61987#ABE737 - Device LOP for capacitance level transmitter/switch0112/2///61987#ABE738 - Device LOP for conductance level transmitter/switch0112/2///61987#ABE739 - Device LOP for float level transmitter/switch0112/2///61987#ABE740 - Device LOP for hydrostatic pressure level transmitter0112/2///61987#ABE741 - Device LOP for plumb bob level transmitter0112/2///61987#ABE742 - Device LOP for free-space radar level transmitter0112/2///61987#ABE743 - Device LOP for guided-wave radar level transmitter/switch0112/2///61987#ABE744 - Device LOP for ultrasonic level transmitter0112/2///61987#ABE745 - Device LOP for ultrasonic level switch0112/2///61987#ABE746 - Device LOP for nuclear level transmitter/switch0112/2///61987#ABE747 - Device LOP for laser level transmitter0112/2///61987#ABE748 - Device LOP for servo level transmitter0112/2///61987#ABE749 - Device LOP for microwave level switch0112/2///61987#ABE750 - Device LOP for sight level indicator0112/2///61987#ABE755 - Device LOP for level switch0112/2///61987#ABE756 - Device LOP for separate level transmitter/switching unit0112/2///61987#ABE759 - Device LOP for temperature gauge0112/2///61987#ABE760 - Device LOP for contact temperature transmitter0112/2///61987#ABE761 - Device LOP for radiation thermometer0112/2///61987#ABE762 - Device LOP for temperature connection head0112/2///61987#ABE763 - Device LOP for insert/element0112/2///61987#ABE764 - Device LOP for separate temperature transmitter0112/2///61987#ABE765 - Device LOP for thermowell0112/2///61987#ABE766 - Device LOP for thermowell extension0112/2///61987#ABE767 - Device LOP for temperature transmitter0112/2///61987#ABF858 - Device LOP for buoyancy density transmitter0112/2///61987#ABF859 - Device LOP for refractive index density transmitter0112/2///61987#ABF860 - Device LOP for vibrating tube density transmitter0112/2///61987#ABF861 - Device LOP for radiometric density transmitter0112/2///61987#ABF862 - Device LOP for vibrating fork/rod density transmitter0112/2///61987#ABF863 - Device LOP for ultrasonic density transmitter0112/2///61987#ABF864 - Device LOP for microwave density transmitter0112/2///61987#ABF865 - Device LOP for density transmitter0112/2///61987#ABF866 - Device LOP for separate density transmitter0112/2///61987#ABV520 - Device LOP for position transmitter0112/2///61987#ABE731 - Device LOP for thermal level switch0112/2///61987#ABE310 - Device LOP for valve body assembly0112/2///61987#ABE311 - Device LOP for globe valve0112/2///61987#ABE312 - Device LOP for gate valve0112/2///61987#ABE313 - Device LOP for diaphragm/pinch valve0112/2///61987#ABE314 - Device LOP for butterfly valve0112/2///61987#ABE315 - Device LOP for eccentric plug valve0112/2///61987#ABE316 - Device LOP for plug valve0112/2///61987#ABE317 - Device LOP for ball valve0112/2///61987#ABE318 - Device LOP for pressure reducing regulator or back pressure/excess pressure regulator0112/2///61987#ABE319 - Device LOP for pneumatic linear actuator0112/2///61987#ABE320 - Device LOP for pneumatic rotary actuator0112/2///61987#ABE632 - Device LOP for filter regulator0112/2///61987#ABE633 - Device LOP for restriction orifice/diffuser0112/2///61987#ABE751 - Device LOP for stilling well0112/2///61987#ABE752 - Device LOP for window0112/2///61987#ABE753 - Device LOP for bypass/measuring chamber0112/2///61987#ABA037 - Device LOP for pressure measurement manifold | 0112/2///61987#ABA000 |  |  |  | Standard |  |  |  | SC65E – IEC 61987 | - | C00004 |  | 0112-2---61987#ABA293 | https://cdd.iec.ch/cdd/iec61987/iec61987.nsf/PropertiesAllVersions/0112-2---61987%23ABA293
0112/2///61987#ABV207 | 001 | 02 | 0112/2///61987#ABV207#001 | reference to Absolute performance for voltage |  |  |  |  | reference to block ABF075 | [5 empty] | CLASS_REFERENCE_TYPE(0112/2///61987#ABF075) 0112/2///61987#ABF075 - Absolute performance for voltage |  |  |  |  | DEPENDENT_P_DET | [5 empty] | 0112/2///61987#ABG282 - Type of performance variable [16] | 0112/2///61987#ABA000 |  |  |  | Standard |  | IEC 61987 | IEC | SC65E | 0112/2///61987#ABV193 - performance variable type [16] | C00019 |  | 0112-2---61987#ABV207 | https://cdd.iec.ch/cdd/iec61987/iec61987.nsf/PropertiesAllVersions/0112-2---61987%23ABV207
0112/2///61987#ABB736 | 001 | 04 | 0112/2///61987#ABB736#001 | inaccuracy of normalized volume flow |  |  |  |  | for a normalized volume flow measurement, the maximum positive and negative deviation from the specified characteristic curve observed in testing a device under specified conditions and by a specified procedure |  |  | m³/h |  |  | REAL_MEASURE_TYPE |  |  | IEC 61298-1, Ed. 2.0, 3.5 |  | NON_DEPENDENT_P_DET | [5 empty] | 0112/2///61987#ABC062 - Absolute performance for normalized volume flow0112/2///61987#ABC074 - Accuracy for a subrange of normalized volume flow | 0112/2///61987#ABA000 | 0112/2///62720#UAA763 - metre cubed per hour |  | 0112/2///61987#ABT504 - Volume flow rate | Standard |  |  |  | SC65E – IEC 61987 | - | C00004 |  | 0112-2---61987#ABB736 | https://cdd.iec.ch/cdd/iec61987/iec61987.nsf/PropertiesAllVersions/0112-2---61987%23ABB736
0112/2///61987#ABF438 | 001 | 01 | 0112/2///61987#ABF438#001 | designation of transmitter/switch |  |  |  |  | alphanumeric character sequence identifying a transmitter or a switch | [5 empty] | STRING_TYPE |  |  |  |  | NON_DEPENDENT_P_DET | [5 empty] | 0112/2///61987#ABF375 - Transmitter/switch housing | 0112/2///61987#ABA000 |  |  |  | Standard |  | IEC 61987 | IEC | SC65E | - | C00019 | 001-01 (2018-03-28 07:27:06 by BATCH 00000762) standard | 0112-2---61987#ABF438 | https://cdd.iec.ch/cdd/iec61987/iec61987.nsf/PropertiesAllVersions/0112-2---61987%23ABF438
0112/2///61987#ABB892 | 001 | 04 | 0112/2///61987#ABB892#001 | deadband of pressure |  |  |  |  | pressure that must be applied at a pressure device input before the output changes | For switches: amount of signal that must be removed before the switch contacts reset after the actuation level has been reached |  | mbar |  |  | REAL_MEASURE_TYPE |  |  |  |  | NON_DEPENDENT_P_DET | [5 empty] | 0112/2///61987#ABC064 - Absolute performance for pressure | 0112/2///61987#ABA000 | 0112/2///62720#UAA810 - millibar |  | 0112/2///61987#ABT524 - Pressure | Standard |  |  |  | SC65E – IEC 61987 | - | C00004 |  | 0112-2---61987#ABB892 | https://cdd.iec.ch/cdd/iec61987/iec61987.nsf/PropertiesAllVersions/0112-2---61987%23ABB892
0112/2///61987#ABB978 | 001 | 03 | 0112/2///61987#ABB978#001 | maximum number of figures behind a decimal point |  |  |  |  | largest number of figures behind a decimal point that a numerical display element can display | [5 empty] | INT_TYPE |  |  |  |  | NON_DEPENDENT_P_DET | [5 empty] | 0112/2///61987#ABC206 - Display element | 0112/2///61987#ABA000 |  |  |  | Standard |  |  |  | SC65E – IEC 61987 | - | C00004 |  | 0112-2---61987#ABB978 | https://cdd.iec.ch/cdd/iec61987/iec61987.nsf/PropertiesAllVersions/0112-2---61987%23ABB978
0112/2///61987#ABE815 | 001 | 01 | 0112/2///61987#ABE815#001 | upper range-limit of level |  |  |  |  | highest value of level that a device can be adjusted to measure within its specified accuracy limits |  |  | m |  |  | REAL_MEASURE_TYPE |  |  |  |  | NON_DEPENDENT_P_DET | [5 empty] | 0112/2///61987#ABE813 - Measuring range for level | 0112/2///61987#ABA000 | 0112/2///62720#UAA726 - metre |  | 0112/2///61987#ABT548 - Length short | Standard |  | IEC 61987 | IEC | SC65E | - | C00018 | 001-01 (2018-03-28 07:27:02 by BATCH 00000762) standard | 0112-2---61987#ABE815 | https://cdd.iec.ch/cdd/iec61987/iec61987.nsf/PropertiesAllVersions/0112-2---61987%23ABE815
0112/2///61987#ABA167 | 002 | 01 | 0112/2///61987#ABA167#002 | nominal size of cable/conduit entry |  |  |  |  | alphanumeric designation of size for a cable entry, which is used for reference purposes | [5 empty] | ENUM_CODE_TYPE(0112/2///61987#ABJ789) |  |  |  |  | DEPENDENT_P_DET |  |  | 0112/2///61987#ABJ789 | 0112/2///61987#ABL196 - 1/2 NPT0112/2///61987#ABL197 - 3/8 NPT0112/2///61987#ABL198 - 3/4 NPT0112/2///61987#ABL199 - M 110112/2///61987#ABL200 - M 120112/2///61987#ABL201 - M 150112/2///61987#ABL202 - M 160112/2///61987#ABL203 - M 200112/2///61987#ABL204 - M 250112/2///61987#ABL205 - M 320112/2///61987#ABL206 - PG 120112/2///61987#ABL207 - PG 13.50112/2///61987#ABL208 - PG 160112/2///61987#ABI407 - others |  | 0112/2///61987#ABC149 - Cable/conduit entry | 0112/2///61987#ABA000 |  |  |  | Standard |  |  |  | SC65E – IEC 61987 | 0112/2///61987#ABI406 - empty_property | C00091 |  | 0112-2---61987#ABA167 | https://cdd.iec.ch/cdd/iec61987/iec61987.nsf/PropertiesAllVersions/0112-2---61987%23ABA167
0112/2///61987#ABB786 | 001 | 03 | 0112/2///61987#ABB786#001 | calibrated span for other variable |  |  |  |  | difference between the upper and lower range value of other variable to which another variable measurement instrument is adjusted and calibrated | [5 empty] | REAL_TYPE |  |  |  |  | NON_DEPENDENT_P_DET | [5 empty] | 0112/2///61987#ABC114 - Assigned other variable range | 0112/2///61987#ABA000 |  |  |  | Standard |  |  |  | SC65E – IEC 61987 | - | C00019 |  | 0112-2---61987#ABB786 | https://cdd.iec.ch/cdd/iec61987/iec61987.nsf/PropertiesAllVersions/0112-2---61987%23ABB786
0112/2///61987#ABD455 | 002 | 01 | 0112/2///61987#ABD455#002 | reference vessel conditions |  |  |  |  | conditions of the vessel at which the performance of a device was tested | [5 empty] | STRING_TYPE |  |  |  |  | NON_DEPENDENT_P_DET | [5 empty] | 0112/2///61987#ABC574 - Reference process conditions0112/2///61987#ABG246 - Reference process conditions [2] | 0112/2///61987#ABA000 |  |  |  | Standard |  |  |  | SC65E – IEC 61987 | - | C00004 |  | 0112-2---61987#ABD455 | https://cdd.iec.ch/cdd/iec61987/iec61987.nsf/PropertiesAllVersions/0112-2---61987%23ABD455
0112/2///61987#ABJ297 | 001 | 01 | 0112/2///61987#ABJ297#001 | DIAGNOSIS_EXTENSION |  |  |  |  | parameter, the bits of which indicate the presence of additional information on the current status of a device | The existence of additional diagnosis information is indicated in the DIAGNOSIS parameter. |  |  |  |  | BINARY_TYPE | B48 |  |  |  | NON_DEPENDENT_P_DET | [5 empty] | 0112/2///61987#ABH841 - Device (resource) block | 0112/2///61987#ABA000 |  |  |  | Standard |  |  |  | SC65E – IEC 61987 | - | C00018 | 001-01 (2019-03-08 15:35:33 by BATCH 00000766) standard | 0112-2---61987#ABJ297 | https://cdd.iec.ch/cdd/iec61987/iec61987.nsf/PropertiesAllVersions/0112-2---61987%23ABJ297
0112/2///61987#ABH736 | 001 | 01 | 0112/2///61987#ABH736#001 | reference to Calibration of volume |  |  |  |  | reference to block ABH624 | [5 empty] | CLASS_REFERENCE_TYPE(0112/2///61987#ABH624) 0112/2///61987#ABH624 - Calibration of volume |  |  |  |  | DEPENDENT_P_DET | [5 empty] | 0112/2///61987#ABH561 - Calibration | 0112/2///61987#ABA000 |  |  |  | Standard |  | IEC 61987 |  | SC65E – IEC 61987 | 0112/2///61987#ABH562 - calibration variable type | C00018 | 001-01 (2019-03-08 15:35:30 by BATCH 00000766) standard | 0112-2---61987#ABH736 | https://cdd.iec.ch/cdd/iec61987/iec61987.nsf/PropertiesAllVersions/0112-2---61987%23ABH736
0112/2///61987#ABJ627 | 001 | 01 | 0112/2///61987#ABJ627#001 | PRIMARY_MEASUREMENT_STATUS |  |  |  |  | parameter indicating the status of the primary measurement | [5 empty] | INT_TYPE |  |  |  |  | NON_DEPENDENT_P_DET | [5 empty] | 0112/2///61987#ABI728 - PRIMARY_MEASUREMENT | 0112/2///61987#ABA000 |  |  |  | Standard |  |  |  | SC65E – IEC 61987 | - | C00019 | 001-01 (2019-03-08 15:35:33 by BATCH 00000766) standard | 0112-2---61987#ABJ627 | https://cdd.iec.ch/cdd/iec61987/iec61987.nsf/PropertiesAllVersions/0112-2---61987%23ABJ627
0112/2///61987#ABP116 | 001 | 01 | 0112/2///61987#ABP116#001 | level of overvoltage protection |  |  |  |  | value of voltage to which a continuous overvoltage is limited |  |  | V |  |  | REAL_MEASURE_TYPE |  |  |  |  | NON_DEPENDENT_P_DET | [5 empty] | 0112/2///61987#ABP069 - RMS input | 0112/2///61987#ABA000 | 0112/2///62720#UAA296 - volt |  | 0112/2///61987#ABT506 - Voltage | Standard |  | IEC 61987 | IEC | IEC/SC 65E | - | C00128 | 001-01 (2023-01-23 14:53:52 by BATCH 00000807) standard | 0112-2---61987#ABP116 | https://cdd.iec.ch/cdd/iec61987/iec61987.nsf/PropertiesAllVersions/0112-2---61987%23ABP116
0112/2///61987#ABU197 | 001 | 03 | 0112/2///61987#ABU197#001 | reference to Absolute performance for normalized volume flow |  |  |  |  | reference to block ABC062 |  | Id specified in IEC61987-12/-13: ABC692 |  |  |  | CLASS_REFERENCE_TYPE(0112/2///61987#ABC062) 0112/2///61987#ABC062 - Absolute performance for normalized volume flow |  |  |  |  | DEPENDENT_P_DET | [5 empty] | 0112/2///61987#ABC672 - Type of performance variable [2] | 0112/2///61987#ABA000 |  |  |  | Standard |  |  |  | SC65E – IEC 61987 | 0112/2///61987#ABU168 - performance variable type [2] | C00004 |  | 0112-2---61987#ABU197 | https://cdd.iec.ch/cdd/iec61987/iec61987.nsf/PropertiesAllVersions/0112-2---61987%23ABU197
0112/2///61987#ABH396 | 001 | 01 | 0112/2///61987#ABH396#001 | reference to Material of union |  |  |  |  | reference to block ABH390 | [5 empty] | CLASS_REFERENCE_TYPE(0112/2///61987#ABH390) 0112/2///61987#ABH390 - Material of union |  |  |  |  | NON_DEPENDENT_P_DET | [5 empty] | 0112/2///61987#ABF378 - Structural design of a thermowell extension | 0112/2///61987#ABA000 |  |  |  | Standard |  |  |  | SC65E – IEC 61987 | - | C00018 | 001-01 (2018-03-28 07:27:15 by BATCH 00000762) standard | 0112-2---61987#ABH396 | https://cdd.iec.ch/cdd/iec61987/iec61987.nsf/PropertiesAllVersions/0112-2---61987%23ABH396
0112/2///61987#ABB368 | 006 | 01 | 0112/2///61987#ABB368#006 | class |  |  |  |  | element of a North American hazardous area classification system indicating the type of atmosphere present at the instrument installation point | [5 empty] | ENUM_CODE_TYPE(0112/2///61987#ABJ746) |  | 0112/2///61987#ABJ746 |  |  | DEPENDENT_P_DET |  |  | 0112/2///61987#ABJ746 | 0112/2///61987#ABK606 - Class I0112/2///61987#ABK607 - Class II0112/2///61987#ABK608 - Class III0112/2///61987#ABI407 - others |  | 0112/2///61987#ABC104 - Area classification | 0112/2///61987#ABA000 |  |  |  | Standard |  | IEC 61987 | IEC | IEC/SC 65E | 0112/2///61987#ABI406 - empty_property | C00112 |  | 0112-2---61987#ABB368 | https://cdd.iec.ch/cdd/iec61987/iec61987.nsf/PropertiesAllVersions/0112-2---61987%23ABB368
0112/2///61987#ABP260 | 001 | 01 | 0112/2///61987#ABP260#001 | reference to Performance of outputs [I/O module] |  |  |  |  | reference to block ABP056 | [5 empty] | CLASS_REFERENCE_TYPE(0112/2///61987#ABP056) 0112/2///61987#ABP056 - Performance of outputs [I/O module] |  |  |  |  | NON_DEPENDENT_P_DET | [5 empty] | 0112/2///61987#ABP054 - Performance [I/O module] | 0112/2///61987#ABA000 |  |  |  | Standard |  | IEC 61987 | IEC | IEC/SC 65E | - | C00128 | 001-01 (2023-01-23 14:53:53 by BATCH 00000807) standard | 0112-2---61987#ABP260 | https://cdd.iec.ch/cdd/iec61987/iec61987.nsf/PropertiesAllVersions/0112-2---61987%23ABP260
0112/2///61987#ABH837 | 001 | 01 | 0112/2///61987#ABH837#001 | reference to Storage dimensions and weight |  |  |  |  | reference to block ABH836 | [5 empty] | CLASS_REFERENCE_TYPE(0112/2///61987#ABH836) 0112/2///61987#ABH836 - Storage dimensions and weight |  |  |  |  | NON_DEPENDENT_P_DET | [5 empty] | 0112/2///61987#ABH806 - Storage | 0112/2///61987#ABA000 |  |  |  | Standard |  |  |  | SC65E – IEC 61987 | - | C0018 | 001-01 (2019-03-08 15:35:31 by BATCH 00000766) standard | 0112-2---61987#ABH837 | https://cdd.iec.ch/cdd/iec61987/iec61987.nsf/PropertiesAllVersions/0112-2---61987%23ABH837
0112/2///61987#ABB818 | 001 | 04 | 0112/2///61987#ABB818#001 | maximum influence of process pressure on mass flow |  |  |  |  | change in output of a mass flow measuring device caused by a change in process pressure with respect to reference conditions, expressed as the maximum error across the specified process pressure range |  |  | "(kg/h)/bar" |  |  | REAL_MEASURE_TYPE |  |  |  |  | NON_DEPENDENT_P_DET | [5 empty] | 0112/2///61987#ABC279 - Influence of external quantities expressed for mass flow | 0112/2///61987#ABA000 | 0112/2///62720#UAA609 - kilogram per hour bar |  | 0112/2///61987#ABT544 - Mass flow rate per pressure | Standard |  |  |  | SC65E – IEC 61987 | - | C00018 |  | 0112-2---61987#ABB818 | https://cdd.iec.ch/cdd/iec61987/iec61987.nsf/PropertiesAllVersions/0112-2---61987%23ABB818
0112/2///61987#ABB743 | 001 | 03 | 0112/2///61987#ABB743#001 | number of accuracies for a subrange of density |  |  |  |  | @number of accuracies for a subrange of density |  | cardinality property |  |  |  | INT_TYPE |  |  |  |  | CONDITION_DET | [5 empty] | 0112/2///61987#ABC058 - Absolute performance for density0112/2///61987#ABG318 - Absolute performance for density [2] | 0112/2///61987#ABA000 |  |  |  | Standard |  |  |  | SC65E – IEC 61987 | - | C00004 |  | 0112-2---61987#ABB743 | https://cdd.iec.ch/cdd/iec61987/iec61987.nsf/PropertiesAllVersions/0112-2---61987%23ABB743
0112/2///61987#ABD711 | 002 | 01 | 0112/2///61987#ABD711#002 | special design |  |  |  |  | design of a device that goes beyond the standard design | [5 empty] | STRING_TYPE |  |  |  |  | NON_DEPENDENT_P_DET | [5 empty] | 0112/2///61987#ABE026 - Structural design of a ball valve0112/2///61987#ABE027 - Structural design of a butterfly valve0112/2///61987#ABE028 - Structural design of a diaphragm/pinch valve0112/2///61987#ABE029 - Structural design of a gate valve0112/2///61987#ABE030 - Structural design of a globe valve0112/2///61987#ABE031 - Structural design of a plug valve0112/2///61987#ABE034 - Structural design of a positioner0112/2///61987#ABE035 - Structural design of a pressure reducing regulator or back pressure/excess pressure regulator0112/2///61987#ABE611 - Structural design of a filter regulator0112/2///61987#ABE618 - Structural design of an I/P converter | 0112/2///61987#ABA000 |  |  |  | Standard |  |  |  |  | - | C00004 |  | 0112-2---61987#ABD711 | https://cdd.iec.ch/cdd/iec61987/iec61987.nsf/PropertiesAllVersions/0112-2---61987%23ABD711
0112/2///61987#ABU899 | 001 | 01 | 0112/2///61987#ABU899#001 | reference to Assigned variable [19] |  |  |  |  | reference to block ABG099 | [5 empty] | CLASS_REFERENCE_TYPE(0112/2///61987#ABG099) 0112/2///61987#ABG099 - Assigned variable [19] |  |  |  |  | NON_DEPENDENT_P_DET | [5 empty] | 0112/2///61987#ABG200 - Pulse output [2] | 0112/2///61987#ABA000 |  |  |  | Standard |  | IEC 61987 | IEC | SC65E | - | C00018 | 001-01 (2018-03-28 07:27:22 by BATCH 00000762) standard | 0112-2---61987#ABU899 | https://cdd.iec.ch/cdd/iec61987/iec61987.nsf/PropertiesAllVersions/0112-2---61987%23ABU899
0112/2///61987#ABF767 | 001 | 01 | 0112/2///61987#ABF767#001 | reference to Structural design of a thermal level switch |  |  |  |  | reference to block ABF285 | [5 empty] | CLASS_REFERENCE_TYPE(0112/2///61987#ABF285) 0112/2///61987#ABF285 - Structural design of a thermal level switch |  |  |  |  | NON_DEPENDENT_P_DET | [5 empty] | 0112/2///61987#ABG426 - Structural design [thermal level switch] | 0112/2///61987#ABA000 |  |  |  | Standard |  | IEC 61987 | IEC | SC65E | - | C00018 | 001-01 (2018-03-28 07:27:09 by BATCH 00000762) standard | 0112-2---61987#ABF767 | https://cdd.iec.ch/cdd/iec61987/iec61987.nsf/PropertiesAllVersions/0112-2---61987%23ABF767
0112/2///61987#ABP113 | 001 | 01 | 0112/2///61987#ABP113#001 | inaccuracy of reference junction compensation |  |  |  |  | for a temperature measurement, maximum positive and negative deviation from the specified characteristic curve observed in testing a device under specified conditions and by a specified procedure resulting from a reference junction compensation |  |  | °C |  |  | REAL_MEASURE_TYPE |  |  |  |  | NON_DEPENDENT_P_DET | [5 empty] | 0112/2///61987#ABP011 - Absolute performance for temperature [I/O module] | 0112/2///61987#ABA000 | 0112/2///62720#UAA033 - degree Celsius |  | 0112/2///61987#ABT514 - Temperature | Standard |  | IEC 61987 | IEC | IEC/SC 65E | - | C00128 | 001-01 (2023-01-23 14:53:52 by BATCH 00000807) standard | 0112-2---61987#ABP113 | https://cdd.iec.ch/cdd/iec61987/iec61987.nsf/PropertiesAllVersions/0112-2---61987%23ABP113
0112/2///61987#ABN640 | 001 | 02 | 0112/2///61987#ABN640#001 | air pressure |  |  |  |  | absolute pressure of environmental air |  |  | mbar |  |  | REAL_MEASURE_TYPE |  |  |  |  | NON_DEPENDENT_P_DET | [5 empty] | 0112/2///61987#ABN690 - Specific environmental measurement variables | 0112/2///61987#ABA000 | 0112/2///62720#UAA810 - millibar |  | 0112/2///61987#ABT524 - Pressure | Standard |  | IEC 61987 | IEC | IEC SC65E | - | C00112 |  | 0112-2---61987#ABN640 | https://cdd.iec.ch/cdd/iec61987/iec61987.nsf/PropertiesAllVersions/0112-2---61987%23ABN640
0112/2///61987#ABU188 | 001 | 03 | 0112/2///61987#ABU188#001 | reference to Dynamic viscosity measurement |  |  |  |  | reference to block ABC211 |  | Id specified in IEC61987-12/-13: ABC841 |  |  |  | CLASS_REFERENCE_TYPE(0112/2///61987#ABC211) 0112/2///61987#ABC211 - Dynamic viscosity measurement |  |  |  |  | DEPENDENT_P_DET | [5 empty] | 0112/2///61987#ABC661 - Type of measured variable [2] | 0112/2///61987#ABA000 |  |  |  | Standard |  |  |  | SC65E – IEC 61987 | 0112/2///61987#ABU167 - measured variable type [2] | C00004 |  | 0112-2---61987#ABU188 | https://cdd.iec.ch/cdd/iec61987/iec61987.nsf/PropertiesAllVersions/0112-2---61987%23ABU188
0112/2///61987#ABN601 | 001 | 02 | 0112/2///61987#ABN601#001 | diagnostic results |  |  |  |  | array of plain text describing the diagnostics found for the device | [5 empty] | OPTIONAL_ARRAY OF STRING_TYPE (0,?) |  |  |  |  | NON_DEPENDENT_P_DET | [5 empty] | 0112/2///61987#ABN972 - Device diagnostic status | 0112/2///61987#ABA000 |  |  |  | Standard |  | IEC 61987 | IEC | IEC SC65E | - | C00112 |  | 0112-2---61987#ABN601 | https://cdd.iec.ch/cdd/iec61987/iec61987.nsf/PropertiesAllVersions/0112-2---61987%23ABN601
0112/2///61987#ABU287 | 001 | 03 | 0112/2///61987#ABU287#001 | reference to Binary input |  |  |  |  | reference to block ABC142 |  | Id specified in IEC61987-12/-13: ABC772 |  |  |  | CLASS_REFERENCE_TYPE(0112/2///61987#ABC142) 0112/2///61987#ABC142 - Binary input |  |  |  |  | DEPENDENT_P_DET | [5 empty] | 0112/2///61987#ABC055 - Type of auxiliary input [4] | 0112/2///61987#ABA000 |  |  |  | Standard |  |  |  | SC65E – IEC 61987 | 0112/2///61987#ABU274 - auxiliary input type [4] | C00004 |  | 0112-2---61987#ABU287 | https://cdd.iec.ch/cdd/iec61987/iec61987.nsf/PropertiesAllVersions/0112-2---61987%23ABU287
0112/2///61987#ABD440 | 003 | 01 | 0112/2///61987#ABD440#003 | maximum operating emissivity |  |  |  |  | highest emissivity for which a device is or should be designed to operate within its specified limits |  |  | 1 |  |  | REAL_MEASURE_TYPE |  |  |  |  | NON_DEPENDENT_P_DET | [5 empty] | 0112/2///61987#ABC451 - Normal process conditions [1]0112/2///61987#ABG348 - Normal process conditions [10]0112/2///61987#ABH342 - Normal process design conditions [6]0112/2///61987#ABH462 - Normal process conditions [11] | 0112/2///61987#ABA000 | 0112/2///62720#UAA915 - quantity of dimension one |  |  | Standard |  |  |  | SC65E – IEC 61987 | - | C00019 |  | 0112-2---61987#ABD440 | https://cdd.iec.ch/cdd/iec61987/iec61987.nsf/PropertiesAllVersions/0112-2---61987%23ABD440
0112/2///61987#ABD539 | 001 | 04 | 0112/2///61987#ABD539#001 | nominal angular travel |  |  |  |  | for reference purposes, amount of movement required by a rotary-acting actuator to change from its fully open to its fully closed position |  |  | ° |  |  | REAL_MEASURE_TYPE |  |  |  |  | NON_DEPENDENT_P_DET | [5 empty] | 0112/2///61987#ABD962 - Parameters of pneumatic rotary actuator0112/2///61987#ABD967 - Parameters of valve body assembly [3]0112/2///61987#ABE033 - Structural design of a pneumatic rotary actuator | 0112/2///61987#ABA000 | 0112/2///62720#UAA024 - degree |  | 0112/2///61987#ABT580 - Angle | Standard |  |  |  |  | - | C00004 |  | 0112-2---61987#ABD539 | https://cdd.iec.ch/cdd/iec61987/iec61987.nsf/PropertiesAllVersions/0112-2---61987%23ABD539
0112/2///61987#ABG876 | 001 | 01 | 0112/2///61987#ABG876#001 | reference to Dynamic behaviour [4] |  |  |  |  | reference to block ABG316 | [5 empty] | CLASS_REFERENCE_TYPE(0112/2///61987#ABG316) 0112/2///61987#ABG316 - Dynamic behaviour [4] |  |  |  |  | NON_DEPENDENT_P_DET | [5 empty] | 0112/2///61987#ABG310 - Percentage performance [7] | 0112/2///61987#ABA000 |  |  |  | Standard |  | IEC 61987 | IEC | SC65E | - | C00019 | 001-01 (2018-03-28 07:27:11 by BATCH 00000762) standard | 0112-2---61987#ABG876 | https://cdd.iec.ch/cdd/iec61987/iec61987.nsf/PropertiesAllVersions/0112-2---61987%23ABG876
0112/2///61987#ABB171 | 001 | 04 | 0112/2///61987#ABB171#001 | lower range-limit of RTD input signal |  |  |  |  | lowest RTD input signal that the device can be adjusted to measure within the specified accuracy limits |  |  | °C |  |  | REAL_MEASURE_TYPE |  |  |  |  | NON_DEPENDENT_P_DET | [5 empty] | 0112/2///61987#ABC579 - RTD input0112/2///61987#ABP070 - RTD input [I/O module] | 0112/2///61987#ABA000 | 0112/2///62720#UAA033 - degree Celsius |  | 0112/2///61987#ABT514 - Temperature | Standard |  |  |  | SC65E – IEC 61987 | - | C00004 |  | 0112-2---61987#ABB171 | https://cdd.iec.ch/cdd/iec61987/iec61987.nsf/PropertiesAllVersions/0112-2---61987%23ABB171
0112/2///61987#ABE882 | 002 | 02 | 0112/2///61987#ABE882#002 | pulse value of volume |  |  |  | Pulse value | volume quantity assigned to one pulse |  | also used by Process Automation - Device Information Model (PA-DIM) | m³ |  |  | REAL_MEASURE_TYPE |  |  |  |  | NON_DEPENDENT_P_DET | [5 empty] | 0112/2///61987#ABE915 - Assigned volume pulse value | 0112/2///61987#ABA000 | 0112/2///62720#UAA757 - metre cubed |  | 0112/2///61987#ABT505 - Volume | Standard |  | IEC 61987 | IEC | IEC SC65E | - | C00112 |  | 0112-2---61987#ABE882 | https://cdd.iec.ch/cdd/iec61987/iec61987.nsf/PropertiesAllVersions/0112-2---61987%23ABE882
0112/2///61987#ABF115 | 001 | 01 | 0112/2///61987#ABF115#001 | average influence of ambient temperature output on analog output |  |  |  |  | change in output of an analog output caused by a change in ambient temperature with respect to reference conditions, expressed as the average error across the specified ambient temperature range |  |  | %/K |  |  | REAL_MEASURE_TYPE |  |  |  |  | NON_DEPENDENT_P_DET | [5 empty] | 0112/2///61987#ABF114 - Influence of external quantities expressed as an additional inaccuracy for an analog output | 0112/2///61987#ABA000 | 0112/2///62720#UAA008 - percent per kelvin |  | 0112/2///61987#ABT527 - Percentage per temperature | Standard |  | IEC 61987 | IEC | SC65E | - | C00019 | 001-01 (2018-03-28 07:27:04 by BATCH 00000762) standard | 0112-2---61987#ABF115 | https://cdd.iec.ch/cdd/iec61987/iec61987.nsf/PropertiesAllVersions/0112-2---61987%23ABF115
0112/2///61987#ABA600 | 005 | 01 | 0112/2///61987#ABA600#005 | measurement requirements during cleaning |  |  |  |  | user requirements placed on the measurements made by an instrument during a cleaning process | [5 empty] | ENUM_CODE_TYPE(0112/2///61987#ABL511) |  |  |  |  | DEPENDENT_P_DET |  |  | 0112/2///61987#ABL511 | 0112/2///61987#ABM683 - measurement within specification limits0112/2///61987#ABM684 - no measurement0112/2///61987#ABM685 - measurement outside specification limits0112/2///61987#ABI407 - others |  | 0112/2///61987#ABC187 - Design conditions for internal cleaning in place | 0112/2///61987#ABA000 |  |  |  | Standard |  |  |  | SC65E – IEC 61987 | 0112/2///61987#ABI406 - empty_property | C00091 |  | 0112-2---61987#ABA600 | https://cdd.iec.ch/cdd/iec61987/iec61987.nsf/PropertiesAllVersions/0112-2---61987%23ABA600
0112/2///61987#ABE499 | 001 | 01 | 0112/2///61987#ABE499#001 | reference to Pneumatic/hydraulic output parameters for I/P converter |  |  |  |  | reference to block ABE581 | [5 empty] | CLASS_REFERENCE_TYPE(0112/2///61987#ABE581) 0112/2///61987#ABE581 - Pneumatic/hydraulic output parameters for I/P converter |  |  |  |  | NON_DEPENDENT_P_DET | [5 empty] | 0112/2///61987#ABE580 - Pneumatic/hydraulic output for I/P converter | 0112/2///61987#ABA000 |  |  |  | Standard |  | IEC 61987 | IEC | SC65E | - | C00016 | 001-01 (2018-03-28 07:27:00 by BATCH 00000762) standard | 0112-2---61987#ABE499 | https://cdd.iec.ch/cdd/iec61987/iec61987.nsf/PropertiesAllVersions/0112-2---61987%23ABE499
0112/2///61987#ABJ692 | 001 | 01 | 0112/2///61987#ABJ692#001 | version of application protocol |  |  |  |  | version of the application protocol supported by the device | [5 empty] | STRING_TYPE |  |  |  |  | NON_DEPENDENT_P_DET | [5 empty] | 0112/2///61987#ABH840 - User application parameters | 0112/2///61987#ABA000 |  |  |  | Standard |  |  |  | SC65E – IEC 61987 | - | C00018 | 001-01 (2019-03-08 15:35:34 by BATCH 00000766) standard | 0112-2---61987#ABJ692 | https://cdd.iec.ch/cdd/iec61987/iec61987.nsf/PropertiesAllVersions/0112-2---61987%23ABJ692
0112/2///61987#ABJ641 | 001 | 01 | 0112/2///61987#ABJ641#001 | SIMULATE_DISCRETE_STATUS |  |  |  |  | discrete status written by an operator to simulate the Transducer or Function Block value status | [5 empty] | INT_TYPE |  |  |  |  | NON_DEPENDENT_P_DET | [5 empty] | 0112/2///61987#ABI773 - SIMULATE_DISCRETE | 0112/2///61987#ABA000 |  |  |  | Standard |  |  |  | SC65E – IEC 61987 | - | C00019 | 001-01 (2019-03-08 15:35:34 by BATCH 00000766) standard | 0112-2---61987#ABJ641 | https://cdd.iec.ch/cdd/iec61987/iec61987.nsf/PropertiesAllVersions/0112-2---61987%23ABJ641
0112/2///61987#ABB294 | 003 | 01 | 0112/2///61987#ABB294#003 | depth of flow (h/D) |  |  |  |  | ratio of the height of liquid-vapor interface of a flow in a pipe to the inner pipe diameter |  |  | 1 |  |  | REAL_MEASURE_TYPE |  |  |  |  | NON_DEPENDENT_P_DET | [5 empty] | 0112/2///61987#ABC654 - Total fluid [flow]0112/2///61987#ABG455 - Total fluid [temperature]0112/2///61987#ABG456 - Total fluid [density] | 0112/2///61987#ABA000 | 0112/2///62720#UAA915 - quantity of dimension one |  |  | Standard |  |  |  | SC65E – IEC 61987 | - | C00019 |  | 0112-2---61987#ABB294 | https://cdd.iec.ch/cdd/iec61987/iec61987.nsf/PropertiesAllVersions/0112-2---61987%23ABB294
0112/2///61987#ABE832 | 001 | 01 | 0112/2///61987#ABE832#001 | number of accuracies for a subrange of level |  |  |  |  | @number of accuracies for a subrange of level |  | Cardinality property |  |  |  | INT_TYPE |  |  |  |  | CONDITION_DET | [5 empty] | 0112/2///61987#ABE826 - Absolute performance for level | 0112/2///61987#ABA000 |  |  |  | Standard |  | IEC 61987 | IEC | SC65E | - | C00018 | 001-01 (2018-03-28 07:27:02 by BATCH 00000762) standard | 0112-2---61987#ABE832 | https://cdd.iec.ch/cdd/iec61987/iec61987.nsf/PropertiesAllVersions/0112-2---61987%23ABE832
0112/2///61987#ABI384 | 001 | 02 | 0112/2///61987#ABI384#001 | reference to Calculation function block |  |  |  |  | reference to block ABH904 | [5 empty] | CLASS_REFERENCE_TYPE(0112/2///61987#ABH904) 0112/2///61987#ABH904 - Calculation function block |  |  |  |  | DEPENDENT_P_DET | [5 empty] | 0112/2///61987#ABH840 - User application parameters | 0112/2///61987#ABA000 |  |  |  | Standard |  | IEC 61987 | IEC | IEC SC65E | 0112/2///61987#ABI016 - number of Calculation function block | C00112 |  | 0112-2---61987#ABI384 | https://cdd.iec.ch/cdd/iec61987/iec61987.nsf/PropertiesAllVersions/0112-2---61987%23ABI384
0112/2///61987#ABB894 | 001 | 04 | 0112/2///61987#ABB894#001 | total performance (differential pressure, 69 bar static pressure, 28 °C, zero and span) |  |  |  |  | for differential pressure measuring devices, square root of: nonlinearity^2 + (maximum ambient temperature error per 28 °C change)^2 + (maximum static zero point error per 69 bar change)^2 + (maximum static span error per 69 bar change)^2, expressed as percentage of span |  |  | % |  |  | REAL_MEASURE_TYPE |  |  |  |  | NON_DEPENDENT_P_DET | [5 empty] | 0112/2///61987#ABC067 - Accuracy expressed as a percentage [1] | 0112/2///61987#ABA000 | 0112/2///62720#UAA000 - percent |  | 0112/2///61987#ABT533 - Percentage | Standard |  |  |  | SC65E – IEC 61987 | - | C00004 |  | 0112-2---61987#ABB894 | https://cdd.iec.ch/cdd/iec61987/iec61987.nsf/PropertiesAllVersions/0112-2---61987%23ABB894
0112/2///61987#ABD619 | 002 | 02 | 0112/2///61987#ABD619#002 | maximum actuating torque |  |  |  |  | highest torque that a rotary actuator can exert at highest operating pressure |  |  | kN·m |  |  | REAL_MEASURE_TYPE |  |  |  |  | NON_DEPENDENT_P_DET | [5 empty] | 0112/2///61987#ABD962 - Parameters of pneumatic rotary actuator | 0112/2///61987#ABA000 | 0112/2///62720#UAA574 - kilonewton metre |  | 0112/2///61987#ABT538 - Moment of force | Standard |  |  |  |  | - | C00018 |  | 0112-2---61987#ABD619 | https://cdd.iec.ch/cdd/iec61987/iec61987.nsf/PropertiesAllVersions/0112-2---61987%23ABD619
0112/2///61987#ABH061 | 001 | 01 | 0112/2///61987#ABH061#001 | height of phase |  |  |  |  | height of a fluid layer within a number of layers |  |  | m |  |  | REAL_MEASURE_TYPE |  |  |  |  | NON_DEPENDENT_P_DET | [5 empty] | 0112/2///61987#ABG459 - Aqueous phase [level]0112/2///61987#ABG461 - Non-aqueous liquid phase [level]0112/2///61987#ABG463 - Gas/vapor phase [level]0112/2///61987#ABG465 - Solid/particle phase [level]0112/2///61987#ABH067 - Intermediate phase [level]0112/2///61987#ABH190 - Foam phase [level] | 0112/2///61987#ABA000 | 0112/2///62720#UAA726 - metre |  | 0112/2///61987#ABT548 - Length short | Standard |  | IEC 61987 | IEC | SC65E | - | C00018 | 001-01 (2018-03-28 07:27:13 by BATCH 00000762) standard | 0112-2---61987#ABH061 | https://cdd.iec.ch/cdd/iec61987/iec61987.nsf/PropertiesAllVersions/0112-2---61987%23ABH061
0112/2///61987#ABA118 | 003 | 01 | 0112/2///61987#ABA118#003 | reference standard for pressure shock resistance |  |  |  |  | standard to which a statement on pressure shock resistance refers | [5 empty] | STRING_TYPE |  |  |  |  | NON_DEPENDENT_P_DET | [5 empty] | 0112/2///61987#ABC318 - Limiting process conditions [1]0112/2///61987#ABC319 - Limiting process conditions [2]0112/2///61987#ABC320 - Limiting process conditions [3]0112/2///61987#ABD829 - Limiting process conditions [4]0112/2///61987#ABG350 - Limiting process conditions [8] | 0112/2///61987#ABA000 |  |  |  | Standard |  |  |  | SC65E – IEC 61987 | - | C00004 |  | 0112-2---61987#ABA118 | https://cdd.iec.ch/cdd/iec61987/iec61987.nsf/PropertiesAllVersions/0112-2---61987%23ABA118
0112/2///61987#ABB590 | 005 | 01 | 0112/2///61987#ABB590#005 | type of audible control |  |  |  |  | classification of an audible control according to is source or sound | [5 empty] | ENUM_CODE_TYPE(0112/2///61987#ABL483) |  |  |  |  | DEPENDENT_P_DET |  |  | 0112/2///61987#ABL483 | 0112/2///61987#ABM574 - klaxon0112/2///61987#ABM575 - siren0112/2///61987#ABM576 - buzzer0112/2///61987#ABM577 - peeper0112/2///61987#ABM578 - melody0112/2///61987#ABI407 - others |  | 0112/2///61987#ABC125 - Audible controls | 0112/2///61987#ABA000 |  |  |  | Standard |  |  |  | SC65E – IEC 61987 | 0112/2///61987#ABI406 - empty_property | C00091 |  | 0112-2---61987#ABB590 | https://cdd.iec.ch/cdd/iec61987/iec61987.nsf/PropertiesAllVersions/0112-2---61987%23ABB590
0112/2///61987#ABB169 | 004 | 01 | 0112/2///61987#ABB169#004 | lambda SD |  |  |  |  | rate of all the detected safe failures within the channel of the subsystem |  |  | 1/h |  |  | REAL_MEASURE_TYPE |  |  | IEC 61508-6 |  | NON_DEPENDENT_P_DET | [5 empty] | 0112/2///61987#ABD877 - Functional safety and reliability [2]0112/2///61987#ABC257 - Functional safety and reliability | 0112/2///61987#ABA000 | 0112/2///62720#UAA526 - reciprocal hour |  | 0112/2///61987#ABT560 - Frequency low | Standard |  |  |  | SC65E – IEC 61987 | - | C00004 |  | 0112-2---61987#ABB169 | https://cdd.iec.ch/cdd/iec61987/iec61987.nsf/PropertiesAllVersions/0112-2---61987%23ABB169
0112/2///61987#ABB895 | 001 | 04 | 0112/2///61987#ABB895#001 | total performance (differential pressure, 69 bar static pressure, 28 °C, span) |  |  |  |  | for differential pressure measuring devices, square root of: nonlinearity^2 + (maximum ambient temperature error per 28 °C change)^2 + (maximum static span error per 69 bar change)^2, expressed as percentage of span |  |  | % |  |  | REAL_MEASURE_TYPE |  |  |  |  | NON_DEPENDENT_P_DET | [5 empty] | 0112/2///61987#ABC067 - Accuracy expressed as a percentage [1] | 0112/2///61987#ABA000 | 0112/2///62720#UAA000 - percent |  | 0112/2///61987#ABT533 - Percentage | Standard |  |  |  | SC65E – IEC 61987 | - | C00004 |  | 0112-2---61987#ABB895 | https://cdd.iec.ch/cdd/iec61987/iec61987.nsf/PropertiesAllVersions/0112-2---61987%23ABB895
0112/2///61987#ABD042 | 002 | 01 | 0112/2///61987#ABD042#002 | reference to Measuring chamber |  |  |  |  | reference to block ABC412 | [5 empty] | CLASS_REFERENCE_TYPE(0112/2///61987#ABC412) 0112/2///61987#ABC412 - Flow measuring chamber |  |  |  |  | NON_DEPENDENT_P_DET | [5 empty] | 0112/2///61987#ABC609 - Structural design [(oval) gear flow transmitter/gauge]0112/2///61987#ABC610 - Structural design [piston flow transmitter/gauge]0112/2///61987#ABC612 - Structural design [rotating element flow transmitter/gauge]0112/2///61987#ABC616 - Structural design [positive displacement flow transmitter/gauge]0112/2///61987#ABC617 - Structural design [helix flow transmitter/gauge]0112/2///61987#ABG442 - Structural design [buoyancy density transmitter] | 0112/2///61987#ABA000 |  |  |  | Standard |  |  |  | SC65E – IEC 61987 | - | C00004 |  | 0112-2---61987#ABD042 | https://cdd.iec.ch/cdd/iec61987/iec61987.nsf/PropertiesAllVersions/0112-2---61987%23ABD042
0112/2///61987#ABN646 | 001 | 02 | 0112/2///61987#ABN646#001 | discrete multistate actual value |  |  |  | Actual value | parameter indicating the discrete value of the not simulated discrete process variable of a device |  | also used by Process Automation - Device Information Model (PA-DIM) |  |  |  | ENUM_CODE_TYPE(0112/2///61987#ABN773) |  | 0112/2///61987#ABN773 |  |  | DEPENDENT_P_DET |  |  | 0112/2///61987#ABN773 | 0112/2///61987#ABL215 - open0112/2///61987#ABL216 - closed0112/2///61987#ABN836 - in-between0112/2///61987#ABM627 - high0112/2///61987#ABM625 - low0112/2///61987#ABN839 - moving0112/2///61987#ABN840 - true0112/2///61987#ABN841 - false0112/2///61987#ABL213 - on0112/2///61987#ABL214 - off0112/2///61987#ABI407 - others |  | 0112/2///61987#ABN610 - Simulation | 0112/2///61987#ABA000 |  |  |  | Standard |  | IEC 61987 | IEC | IEC SC65E | 0112/2///61987#ABI406 - empty_property | C00112 |  | 0112-2---61987#ABN646 | https://cdd.iec.ch/cdd/iec61987/iec61987.nsf/PropertiesAllVersions/0112-2---61987%23ABN646
0112/2///61987#ABU875 | 001 | 01 | 0112/2///61987#ABU875#001 | reference to Type of output [15] |  |  |  |  | reference to block ABG145 | [5 empty] | CLASS_REFERENCE_TYPE(0112/2///61987#ABG145) 0112/2///61987#ABG145 - Type of output [15] |  |  |  |  | NON_DEPENDENT_P_DET | [5 empty] | 0112/2///61987#ABG130 - Output [15] | 0112/2///61987#ABA000 |  |  |  | Standard |  | IEC 61987 | IEC | SC65E | - | C00018 | 001-01 (2018-03-28 07:27:22 by BATCH 00000762) standard | 0112-2---61987#ABU875 | https://cdd.iec.ch/cdd/iec61987/iec61987.nsf/PropertiesAllVersions/0112-2---61987%23ABU875
0112/2///61987#ABD067 | 001 | 02 | 0112/2///61987#ABD067#001 | reference to Mechanical and electrical construction [remote/separate transmitter] |  |  |  |  | reference to block ABC437 | [5 empty] | CLASS_REFERENCE_TYPE(0112/2///61987#ABC437) 0112/2///61987#ABC437 - Mechanical and electrical construction [remote/separate transmitter] |  |  |  |  | NON_DEPENDENT_P_DET | [5 empty] | 0112/2///61987#ABA025 - Device LOP for remote/separate transmitter | 0112/2///61987#ABA000 |  |  |  | Standard |  |  |  | SC65E – IEC 61987 | - | C00004 |  | 0112-2---61987#ABD067 | https://cdd.iec.ch/cdd/iec61987/iec61987.nsf/PropertiesAllVersions/0112-2---61987%23ABD067
0112/2///61987#ABI211 | 001 | 01 | 0112/2///61987#ABI211#001 | SV lower range value |  |  |  |  | value assigned to the lower range value of the secondary variable of a CPF 9 device | CPF 9 is the IEC 61784 acronym for HART. |  |  |  |  | REAL_TYPE |  |  |  |  | NON_DEPENDENT_P_DET | [5 empty] | 0112/2///61987#ABH917 - HART common practice parameters | 0112/2///61987#ABA000 |  |  |  | Standard |  |  |  | SC65E – IEC 61987 | - | C00019 | 001-01 (2018-03-28 07:27:16 by BATCH 00000762) standard | 0112-2---61987#ABI211 | https://cdd.iec.ch/cdd/iec61987/iec61987.nsf/PropertiesAllVersions/0112-2---61987%23ABI211
0112/2///61987#ABC897 | 001 | 02 | 0112/2///61987#ABC897#001 | reference to High/single pressure side operating conditions for device design |  |  |  |  | reference to block ABC267 | [5 empty] | CLASS_REFERENCE_TYPE(0112/2///61987#ABC267) 0112/2///61987#ABC267 - High/single pressure side operating conditions for device design |  |  |  |  | NON_DEPENDENT_P_DET | [5 empty] | 0112/2///61987#ABC460 - Operating conditions for device design [pressure] | 0112/2///61987#ABA000 |  |  |  | Standard |  |  |  | SC65E – IEC 61987 | - | C00004 |  | 0112-2---61987#ABC897 | https://cdd.iec.ch/cdd/iec61987/iec61987.nsf/PropertiesAllVersions/0112-2---61987%23ABC897
0112/2///61987#ABF151 | 001 | 01 | 0112/2///61987#ABF151#001 | outside diameter of grounding tube |  |  |  |  | outside diameter of a tube serving as a grounding electrode |  |  | mm |  |  | REAL_MEASURE_TYPE |  |  |  |  | NON_DEPENDENT_P_DET | [5 empty] | 0112/2///61987#ABF136 - Structural design of a capacitance level transmitter/switch0112/2///61987#ABF155 - Single electrode probe | 0112/2///61987#ABA000 | 0112/2///62720#UAA862 - millimetre |  | 0112/2///61987#ABT548 - Length short | Standard |  | IEC 61987 | IEC | SC65E | - | C00018 | 001-01 (2018-03-28 07:27:04 by BATCH 00000762) standard | 0112-2---61987#ABF151 | https://cdd.iec.ch/cdd/iec61987/iec61987.nsf/PropertiesAllVersions/0112-2---61987%23ABF151
0112/2///61987#ABC730 | 005 | 01 | 0112/2///61987#ABC730#005 | reference to Application |  |  |  |  | reference to block ABC100 | [5 empty] | CLASS_REFERENCE_TYPE(0112/2///61987#ABC100) 0112/2///61987#ABC100 - Application |  |  |  |  | NON_DEPENDENT_P_DET | [5 empty] | 0112/2///61987#ABA005 - Device LOP for flow transmitter0112/2///61987#ABA006 - Device LOP for coriolis mass flow transmitter0112/2///61987#ABA007 - Device LOP for swirl flow transmitter0112/2///61987#ABA008 - Device LOP for electromagnetic flow transmitter0112/2///61987#ABA009 - Device LOP for electromagnetic insertion flow transmitter0112/2///61987#ABA010 - Device LOP for orifice/differential pressure flow transmitter0112/2///61987#ABA013 - Device LOP for (oval) gear flow transmitter/gauge0112/2///61987#ABA014 - Device LOP for piston flow transmitter/gauge0112/2///61987#ABA016 - Device LOP for thermal mass flow transmitter0112/2///61987#ABA018 - Device LOP for turbine/propeller/Woltmann flow transmitter/gauge0112/2///61987#ABA019 - Device LOP for ultrasonic flow transmitter0112/2///61987#ABA020 - Device LOP for variable area flow transmitter/gauge0112/2///61987#ABA022 - Device LOP for vortex flow transmitter0112/2///61987#ABA023 - Device LOP for positive displacement flow transmitter/gauge0112/2///61987#ABA024 - Device LOP for helix flow transmitter/gauge0112/2///61987#ABA025 - Device LOP for remote/separate transmitter0112/2///61987#ABA029 - Device LOP for absolute/gauge pressure transmitter0112/2///61987#ABA031 - Device LOP for differential pressure transmitter0112/2///61987#ABA032 - Device LOP for absolute/gauge pressure gauge0112/2///61987#ABA034 - Device LOP for differential pressure gauge0112/2///61987#ABA035 - Device LOP for remote seal0112/2///61987#ABE321 - Device LOP for positioner0112/2///61987#ABE630 - Device LOP for limit switch0112/2///61987#ABE631 - Device LOP for solenoid valve0112/2///61987#ABE634 - Device LOP for I/P converter0112/2///61987#ABE728 - Device LOP for magnetic level gauge0112/2///61987#ABE729 - Device LOP for sight level gauge0112/2///61987#ABE730 - Device LOP for rotary paddle switch0112/2///61987#ABE732 - Device LOP for vibrating level switch0112/2///61987#ABE733 - Device LOP for optical level switch0112/2///61987#ABE735 - Device LOP for level transmitter0112/2///61987#ABE736 - Device LOP for displacer level transmitter/switch0112/2///61987#ABE737 - Device LOP for capacitance level transmitter/switch0112/2///61987#ABE738 - Device LOP for conductance level transmitter/switch0112/2///61987#ABE739 - Device LOP for float level transmitter/switch0112/2///61987#ABE740 - Device LOP for hydrostatic pressure level transmitter0112/2///61987#ABE741 - Device LOP for plumb bob level transmitter0112/2///61987#ABE742 - Device LOP for free-space radar level transmitter0112/2///61987#ABE743 - Device LOP for guided-wave radar level transmitter/switch0112/2///61987#ABE744 - Device LOP for ultrasonic level transmitter0112/2///61987#ABE745 - Device LOP for ultrasonic level switch0112/2///61987#ABE746 - Device LOP for nuclear level transmitter/switch0112/2///61987#ABE747 - Device LOP for laser level transmitter0112/2///61987#ABE748 - Device LOP for servo level transmitter0112/2///61987#ABE749 - Device LOP for microwave level switch0112/2///61987#ABE750 - Device LOP for sight level indicator0112/2///61987#ABE755 - Device LOP for level switch0112/2///61987#ABE756 - Device LOP for separate level transmitter/switching unit0112/2///61987#ABE759 - Device LOP for temperature gauge0112/2///61987#ABE760 - Device LOP for contact temperature transmitter0112/2///61987#ABE761 - Device LOP for radiation thermometer0112/2///61987#ABE762 - Device LOP for temperature connection head0112/2///61987#ABE763 - Device LOP for insert/element0112/2///61987#ABE764 - Device LOP for separate temperature transmitter0112/2///61987#ABE765 - Device LOP for thermowell0112/2///61987#ABE766 - Device LOP for thermowell extension0112/2///61987#ABE767 - Device LOP for temperature transmitter0112/2///61987#ABF858 - Device LOP for buoyancy density transmitter0112/2///61987#ABF859 - Device LOP for refractive index density transmitter0112/2///61987#ABF860 - Device LOP for vibrating tube density transmitter0112/2///61987#ABF861 - Device LOP for radiometric density transmitter0112/2///61987#ABF862 - Device LOP for vibrating fork/rod density transmitter0112/2///61987#ABF863 - Device LOP for ultrasonic density transmitter0112/2///61987#ABF864 - Device LOP for microwave density transmitter0112/2///61987#ABF865 - Device LOP for density transmitter0112/2///61987#ABF866 - Device LOP for separate density transmitter0112/2///61987#ABV520 - Device LOP for position transmitter0112/2///61987#ABE731 - Device LOP for thermal level switch0112/2///61987#ABE310 - Device LOP for valve body assembly0112/2///61987#ABE311 - Device LOP for globe valve0112/2///61987#ABE312 - Device LOP for gate valve0112/2///61987#ABE313 - Device LOP for diaphragm/pinch valve0112/2///61987#ABE314 - Device LOP for butterfly valve0112/2///61987#ABE315 - Device LOP for eccentric plug valve0112/2///61987#ABE316 - Device LOP for plug valve0112/2///61987#ABE317 - Device LOP for ball valve0112/2///61987#ABE318 - Device LOP for pressure reducing regulator or back pressure/excess pressure regulator0112/2///61987#ABE319 - Device LOP for pneumatic linear actuator0112/2///61987#ABE320 - Device LOP for pneumatic rotary actuator0112/2///61987#ABE632 - Device LOP for filter regulator0112/2///61987#ABE633 - Device LOP for restriction orifice/diffuser0112/2///61987#ABE751 - Device LOP for stilling well0112/2///61987#ABE752 - Device LOP for window0112/2///61987#ABE753 - Device LOP for bypass/measuring chamber0112/2///61987#ABA037 - Device LOP for pressure measurement manifold0112/2///61987#ABP026 - Device LOP for I/O modules | 0112/2///61987#ABA000 |  |  |  | Standard |  |  |  | SC65E – IEC 61987 | - | C00004 |  | 0112-2---61987#ABC730 | https://cdd.iec.ch/cdd/iec61987/iec61987.nsf/PropertiesAllVersions/0112-2---61987%23ABC730
0112/2///61987#ABE281 | 001 | 02 | 0112/2///61987#ABE281#001 | reference to Structural design [eccentric plug valve] |  |  |  |  | reference to block ABE025 | [5 empty] | CLASS_REFERENCE_TYPE(0112/2///61987#ABE025) 0112/2///61987#ABE025 - Structural design [eccentric plug valve] |  |  |  |  | NON_DEPENDENT_P_DET | [5 empty] | 0112/2///61987#ABD937 - Mechanical and electrical construction [eccentric plug valve] | 0112/2///61987#ABA000 |  |  |  | Standard |  |  |  |  | - | C00004 |  | 0112-2---61987#ABE281 | https://cdd.iec.ch/cdd/iec61987/iec61987.nsf/PropertiesAllVersions/0112-2---61987%23ABE281
0112/2///61987#ABU322 | 001 | 03 | 0112/2///61987#ABU322#001 | reference to Pneumatic/hydraulic input |  |  |  |  | reference to block ABC514 |  | Id specified in IEC61987-12/-13: ABD144 |  |  |  | CLASS_REFERENCE_TYPE(0112/2///61987#ABC514) 0112/2///61987#ABC514 - Pneumatic/hydraulic input |  |  |  |  | DEPENDENT_P_DET | [5 empty] | 0112/2///61987#ABC657 - Type of auxiliary input [7] | 0112/2///61987#ABA000 |  |  |  | Standard |  |  |  | SC65E – IEC 61987 | 0112/2///61987#ABU294 - auxiliary input type [7] | C00004 |  | 0112-2---61987#ABU322 | https://cdd.iec.ch/cdd/iec61987/iec61987.nsf/PropertiesAllVersions/0112-2---61987%23ABU322
0112/2///61987#ABA273 | 005 | 01 | 0112/2///61987#ABA273#005 | number of material test certificates |  |  |  |  | @number of material test certificates |  | cardinality property |  |  |  | INT_TYPE |  |  |  |  | CONDITION_DET | [5 empty] | 0112/2///61987#ABC556 - Quality certificate | 0112/2///61987#ABA000 |  |  |  | Standard |  |  |  | SC65E – IEC 61987 | - | C00004 |  | 0112-2---61987#ABA273 | https://cdd.iec.ch/cdd/iec61987/iec61987.nsf/PropertiesAllVersions/0112-2---61987%23ABA273
0112/2///61987#ABB732 | 001 | 05 | 0112/2///61987#ABB732#001 | set upper range end-value of interval of actual volume flow |  |  |  |  | value defining the end of a subrange for percentage for actual volume flow |  |  | m³/h |  |  | REAL_MEASURE_TYPE |  |  |  |  | NON_DEPENDENT_P_DET | [5 empty] | 0112/2///61987#ABC069 - Accuracy for a subrange of actual volume flow | 0112/2///61987#ABA000 | 0112/2///62720#UAA763 - metre cubed per hour |  | 0112/2///61987#ABT504 - Volume flow rate | Standard |  | IEC 61987 | IEC | IEC/SC 65E | - | C00128 |  | 0112-2---61987#ABB732 | https://cdd.iec.ch/cdd/iec61987/iec61987.nsf/PropertiesAllVersions/0112-2---61987%23ABB732
0112/2///61987#ABP243 | 001 | 01 | 0112/2///61987#ABP243#001 | reference to Influence of external quantities expressed for power factor [I/O module] |  |  |  |  | reference to block ABP039 | [5 empty] | CLASS_REFERENCE_TYPE(0112/2///61987#ABP039) 0112/2///61987#ABP039 - Influence of external quantities expressed for power factor [I/O module] |  |  |  |  | NON_DEPENDENT_P_DET | [5 empty] | 0112/2///61987#ABP008 - Absolute performance for power factor [I/O module] | 0112/2///61987#ABA000 |  |  |  | Standard |  | IEC 61987 | IEC | IEC/SC 65E | - | C00128 | 001-01 (2023-01-23 14:53:53 by BATCH 00000807) standard | 0112-2---61987#ABP243 | https://cdd.iec.ch/cdd/iec61987/iec61987.nsf/PropertiesAllVersions/0112-2---61987%23ABP243
0112/2///61987#ABD040 | 001 | 05 | 0112/2///61987#ABD040#001 | reference to Measured variable [4] |  |  |  |  | reference to block ABC410 | [5 empty] | CLASS_REFERENCE_TYPE(0112/2///61987#ABC410) 0112/2///61987#ABC410 - Measured variable [4] |  |  |  |  | DEPENDENT_P_DET | [5 empty] | 0112/2///61987#ABC299 - Input [10] | 0112/2///61987#ABA000 |  |  |  | Standard |  | IEC 61987 | IEC | IEC SC65E | 0112/2///61987#ABB065 - number of measured variables | C00112 |  | 0112-2---61987#ABD040 | https://cdd.iec.ch/cdd/iec61987/iec61987.nsf/PropertiesAllVersions/0112-2---61987%23ABD040
0112/2///61987#ABU344 | 001 | 03 | 0112/2///61987#ABU344#001 | reference to Assigned other variable range |  |  |  |  | reference to block ABC114 |  | Id specified in IEC61987-12/-13: ABC744 |  |  |  | CLASS_REFERENCE_TYPE(0112/2///61987#ABC114) 0112/2///61987#ABC114 - Assigned other variable range |  |  |  |  | DEPENDENT_P_DET | [5 empty] | 0112/2///61987#ABC121 - Assigned variable [4] | 0112/2///61987#ABA000 |  |  |  | Standard |  |  |  | SC65E – IEC 61987 | 0112/2///61987#ABU297 - assigned variable type [4] | C00004 |  | 0112-2---61987#ABU344 | https://cdd.iec.ch/cdd/iec61987/iec61987.nsf/PropertiesAllVersions/0112-2---61987%23ABU344
0112/2///61987#ABB366 | 005 | 01 | 0112/2///61987#ABB366#005 | zone |  |  |  |  | element of a hazardous area classification system indicating the likelihood of the existence of a classified hazard | Used in standards such as NEC 505, IEC 60079, EN 60079 |  |  |  |  | ENUM_CODE_TYPE(0112/2///61987#ABJ743) |  |  |  |  | DEPENDENT_P_DET |  |  | 0112/2///61987#ABJ743 | 0112/2///61987#ABK567 - non-hazardous0112/2///61987#ABK568 - Zone 00112/2///61987#ABK569 - Zone 10112/2///61987#ABK570 - Zone 20112/2///61987#ABK571 - Zone 200112/2///61987#ABK572 - Zone 210112/2///61987#ABK573 - Zone 220112/2///61987#ABI407 - others |  | 0112/2///61987#ABC104 - Area classification | 0112/2///61987#ABA000 |  |  |  | Standard |  |  |  | SC65E – IEC 61987 | 0112/2///61987#ABI406 - empty_property | C00091 |  | 0112-2---61987#ABB366 | https://cdd.iec.ch/cdd/iec61987/iec61987.nsf/PropertiesAllVersions/0112-2---61987%23ABB366
0112/2///61987#ABB005 | 002 | 01 | 0112/2///61987#ABB005#002 | reference base for measured error |  |  |  |  | basis for stating a percentage measured error | [5 empty] | ENUM_CODE_TYPE(0112/2///61987#ABJ764) |  |  |  |  | DEPENDENT_P_DET |  |  | 0112/2///61987#ABJ764 | 0112/2///61987#ABL009 - relative to calibrated span0112/2///61987#ABL010 - relative to full scale0112/2///61987#ABL011 - relative to measured value0112/2///61987#ABL012 - relative to measuring upper range-limit0112/2///61987#ABL013 - relative to span0112/2///61987#ABI407 - others |  | 0112/2///61987#ABC077 - Accuracy for a subrange of span0112/2///61987#ABC067 - Accuracy expressed as a percentage [1]0112/2///61987#ABC068 - Accuracy expressed as a percentage [2]0112/2///61987#ABE365 - Accuracy expressed as a percentage [3]0112/2///61987#ABE702 - Accuracy expressed as a percentage [4]0112/2///61987#ABG353 - Accuracy expressed as a percentage [5]0112/2///61987#ABJ595 - Accuracy expressed as a percentage [6]0112/2///61987#ABG352 - Accuracy expressed as a percentage [7] | 0112/2///61987#ABA000 |  |  |  | Standard |  |  |  | SC65E – IEC 61987 | 0112/2///61987#ABI406 - empty_property | C00091 |  | 0112-2---61987#ABB005 | https://cdd.iec.ch/cdd/iec61987/iec61987.nsf/PropertiesAllVersions/0112-2---61987%23ABB005
0112/2///61987#ABV202 | 001 | 02 | 0112/2///61987#ABV202#001 | reference to Voltage measurement |  |  |  |  | reference to block ABF053 | [5 empty] | CLASS_REFERENCE_TYPE(0112/2///61987#ABF053) 0112/2///61987#ABF053 - Voltage measurement |  |  |  |  | DEPENDENT_P_DET | [5 empty] | 0112/2///61987#ABF987 - Type of measured variable [15] | 0112/2///61987#ABA000 |  |  |  | Standard |  | IEC 61987 | IEC | SC65E | 0112/2///61987#ABV192 - measured variable type [15] | C00019 |  | 0112-2---61987#ABV202 | https://cdd.iec.ch/cdd/iec61987/iec61987.nsf/PropertiesAllVersions/0112-2---61987%23ABV202
0112/2///61987#ABN755 | 002 | 01 | 0112/2///61987#ABN755#002 | reference to Specific setpoint variables |  |  |  |  | reference to block ABN697 | [5 empty] | CLASS_REFERENCE_TYPE(0112/2///61987#ABN697) 0112/2///61987#ABN697 - Specific setpoint variables |  |  |  |  | NON_DEPENDENT_P_DET | [5 empty] | 0112/2///61987#ABN602 - LOPD for setpoint variables | 0112/2///61987#ABA000 |  |  |  | Standard |  | IEC 61987 | IEC | IEC/SC 65E | - | C00112 |  | 0112-2---61987#ABN755 | https://cdd.iec.ch/cdd/iec61987/iec61987.nsf/PropertiesAllVersions/0112-2---61987%23ABN755
0112/2///61987#ABF416 | 001 | 01 | 0112/2///61987#ABF416#001 | number of temperature sensors |  |  |  |  | @number of temperature sensors |  | Cardinality property |  |  |  | INT_TYPE |  |  |  |  | CONDITION_DET | [5 empty] | 0112/2///61987#ABF405 - Structural design of an insert/element | 0112/2///61987#ABA000 |  |  |  | Standard |  | IEC 61987 | IEC | SC65E | - | C00019 | 001-01 (2018-03-28 07:27:06 by BATCH 00000762) standard | 0112-2---61987#ABF416 | https://cdd.iec.ch/cdd/iec61987/iec61987.nsf/PropertiesAllVersions/0112-2---61987%23ABF416
0112/2///61987#ABU668 | 001 | 01 | 0112/2///61987#ABU668#001 | reference to Volume fraction measurement |  |  |  |  | reference to block ABE788 | [5 empty] | CLASS_REFERENCE_TYPE(0112/2///61987#ABE788) 0112/2///61987#ABE788 - Volume fraction measurement |  |  |  |  | DEPENDENT_P_DET | [5 empty] | 0112/2///61987#ABG011 - Type of measured variable [39] | 0112/2///61987#ABA000 |  |  |  | Standard |  | IEC 61987 | IEC | SC65E | 0112/2///61987#ABU653 - measured variable type [39] | C00017 | 001-01 (2018-03-28 07:27:21 by BATCH 00000762) standard | 0112-2---61987#ABU668 | https://cdd.iec.ch/cdd/iec61987/iec61987.nsf/PropertiesAllVersions/0112-2---61987%23ABU668
0112/2///61987#ABB024 | 007 | 01 | 0112/2///61987#ABB024#007 | installation instructions |  |  |  |  | additional instructions, and if appropriate warnings, on the mounting of equipment, so as to obtain the best performance from it | [5 empty] | STRING_TYPE |  |  | IEC 61987-1, 7.1.2 |  | NON_DEPENDENT_P_DET | [5 empty] | 0112/2///61987#ABC182 - Deployment conditions [1]0112/2///61987#ABC183 - Deployment conditions [2]0112/2///61987#ABD505 - Deployment conditions [3]0112/2///61987#ABD518 - Deployment conditions [4]0112/2///61987#ABD841 - Deployment conditions [5]0112/2///61987#ABE456 - Deployment conditions [6]0112/2///61987#ABE592 - Deployment conditions [7]0112/2///61987#ABG333 - Deployment conditions [8]0112/2///61987#ABG334 - Deployment conditions [9]0112/2///61987#ABP024 - Deployment conditions [infrastructure device] | 0112/2///61987#ABA000 |  |  |  | Standard |  |  |  | SC65E – IEC 61987 | - | C00019 |  | 0112-2---61987#ABB024 | https://cdd.iec.ch/cdd/iec61987/iec61987.nsf/PropertiesAllVersions/0112-2---61987%23ABB024
0112/2///61987#ABB310 | 002 | 01 | 0112/2///61987#ABB310#002 | reference standard for reactivity hazard rating |  |  |  |  | standard in which the reactivity of a substance is rated | [5 empty] | ENUM_CODE_TYPE(0112/2///61987#ABJ787) |  |  |  |  | DEPENDENT_P_DET |  |  | 0112/2///61987#ABJ787 | 0112/2///61987#ABL191 - National Fire Protection Association 7040112/2///61987#ABI407 - others |  | 0112/2///61987#ABC469 - Other material properties0112/2///61987#ABD955 - Other process material properties [2] | 0112/2///61987#ABA000 |  |  |  | Standard |  |  |  | SC65E – IEC 61987 | 0112/2///61987#ABI406 - empty_property | C00091 |  | 0112-2---61987#ABB310 | https://cdd.iec.ch/cdd/iec61987/iec61987.nsf/PropertiesAllVersions/0112-2---61987%23ABB310
0112/2///61987#ABH433 | 001 | 01 | 0112/2///61987#ABH433#001 | zero adjustment voltage value |  |  |  |  | value by which a voltage measurement is offset to provide a reading of zero on an output | the value could be positive or negative for elevation or suppression, resp. |  | mV |  |  | REAL_MEASURE_TYPE |  |  |  |  | NON_DEPENDENT_P_DET | [5 empty] | 0112/2///61987#ABF057 - Measuring range for voltage | 0112/2///61987#ABA000 | 0112/2///62720#UAA804 - millivolt |  | 0112/2///61987#ABT506 - Voltage | Standard |  |  |  | SC65E – IEC 61987 | - | C0018 | 001-01 (2018-03-28 07:27:15 by BATCH 00000762) standard | 0112-2---61987#ABH433 | https://cdd.iec.ch/cdd/iec61987/iec61987.nsf/PropertiesAllVersions/0112-2---61987%23ABH433
0112/2///61987#ABD689 | 001 | 03 | 0112/2///61987#ABD689#001 | pressure recovery factor FL (y/y100 = 0.75) |  |  |  |  | liquid pressure recovery factor of the valve without attached fittings |  |  | 1 |  |  | REAL_MEASURE_TYPE |  |  | IEC 60534-2-1 |  | NON_DEPENDENT_P_DET | [5 empty] | 0112/2///61987#ABD816 - Calculation results of control devices0112/2///61987#ABD964 - Parameters of valve body assembly [4]0112/2///61987#ABD965 - Parameters of valve body assembly [1]0112/2///61987#ABD966 - Parameters of valve body assembly [2]0112/2///61987#ABD967 - Parameters of valve body assembly [3] | 0112/2///61987#ABA000 | 0112/2///62720#UAA915 - quantity of dimension one |  |  | Standard |  |  |  |  | - | C00019 |  | 0112-2---61987#ABD689 | https://cdd.iec.ch/cdd/iec61987/iec61987.nsf/PropertiesAllVersions/0112-2---61987%23ABD689
0112/2///61987#ABA099 | 001 | 01 | 0112/2///61987#ABA099#001 | designation of related equipment |  |  |  |  | name given to a piece of equipment | [5 empty] | STRING_TYPE |  |  |  |  | NON_DEPENDENT_P_DET | [5 empty] | 0112/2///61987#ABA426 - Equipment | 0112/2///61987#ABA000 |  |  |  | Standard |  | IEC 61987 |  | SC65E – IEC 61987 | - | C00018 | 001-01 (2019-03-08 15:35:27 by BATCH 00000766) standard | 0112-2---61987#ABA099 | https://cdd.iec.ch/cdd/iec61987/iec61987.nsf/PropertiesAllVersions/0112-2---61987%23ABA099
0112/2///61987#ABB514 | 001 | 02 | 0112/2///61987#ABB514#001 | state for "low" signal |  |  |  |  | meaning of input or output signal when it is low | [5 empty] | STRING_TYPE |  |  |  |  | NON_DEPENDENT_P_DET | [5 empty] | 0112/2///61987#ABC594 - Signal function | 0112/2///61987#ABA000 |  |  |  | Standard |  |  |  | SC65E – IEC 61987 | - | C00004 |  | 0112-2---61987#ABB514 | https://cdd.iec.ch/cdd/iec61987/iec61987.nsf/PropertiesAllVersions/0112-2---61987%23ABB514
0112/2///61987#ABU410 | 001 | 03 | 0112/2///61987#ABU410#001 | reference to Percentage performance for pressure |  |  |  |  | reference to block ABC490 |  | Id specified in IEC61987-12/-13: ABD120 |  |  |  | CLASS_REFERENCE_TYPE(0112/2///61987#ABC490) 0112/2///61987#ABC490 - Percentage performance for pressure |  |  |  |  | DEPENDENT_P_DET | [5 empty] | 0112/2///61987#ABC675 - Type of performance variable [5] | 0112/2///61987#ABA000 |  |  |  | Standard |  |  |  | SC65E – IEC 61987 | 0112/2///61987#ABU391 - performance variable type [5] | C00004 |  | 0112-2---61987#ABU410 | https://cdd.iec.ch/cdd/iec61987/iec61987.nsf/PropertiesAllVersions/0112-2---61987%23ABU410
0112/2///61987#ABB753 | 004 | 01 | 0112/2///61987#ABB753#004 | number of connectors |  |  |  |  | @number of connectors |  | cardinality property |  |  |  | INT_TYPE |  |  |  |  | CONDITION_DET | [5 empty] | 0112/2///61987#ABC685 - Wired communication interface | 0112/2///61987#ABA000 |  |  |  | Standard |  |  |  | SC65E – IEC 61987 | - | C00004 |  | 0112-2---61987#ABB753 | https://cdd.iec.ch/cdd/iec61987/iec61987.nsf/PropertiesAllVersions/0112-2---61987%23ABB753
0112/2///61987#ABF829 | 001 | 01 | 0112/2///61987#ABF829#001 | reference to Material of emitter |  |  |  |  | reference to block ABF526 | [5 empty] | CLASS_REFERENCE_TYPE(0112/2///61987#ABF526) 0112/2///61987#ABF526 - Material of emitter |  |  |  |  | NON_DEPENDENT_P_DET | [5 empty] | 0112/2///61987#ABF517 - Structural design of a microwave level switch0112/2///61987#ABF637 - Structural design of a microwave density transmitter | 0112/2///61987#ABA000 |  |  |  | Standard |  | IEC 61987 | IEC | SC65E | - | C00018 | 001-01 (2018-03-28 07:27:09 by BATCH 00000762) standard | 0112-2---61987#ABF829 | https://cdd.iec.ch/cdd/iec61987/iec61987.nsf/PropertiesAllVersions/0112-2---61987%23ABF829
0112/2///61987#ABP253 | 001 | 01 | 0112/2///61987#ABP253#001 | reference to Mechanical and electrical construction [I/O module] |  |  |  |  | reference to block ABP049 | [5 empty] | CLASS_REFERENCE_TYPE(0112/2///61987#ABP049) 0112/2///61987#ABP049 - Mechanical and electrical construction [I/O module] |  |  |  |  | NON_DEPENDENT_P_DET | [5 empty] | 0112/2///61987#ABP026 - Device LOP for I/O modules | 0112/2///61987#ABA000 |  |  |  | Standard |  | IEC 61987 | IEC | IEC/SC 65E | - | C00128 | 001-01 (2023-01-23 14:53:53 by BATCH 00000807) standard | 0112-2---61987#ABP253 | https://cdd.iec.ch/cdd/iec61987/iec61987.nsf/PropertiesAllVersions/0112-2---61987%23ABP253
0112/2///61987#ABU207 | 001 | 02 | 0112/2///61987#ABU207#001 | reference to Type of auxiliary input [4] |  |  |  |  | reference to block ABC055 |  | Id specified in IEC61987-12/-13: ABD297 |  |  |  | CLASS_REFERENCE_TYPE(0112/2///61987#ABC055) 0112/2///61987#ABC055 - Type of auxiliary input [4] |  |  |  |  | NON_DEPENDENT_P_DET | [5 empty] | 0112/2///61987#ABC129 - Auxiliary input [4] | 0112/2///61987#ABA000 |  |  |  | Standard |  |  |  | SC65E – IEC 61987 | - | C00004 |  | 0112-2---61987#ABU207 | https://cdd.iec.ch/cdd/iec61987/iec61987.nsf/PropertiesAllVersions/0112-2---61987%23ABU207
0112/2///61987#ABF766 | 001 | 01 | 0112/2///61987#ABF766#001 | reference to Structural design of an optical level switch |  |  |  |  | reference to block ABF283 | [5 empty] | CLASS_REFERENCE_TYPE(0112/2///61987#ABF283) 0112/2///61987#ABF283 - Structural design of an optical level switch |  |  |  |  | NON_DEPENDENT_P_DET | [5 empty] | 0112/2///61987#ABG421 - Structural design [optical level switch] | 0112/2///61987#ABA000 |  |  |  | Standard |  | IEC 61987 | IEC | SC65E | - | C00018 | 001-01 (2018-03-28 07:27:09 by BATCH 00000762) standard | 0112-2---61987#ABF766 | https://cdd.iec.ch/cdd/iec61987/iec61987.nsf/PropertiesAllVersions/0112-2---61987%23ABF766
0112/2///61987#ABE378 | 001 | 04 | 0112/2///61987#ABE378#001 | diameter of stem/shaft |  |  |  |  | largest diameter of a stem or shaft |  |  | mm |  |  | REAL_MEASURE_TYPE |  |  |  |  | NON_DEPENDENT_P_DET | [5 empty] | 0112/2///61987#ABE409 - Stem/shaft | 0112/2///61987#ABA000 | 0112/2///62720#UAA862 - millimetre |  | 0112/2///61987#ABT548 - Length short | Standard |  |  |  | SC65E – IEC 61987 | - | C00004 |  | 0112-2---61987#ABE378 | https://cdd.iec.ch/cdd/iec61987/iec61987.nsf/PropertiesAllVersions/0112-2---61987%23ABE378
0112/2///61987#ABH823 | 001 | 01 | 0112/2///61987#ABH823#001 | reference standard for safety data sheet |  |  |  |  | standard to which a statement on safety data sheet class refers | [5 empty] | STRING_TYPE |  |  |  |  | NON_DEPENDENT_P_DET | [5 empty] | 0112/2///61987#ABH813 - Hazardous goods | 0112/2///61987#ABA000 |  |  |  | Standard |  |  |  | SC65E – IEC 61987 | - | C0018 | 001-01 (2019-03-08 15:35:31 by BATCH 00000766) standard | 0112-2---61987#ABH823 | https://cdd.iec.ch/cdd/iec61987/iec61987.nsf/PropertiesAllVersions/0112-2---61987%23ABH823
0112/2///61987#ABD162 | 002 | 01 | 0112/2///61987#ABD162#002 | reference to Pressure-temperature design conditions |  |  |  |  | reference to block ABC532 | [5 empty] | CLASS_REFERENCE_TYPE(0112/2///61987#ABC532) 0112/2///61987#ABC532 - Pressure-temperature design conditions |  |  |  |  | NON_DEPENDENT_P_DET | [5 empty] | 0112/2///61987#ABC267 - High/single pressure side operating conditions for device design0112/2///61987#ABC326 - Low pressure side operating conditions for device design0112/2///61987#ABG467 - Operating conditions for device design [level]0112/2///61987#ABG469 - Operating conditions for device design [density]0112/2///61987#ABC459 - Operating conditions for device design | 0112/2///61987#ABA000 |  |  |  | Standard |  |  |  | SC65E – IEC 61987 | - | C00004 |  | 0112-2---61987#ABD162 | https://cdd.iec.ch/cdd/iec61987/iec61987.nsf/PropertiesAllVersions/0112-2---61987%23ABD162
0112/2///61987#ABN730 | 001 | 01 | 0112/2///61987#ABN730#001 | diagnostic results of Coriolis flow transmitter |  |  |  |  | property describing diagnostic results found for the Coriolis flow transmitter | [5 empty] | ENUM_CODE_TYPE(0112/2///61987#ABN783) |  |  |  |  | DEPENDENT_P_DET |  |  | 0112/2///61987#ABN783 | 0112/2///61987#ABN919 - inlet sensor coil error0112/2///61987#ABN920 - outlet sensor coil error0112/2///61987#ABN921 - measuring tube temperature sensor failure0112/2///61987#ABN922 - carrier tube temperature sensor failure0112/2///61987#ABN923 - sensor coil symmetry error0112/2///61987#ABN924 - lateral mode frequency error0112/2///61987#ABN908 - sensor checksum deviation0112/2///61987#ABN915 - supply voltage error0112/2///61987#ABN909 - signal path error0112/2///61987#ABN928 - reference clock failure0112/2///61987#ABN929 - reference temperature error0112/2///61987#ABN910 - output signal error0112/2///61987#ABN931 - electronic temperature range exceeded0112/2///61987#ABN932 - exciter current range exceeded0112/2///61987#ABN933 - frequency fluctuation range0112/2///61987#ABN934 - sensor checksum deviation of transmitter0112/2///61987#ABN935 - oscillation damping fluctuation range0112/2///61987#ABN936 - oscillation amplitude range exceeded0112/2///61987#ABN937 - oscillation frequency range exceeded0112/2///61987#ABN938 - oscillation damping range exceeded0112/2///61987#ABN939 - signal asymmetry range exceeded0112/2///61987#ABN940 - carrier pipe temperature range exceeded0112/2///61987#ABI407 - others |  | 0112/2///61987#ABN727 - Specific diagnostic results | 0112/2///61987#ABA000 |  |  |  | Standard |  |  |  | SC65E – IEC 61987 | 0112/2///61987#ABI406 - empty_property | C00092 | 001-01 (2020-02-24 12:37:21 by BATCH 00000778) standard | 0112-2---61987#ABN730 | https://cdd.iec.ch/cdd/iec61987/iec61987.nsf/PropertiesAllVersions/0112-2---61987%23ABN730
0112/2///61987#ABU315 | 001 | 03 | 0112/2///61987#ABU315#001 | reference to Other variable |  |  |  |  | reference to block ABC475 |  | Id specified in IEC61987-12/-13: ABD105 |  |  |  | CLASS_REFERENCE_TYPE(0112/2///61987#ABC475) 0112/2///61987#ABC475 - Other variable |  |  |  |  | DEPENDENT_P_DET | [5 empty] | 0112/2///61987#ABC662 - Type of measured variable [3] | 0112/2///61987#ABA000 |  |  |  | Standard |  |  |  | SC65E – IEC 61987 | 0112/2///61987#ABU293 - measured variable type [3] | C00004 |  | 0112-2---61987#ABU315 | https://cdd.iec.ch/cdd/iec61987/iec61987.nsf/PropertiesAllVersions/0112-2---61987%23ABU315
0112/2///61987#ABN732 | 001 | 01 | 0112/2///61987#ABN732#001 | diagnostic results of contact temperatur transmitter |  |  |  |  | property describing diagnostic results found for the contact temperatur transmitter | [5 empty] | ENUM_CODE_TYPE(0112/2///61987#ABN785) |  |  |  |  | DEPENDENT_P_DET |  |  | 0112/2///61987#ABN785 | 0112/2///61987#ABN907 - sensor failure0112/2///61987#ABN964 - reference temperature failure0112/2///61987#ABN965 - sensor drift warning limit exceeded0112/2///61987#ABN966 - sensor drift alarm limit exceeded0112/2///61987#ABN967 - measured value deviation alarm0112/2///61987#ABN913 - electronic failure0112/2///61987#ABN969 - memory failure0112/2///61987#ABN970 - supply voltage range error0112/2///61987#ABN911 - electronic temperature range error0112/2///61987#ABI407 - others |  | 0112/2///61987#ABN727 - Specific diagnostic results | 0112/2///61987#ABA000 |  |  |  | Standard |  |  |  | SC65E – IEC 61987 | 0112/2///61987#ABI406 - empty_property | C00092 | 001-01 (2020-02-24 12:37:21 by BATCH 00000778) standard | 0112-2---61987#ABN732 | https://cdd.iec.ch/cdd/iec61987/iec61987.nsf/PropertiesAllVersions/0112-2---61987%23ABN732
0112/2///61987#ABC867 | 004 | 02 | 0112/2///61987#ABC867#004 | reference to Explosion protection parameters for intrinsic safety (passive) |  |  |  |  | reference to block ABC237 | [5 empty] | CLASS_REFERENCE_TYPE(0112/2///61987#ABC237) 0112/2///61987#ABC237 - Explosion protection parameters for intrinsic safety (passive) |  |  |  |  | DEPENDENT_P_DET | [5 empty] | 0112/2///61987#ABC218 - Electrical power input circuit | 0112/2///61987#ABA000 |  |  |  | Standard |  | IEC 61987 | IEC | IEC SC65E | 0112/2///61987#ABA390 - number of explosion protection parameters for intrinsic safety | C00112 |  | 0112-2---61987#ABC867 | https://cdd.iec.ch/cdd/iec61987/iec61987.nsf/PropertiesAllVersions/0112-2---61987%23ABC867
0112/2///61987#ABU302 | 001 | 03 | 0112/2///61987#ABU302#001 | reference to Pulse output |  |  |  |  | reference to block ABC553 |  | Id specified in IEC61987-12/-13: ABD183 |  |  |  | CLASS_REFERENCE_TYPE(0112/2///61987#ABC553) 0112/2///61987#ABC553 - Pulse output |  |  |  |  | DEPENDENT_P_DET | [5 empty] | 0112/2///61987#ABC667 - Type of output [4] | 0112/2///61987#ABA000 |  |  |  | Standard |  |  |  | SC65E – IEC 61987 | 0112/2///61987#ABU292 - output type [4] | C00004 |  | 0112-2---61987#ABU302 | https://cdd.iec.ch/cdd/iec61987/iec61987.nsf/PropertiesAllVersions/0112-2---61987%23ABU302
0112/2///61987#ABD081 | 002 | 04 | 0112/2///61987#ABD081#002 | reference to Normal process conditions [1] |  |  |  |  | reference to block ABC451 | [5 empty] | CLASS_REFERENCE_TYPE(0112/2///61987#ABC451) 0112/2///61987#ABC451 - Normal process conditions [1] |  |  |  |  | DEPENDENT_P_DET | [5 empty] | 0112/2///61987#ABC541 - Process design ratings [1] | 0112/2///61987#ABA000 |  |  |  | Standard |  | IEC 61987 | IEC | IEC SC65E | 0112/2///61987#ABH445 - number of normal process conditions | C00112 |  | 0112-2---61987#ABD081 | https://cdd.iec.ch/cdd/iec61987/iec61987.nsf/PropertiesAllVersions/0112-2---61987%23ABD081
0112/2///61987#ABJ463 | 001 | 01 | 0112/2///61987#ABJ463#001 | reference to DISCRETE_OUT |  |  |  |  | reference to block ABI825 | [5 empty] | CLASS_REFERENCE_TYPE(0112/2///61987#ABI825) 0112/2///61987#ABI825 - DISCRETE_OUT |  |  |  |  | NON_DEPENDENT_P_DET | [5 empty] | 0112/2///61987#ABH890 - Discrete output function block | 0112/2///61987#ABA000 |  |  |  | Standard |  |  |  | SC65E – IEC 61987 | - | C00018 | 001-01 (2019-03-08 15:35:33 by BATCH 00000766) standard | 0112-2---61987#ABJ463 | https://cdd.iec.ch/cdd/iec61987/iec61987.nsf/PropertiesAllVersions/0112-2---61987%23ABJ463
0112/2///61987#ABJ377 | 001 | 01 | 0112/2///61987#ABJ377#001 | reference to READBACK |  |  |  |  | reference to block ABI739 | [5 empty] | CLASS_REFERENCE_TYPE(0112/2///61987#ABI739) 0112/2///61987#ABI739 - READBACK |  |  |  |  | NON_DEPENDENT_P_DET | [5 empty] | 0112/2///61987#ABH885 - Control function block0112/2///61987#ABH888 - Analog output function block0112/2///61987#ABH904 - Calculation function block | 0112/2///61987#ABA000 |  |  |  | Standard |  |  |  | SC65E – IEC 61987 | - | C00018 | 001-01 (2019-03-08 15:35:33 by BATCH 00000766) standard | 0112-2---61987#ABJ377 | https://cdd.iec.ch/cdd/iec61987/iec61987.nsf/PropertiesAllVersions/0112-2---61987%23ABJ377
0112/2///61987#ABB651 | 003 | 01 | 0112/2///61987#ABB651#003 | reference turndown ratio |  |  |  |  | turndown of the device output at which the performance of a device was tested |  |  | 1 |  |  | LEVEL(MIN,NOM,MAX) OF REAL_MEASURE_TYPE |  |  |  |  | NON_DEPENDENT_P_DET | [5 empty] | 0112/2///61987#ABC572 - Reference device conditions0112/2///61987#ABG241 - Reference device conditions [2]0112/2///61987#ABU697 - Reference device conditions [7]0112/2///61987#ABU698 - Reference device conditions [3] | 0112/2///61987#ABA000 | 0112/2///62720#UAA915 - quantity of dimension one |  |  | Standard |  | IEC 61987 | IEC | IEC SC65E | - | C00112 |  | 0112-2---61987#ABB651 | https://cdd.iec.ch/cdd/iec61987/iec61987.nsf/PropertiesAllVersions/0112-2---61987%23ABB651
0112/2///61987#ABU332 | 001 | 03 | 0112/2///61987#ABU332#001 | reference to Assigned mass flow range |  |  |  |  | reference to block ABC109 |  | Id specified in IEC61987-12/-13: ABC739 |  |  |  | CLASS_REFERENCE_TYPE(0112/2///61987#ABC109) 0112/2///61987#ABC109 - Assigned mass flow range |  |  |  |  | DEPENDENT_P_DET | [5 empty] | 0112/2///61987#ABC124 - Assigned variable [7] | 0112/2///61987#ABA000 |  |  |  | Standard |  |  |  | SC65E – IEC 61987 | 0112/2///61987#ABU296 - assigned variable type [7] | C00004 |  | 0112-2---61987#ABU332 | https://cdd.iec.ch/cdd/iec61987/iec61987.nsf/PropertiesAllVersions/0112-2---61987%23ABU332
0112/2///61987#ABA604 | 004 | 02 | 0112/2///61987#ABA604#004 | maximum cable length |  |  |  |  | longest permissible cable length between two connected devices |  |  | m |  |  | REAL_MEASURE_TYPE |  |  |  |  | NON_DEPENDENT_P_DET | [5 empty] | 0112/2///61987#ABC148 - Cable specification0112/2///61987#ABC170 - Connecting cable | 0112/2///61987#ABA000 | 0112/2///62720#UAA726 - metre |  | 0112/2///61987#ABT548 - Length short | Standard |  | IEC 61987 | IEC | IEC/SC 65E | - | C00112 |  | 0112-2---61987#ABA604 | https://cdd.iec.ch/cdd/iec61987/iec61987.nsf/PropertiesAllVersions/0112-2---61987%23ABA604
0112/2///61987#ABJ718 | 001 | 01 | 0112/2///61987#ABJ718#001 | reference to ACCUMULATED_OUT |  |  |  |  | reference to block ABJ626 | [5 empty] | CLASS_REFERENCE_TYPE(0112/2///61987#ABJ626) 0112/2///61987#ABJ626 - ACCUMULATED_OUT |  |  |  |  | NON_DEPENDENT_P_DET | [5 empty] | 0112/2///61987#ABJ625 - PULSE_OUTPUT | 0112/2///61987#ABA000 |  |  |  | Standard |  |  |  | SC65E – IEC 61987 | - | C00018 | 001-01 (2019-03-08 15:35:34 by BATCH 00000766) standard | 0112-2---61987#ABJ718 | https://cdd.iec.ch/cdd/iec61987/iec61987.nsf/PropertiesAllVersions/0112-2---61987%23ABJ718
0112/2///61987#ABB790 | 001 | 04 | 0112/2///61987#ABB790#001 | set upper range end-value of interval of other variable |  |  |  |  | value defining the end of a subrange for other variable | [5 empty] | REAL_TYPE |  |  |  |  | NON_DEPENDENT_P_DET | [5 empty] | 0112/2///61987#ABC075 - Accuracy for a subrange of other variable | 0112/2///61987#ABA000 |  |  |  | Standard |  | IEC 61987 | IEC | IEC/SC 65E | - | C00128 |  | 0112-2---61987#ABB790 | https://cdd.iec.ch/cdd/iec61987/iec61987.nsf/PropertiesAllVersions/0112-2---61987%23ABB790
0112/2///61987#ABB439 | 001 | 04 | 0112/2///61987#ABB439#001 | minimum cable operating temperature |  |  |  |  | lowest temperature for which a cable is or should be designed to operate within its specified limits |  |  | °C |  |  | REAL_MEASURE_TYPE |  |  |  |  | NON_DEPENDENT_P_DET | [5 empty] | 0112/2///61987#ABC170 - Connecting cable | 0112/2///61987#ABA000 | 0112/2///62720#UAA033 - degree Celsius |  | 0112/2///61987#ABT514 - Temperature | Standard |  |  |  | SC65E – IEC 61987 | - | C00004 |  | 0112-2---61987#ABB439 | https://cdd.iec.ch/cdd/iec61987/iec61987.nsf/PropertiesAllVersions/0112-2---61987%23ABB439
0112/2///61987#ABD027 | 001 | 02 | 0112/2///61987#ABD027#001 | reference to Material of trim |  |  |  |  | reference to block ABC397 | [5 empty] | CLASS_REFERENCE_TYPE(0112/2///61987#ABC397) 0112/2///61987#ABC397 - Material of trim |  |  |  |  | NON_DEPENDENT_P_DET | [5 empty] | 0112/2///61987#ABC464 - Orifice flange or fitting | 0112/2///61987#ABA000 |  |  |  | Standard |  |  |  | SC65E – IEC 61987 | - | C00004 |  | 0112-2---61987#ABD027 | https://cdd.iec.ch/cdd/iec61987/iec61987.nsf/PropertiesAllVersions/0112-2---61987%23ABD027
0112/2///61987#ABB768 | 001 | 04 | 0112/2///61987#ABB768#001 | non-repeatability of actual volume flow |  |  |  |  | for a device, absolute degree of deviation between the results of successive measurements of actual volume flow, carried out under the same conditions of measurement |  |  | m³/h |  |  | REAL_MEASURE_TYPE |  |  | IEV 311-06-06 (Repeatability), MOD |  | NON_DEPENDENT_P_DET | [5 empty] | 0112/2///61987#ABC057 - Absolute performance for actual volume flow | 0112/2///61987#ABA000 | 0112/2///62720#UAA763 - metre cubed per hour |  | 0112/2///61987#ABT504 - Volume flow rate | Standard |  |  |  | SC65E – IEC 61987 | - | C00004 |  | 0112-2---61987#ABB768 | https://cdd.iec.ch/cdd/iec61987/iec61987.nsf/PropertiesAllVersions/0112-2---61987%23ABB768
0112/2///61987#ABP207 | 001 | 01 | 0112/2///61987#ABP207#001 | type of RMS measurement variables |  |  |  |  | classification of a RMS measurement according to the quantity being measured | [5 empty] | ENUM_CODE_TYPE(0112/2///61987#ABP310) |  |  |  |  | DEPENDENT_P_DET |  |  | 0112/2///61987#ABP310 | 0112/2///61987#ABP334 - active power0112/2///61987#ABP335 - apparent power0112/2///61987#ABP336 - reactive power0112/2///61987#ABP337 - power factor0112/2///61987#ABP338 - RMS voltage0112/2///61987#ABP339 - RMS current0112/2///61987#ABI407 - others |  | 0112/2///61987#ABP069 - RMS input | 0112/2///61987#ABA000 |  |  |  | Standard |  | IEC 61987 | IEC | IEC/SC 65E | 0112/2///61987#ABI406 - empty_property | C00128 | 001-01 (2023-01-23 14:53:53 by BATCH 00000807) standard | 0112-2---61987#ABP207 | https://cdd.iec.ch/cdd/iec61987/iec61987.nsf/PropertiesAllVersions/0112-2---61987%23ABP207
0112/2///61987#ABH425 | 001 | 01 | 0112/2///61987#ABH425#001 | material of indicator rail cover |  |  |  |  | material of which a protection is made | [5 empty] | STRING_TYPE |  |  |  |  | NON_DEPENDENT_P_DET | [5 empty] | 0112/2///61987#ABF162 - Indicator rail | 0112/2///61987#ABA000 |  |  |  | Standard |  |  |  | SC65E – IEC 61987 | - | C00018 | 001-01 (2018-03-28 07:27:15 by BATCH 00000762) standard | 0112-2---61987#ABH425 | https://cdd.iec.ch/cdd/iec61987/iec61987.nsf/PropertiesAllVersions/0112-2---61987%23ABH425
0112/2///61987#ABI322 | 002 | 01 | 0112/2///61987#ABI322#002 | reference to Diagnostic status |  |  |  |  | reference to block ABH842 | [5 empty] | CLASS_REFERENCE_TYPE(0112/2///61987#ABH842) 0112/2///61987#ABH842 - Diagnostic status |  |  |  |  | NON_DEPENDENT_P_DET | [5 empty] | 0112/2///61987#ABH841 - Device (resource) block | 0112/2///61987#ABA000 |  |  |  | Standard |  |  |  | SC65E – IEC 61987 | - | C00018 |  | 0112-2---61987#ABI322 | https://cdd.iec.ch/cdd/iec61987/iec61987.nsf/PropertiesAllVersions/0112-2---61987%23ABI322
0112/2///61987#ABI603 | 001 | 01 | 0112/2///61987#ABI603#001 | FAILSAFE_ACTION |  |  |  |  | parameter indicating the fail-safe action of the actuator on power-loss | [5 empty] | INT_TYPE |  |  | IEC 61804-2 |  | NON_DEPENDENT_P_DET | [5 empty] | 0112/2///61987#ABI752 - On-off actuation technology block0112/2///61987#ABI812 - Modulation actuation technology block | 0112/2///61987#ABA000 |  |  |  | Standard |  |  |  | SC65E – IEC 61987 | - | C00019 | 001-01 (2019-03-08 15:35:33 by BATCH 00000766) standard | 0112-2---61987#ABI603 | https://cdd.iec.ch/cdd/iec61987/iec61987.nsf/PropertiesAllVersions/0112-2---61987%23ABI603
0112/2///61987#ABH082 | 001 | 01 | 0112/2///61987#ABH082#001 | maximum refractive index |  |  |  |  | highest refractive for which a device is or must be designed to operate within its specified limits |  |  | 1 |  |  | REAL_MEASURE_TYPE |  |  |  |  | NON_DEPENDENT_P_DET | [5 empty] | 0112/2///61987#ABH071 - Fluid phase design conditions0112/2///61987#ABG346 - Normal process conditions [8]0112/2///61987#ABG343 - Normal process conditions [5] | 0112/2///61987#ABA000 | 0112/2///62720#UAA915 - quantity of dimension one |  |  | Standard |  | IEC 61987 | IEC | SC65E | - | C00018 | 001-01 (2018-03-28 07:27:13 by BATCH 00000762) standard | 0112-2---61987#ABH082 | https://cdd.iec.ch/cdd/iec61987/iec61987.nsf/PropertiesAllVersions/0112-2---61987%23ABH082
0112/2///61987#ABF696 | 002 | 01 | 0112/2///61987#ABF696#002 | reference to Structural design of a window |  |  |  |  | reference to block ABF017 | [5 empty] | CLASS_REFERENCE_TYPE(0112/2///61987#ABF017) 0112/2///61987#ABF017 - Structural design of a window |  |  |  |  | NON_DEPENDENT_P_DET | [5 empty] | 0112/2///61987#ABG408 - Structural design [displacer level transmitter/switch]0112/2///61987#ABG425 - Structural design [microwave level switch]0112/2///61987#ABG430 - Structural design [window]0112/2///61987#ABG431 - Structural design [bypass/measuring chamber]0112/2///61987#ABG434 - Structural design [radiation thermometer] | 0112/2///61987#ABA000 |  |  |  | Standard |  | IEC 61987 | IEC | SC65E | - | C00019 |  | 0112-2---61987#ABF696 | https://cdd.iec.ch/cdd/iec61987/iec61987.nsf/PropertiesAllVersions/0112-2---61987%23ABF696
0112/2///61987#ABA625 | 004 | 01 | 0112/2///61987#ABA625#004 | dew point |  |  |  |  | temperature at which one or more vapour components condense to liquid phase at a given operating pressure |  |  | °C |  |  | REAL_MEASURE_TYPE |  |  |  |  | NON_DEPENDENT_P_DET | [5 empty] | 0112/2///61987#ABC654 - Total fluid [flow]0112/2///61987#ABC680 - Gas/vapor phase [flow]0112/2///61987#ABD411 - Purge gas supply0112/2///61987#ABG455 - Total fluid [temperature]0112/2///61987#ABG456 - Total fluid [density]0112/2///61987#ABG463 - Gas/vapor phase [level]0112/2///61987#ABG464 - Gas/vapor phase [density]0112/2///61987#ABH326 - Total process material0112/2///61987#ABC519 - Pneumatic/hydraulic supply [1]0112/2///61987#ABC520 - Pneumatic/hydraulic supply [2] | 0112/2///61987#ABA000 | 0112/2///62720#UAA033 - degree Celsius |  | 0112/2///61987#ABT514 - Temperature | Standard |  |  |  | SC65E – IEC 61987 | - | C00004 |  | 0112-2---61987#ABA625 | https://cdd.iec.ch/cdd/iec61987/iec61987.nsf/PropertiesAllVersions/0112-2---61987%23ABA625
0112/2///61987#ABU525 | 001 | 02 | 0112/2///61987#ABU525#001 | reference to Manual override |  |  |  |  | reference to block ABU554 |  | Id specified in IEC61987-22: ABE153 |  |  |  | CLASS_REFERENCE_TYPE(0112/2///61987#ABU554) 0112/2///61987#ABU554 - Manual override |  |  |  |  | NON_DEPENDENT_P_DET | [5 empty] | 0112/2///61987#ABE032 - Structural design of a pneumatic linear actuator0112/2///61987#ABE033 - Structural design of a pneumatic rotary actuator | 0112/2///61987#ABA000 |  |  |  | Standard |  |  |  |  | - | C00004 |  | 0112-2---61987#ABU525 | https://cdd.iec.ch/cdd/iec61987/iec61987.nsf/PropertiesAllVersions/0112-2---61987%23ABU525
0112/2///61987#ABB117 | 001 | 02 | 0112/2///61987#ABB117#001 | type of trip switch |  |  |  |  | classification of a trip switch according to its electrical and mechanical construction | [5 empty] | STRING_TYPE |  |  |  |  | NON_DEPENDENT_P_DET | [5 empty] | 0112/2///61987#ABC638 - Structural design of a variable area flow transmitter or gauge | 0112/2///61987#ABA000 |  |  |  | Standard |  |  |  | SC65E – IEC 61987 | - | C00004 |  | 0112-2---61987#ABB117 | https://cdd.iec.ch/cdd/iec61987/iec61987.nsf/PropertiesAllVersions/0112-2---61987%23ABB117
0112/2///61987#ABH481 | 001 | 01 | 0112/2///61987#ABH481#001 | material of cushion |  |  |  |  | material of which a cushion is made | [5 empty] | STRING_TYPE |  |  |  |  | NON_DEPENDENT_P_DET | [5 empty] | 0112/2///61987#ABF276 - Structural design of a sight level gauge0112/2///61987#ABF282 - Structural design of a sight level indicator | 0112/2///61987#ABA000 |  |  |  | Standard |  | IEC 61987 | IEC | SC65E – IEC 61987 | - | C00018 | 001-01 (2018-03-28 07:27:16 by BATCH 00000762) standard | 0112-2---61987#ABH481 | https://cdd.iec.ch/cdd/iec61987/iec61987.nsf/PropertiesAllVersions/0112-2---61987%23ABH481
0112/2///61987#ABU971 | 001 | 01 | 0112/2///61987#ABU971#001 | reference to Pulse input [4] |  |  |  |  | reference to block ABG123 | [5 empty] | CLASS_REFERENCE_TYPE(0112/2///61987#ABG123) 0112/2///61987#ABG123 - Pulse input [4] |  |  |  |  | DEPENDENT_P_DET | [5 empty] | 0112/2///61987#ABG063 - Type of auxiliary input [14] | 0112/2///61987#ABA000 |  |  |  | Standard |  | IEC 61987 | IEC | SC65E | 0112/2///61987#ABU942 - auxiliary input type [14] | C00018 | 001-01 (2018-03-28 07:27:23 by BATCH 00000762) standard | 0112-2---61987#ABU971 | https://cdd.iec.ch/cdd/iec61987/iec61987.nsf/PropertiesAllVersions/0112-2---61987%23ABU971
0112/2///61987#ABB852 | 001 | 04 | 0112/2///61987#ABB852#001 | influence of static pressure on span (per 69 bar) |  |  |  |  | influence of static pressure applied on both sides of a differential pressure meter on span per 69 bar |  |  | % |  |  | REAL_MEASURE_TYPE |  |  |  |  | NON_DEPENDENT_P_DET | [5 empty] | 0112/2///61987#ABC277 - Influence of external quantities expressed as a percentage for pressure | 0112/2///61987#ABA000 | 0112/2///62720#UAA000 - percent |  | 0112/2///61987#ABT533 - Percentage | Standard |  |  |  | SC65E – IEC 61987 | - | C00004 |  | 0112-2---61987#ABB852 | https://cdd.iec.ch/cdd/iec61987/iec61987.nsf/PropertiesAllVersions/0112-2---61987%23ABB852
0112/2///61987#ABU660 | 001 | 01 | 0112/2///61987#ABU660#001 | reference to Binary output IEC 60947-5-6 (NAMUR) |  |  |  |  | reference to block ABC145 | [5 empty] | CLASS_REFERENCE_TYPE(0112/2///61987#ABC145) 0112/2///61987#ABC145 - Binary output IEC 60947-5-6 (NAMUR) |  |  |  |  | DEPENDENT_P_DET | [5 empty] | 0112/2///61987#ABG153 - Type of output [23] | 0112/2///61987#ABA000 |  |  |  | Standard |  | IEC 61987 | IEC | SC65E | 0112/2///61987#ABU652 - output type [23] | C00017 | 001-01 (2018-03-28 07:27:21 by BATCH 00000762) standard | 0112-2---61987#ABU660 | https://cdd.iec.ch/cdd/iec61987/iec61987.nsf/PropertiesAllVersions/0112-2---61987%23ABU660
0112/2///61987#ABP150 | 001 | 01 | 0112/2///61987#ABP150#001 | minimum insulation resistance |  |  |  |  | minimum insulation resistance specified for a device under given conditions |  |  | Ω |  |  | REAL_MEASURE_TYPE |  |  |  |  | NON_DEPENDENT_P_DET | [5 empty] | 0112/2///61987#ABP046 - Insulation resistance | 0112/2///61987#ABA000 | 0112/2///62720#UAA017 - ohm |  | 0112/2///61987#ABT564 - Electrical resistance | Standard |  | IEC 61987 | IEC | IEC/SC 65E | - | C00128 | 001-01 (2023-01-23 14:53:52 by BATCH 00000807) standard | 0112-2---61987#ABP150 | https://cdd.iec.ch/cdd/iec61987/iec61987.nsf/PropertiesAllVersions/0112-2---61987%23ABP150
0112/2///61987#ABA352 | 001 | 04 | 0112/2///61987#ABA352#001 | upper range-value of normalized flow | upper range-value |  |  |  | normalized flow value assigned to the upper range end-value of the input or output signal |  |  | m³/h |  |  | REAL_MEASURE_TYPE |  |  |  |  | NON_DEPENDENT_P_DET | [5 empty] | 0112/2///61987#ABC111 - Assigned normalized volume flow range | 0112/2///61987#ABA000 | 0112/2///62720#UAA763 - metre cubed per hour |  | 0112/2///61987#ABT504 - Volume flow rate | Standard |  |  |  | SC65E – IEC 61987 | - | C00004 |  | 0112-2---61987#ABA352 | https://cdd.iec.ch/cdd/iec61987/iec61987.nsf/PropertiesAllVersions/0112-2---61987%23ABA352
0112/2///61987#ABU445 | 001 | 03 | 0112/2///61987#ABU445#001 | reference to Assigned density range |  |  |  |  | reference to block ABC107 |  | Id specified in IEC61987-12/-13: ABC737 |  |  |  | CLASS_REFERENCE_TYPE(0112/2///61987#ABC107) 0112/2///61987#ABC107 - Assigned density range |  |  |  |  | DEPENDENT_P_DET | [5 empty] | 0112/2///61987#ABC120 - Assigned variable [3] | 0112/2///61987#ABA000 |  |  |  | Standard |  |  |  | SC65E – IEC 61987 | 0112/2///61987#ABU429 - assigned variable type [3] | C00004 |  | 0112-2---61987#ABU445 | https://cdd.iec.ch/cdd/iec61987/iec61987.nsf/PropertiesAllVersions/0112-2---61987%23ABU445
0112/2///61987#ABB351 | 004 | 01 | 0112/2///61987#ABB351#004 | number of electrical line power supplies |  |  |  |  | @number of electrical line power supplies |  | cardinality property |  |  |  | INT_TYPE |  |  |  |  | CONDITION_DET | [5 empty] | 0112/2///61987#ABC135 - Available power supply0112/2///61987#ABD807 - Available power supply [2] | 0112/2///61987#ABA000 |  |  |  | Standard |  |  |  | SC65E – IEC 61987 | - | C00004 |  | 0112-2---61987#ABB351 | https://cdd.iec.ch/cdd/iec61987/iec61987.nsf/PropertiesAllVersions/0112-2---61987%23ABB351
0112/2///61987#ABA950 | 006 | 01 | 0112/2///61987#ABA950#006 | order code of product |  |  |  |  | unique combination of numbers and letters used to order the device | [5 empty] | STRING_TYPE |  |  |  |  | NON_DEPENDENT_P_DET | [5 empty] | 0112/2///61987#ABJ616 - Device identification0112/2///61987#ABC330 - Manufacturer identification0112/2///61987#ABC269 - Identification | 0112/2///61987#ABA000 |  |  |  | Standard |  |  |  | SC65E – IEC 61987 | - | C0004 |  | 0112-2---61987#ABA950 | https://cdd.iec.ch/cdd/iec61987/iec61987.nsf/PropertiesAllVersions/0112-2---61987%23ABA950
0112/2///61987#ABE507 | 001 | 01 | 0112/2///61987#ABE507#001 | reference to Limiting environmental conditions [3] |  |  |  |  | reference to block ABE589 | [5 empty] | CLASS_REFERENCE_TYPE(0112/2///61987#ABE589) 0112/2///61987#ABE589 - Limiting environmental conditions [3] |  |  |  |  | NON_DEPENDENT_P_DET | [5 empty] | 0112/2///61987#ABE587 - Environmental design ratings [5] | 0112/2///61987#ABA000 |  |  |  | Standard |  | IEC 61987 | IEC | SC65E | - | C00016 | 001-01 (2018-03-28 07:27:00 by BATCH 00000762) standard | 0112-2---61987#ABE507 | https://cdd.iec.ch/cdd/iec61987/iec61987.nsf/PropertiesAllVersions/0112-2---61987%23ABE507
0112/2///61987#ABD701 | 002 | 01 | 0112/2///61987#ABD701#002 | reference standard for sound pressure level |  |  |  |  | standard on which the statement of a sound pressure level is based | [5 empty] | STRING_TYPE |  |  |  |  | NON_DEPENDENT_P_DET | [5 empty] | 0112/2///61987#ABD816 - Calculation results of control devices0112/2///61987#ABE658 - Calculation results of flow modification accessory | 0112/2///61987#ABA000 |  |  |  | Standard |  |  |  |  | - | C00004 |  | 0112-2---61987#ABD701 | https://cdd.iec.ch/cdd/iec61987/iec61987.nsf/PropertiesAllVersions/0112-2---61987%23ABD701
0112/2///61987#ABB730 | 001 | 03 | 0112/2///61987#ABB730#001 | number of accuracies for a subrange of actual volume flow |  |  |  |  | @number of accuracies for a subrange of actual volume flow |  | cardinality property |  |  |  | INT_TYPE |  |  |  |  | CONDITION_DET | [5 empty] | 0112/2///61987#ABC057 - Absolute performance for actual volume flow | 0112/2///61987#ABA000 |  |  |  | Standard |  |  |  | SC65E – IEC 61987 | - | C00004 |  | 0112-2---61987#ABB730 | https://cdd.iec.ch/cdd/iec61987/iec61987.nsf/PropertiesAllVersions/0112-2---61987%23ABB730
0112/2///61987#ABC887 | 004 | 01 | 0112/2///61987#ABC887#004 | reference to Functional safety and reliability |  |  |  |  | reference to block ABC257 | [5 empty] | CLASS_REFERENCE_TYPE(0112/2///61987#ABC257) 0112/2///61987#ABC257 - Functional safety and reliability |  |  |  |  | NON_DEPENDENT_P_DET | [5 empty] | 0112/2///61987#ABC181 - Dependability | 0112/2///61987#ABA000 |  |  |  | Standard |  |  |  | SC65E – IEC 61987 | - | C00004 |  | 0112-2---61987#ABC887 | https://cdd.iec.ch/cdd/iec61987/iec61987.nsf/PropertiesAllVersions/0112-2---61987%23ABC887
0112/2///61987#ABB064 | 005 | 01 | 0112/2///61987#ABB064#005 | supplier |  |  |  |  | name of the supplier or vendor of a device | [5 empty] | STRING_TYPE |  |  |  |  | NON_DEPENDENT_P_DET | [5 empty] | 0112/2///61987#ABC330 - Manufacturer identification0112/2///61987#ABC269 - Identification | 0112/2///61987#ABA000 |  |  |  | Standard |  |  |  | SC65E – IEC 61987 | - | C00004 |  | 0112-2---61987#ABB064 | https://cdd.iec.ch/cdd/iec61987/iec61987.nsf/PropertiesAllVersions/0112-2---61987%23ABB064
0112/2///61987#ABJ650 | 001 | 01 | 0112/2///61987#ABJ650#001 | DISCRETE_READBACK_OUT_STATUS |  |  |  |  | parameter indicating the status of the current output value of the block | [5 empty] | INT_TYPE |  |  |  |  | NON_DEPENDENT_P_DET | [5 empty] | 0112/2///61987#ABJ619 - DISCRETE_READBACK_OUT | 0112/2///61987#ABA000 |  |  |  | Standard |  |  |  | SC65E – IEC 61987 | - | C00019 | 001-01 (2019-03-08 15:35:34 by BATCH 00000766) standard | 0112-2---61987#ABJ650 | https://cdd.iec.ch/cdd/iec61987/iec61987.nsf/PropertiesAllVersions/0112-2---61987%23ABJ650
0112/2///61987#ABU343 | 001 | 03 | 0112/2///61987#ABU343#001 | reference to Assigned totalized value range for mass and for volume |  |  |  |  | reference to block ABC117 |  | Id specified in IEC61987-12/-13: ABC747 |  |  |  | CLASS_REFERENCE_TYPE(0112/2///61987#ABC117) 0112/2///61987#ABC117 - Assigned totalized value range for mass and for volume |  |  |  |  | DEPENDENT_P_DET | [5 empty] | 0112/2///61987#ABC121 - Assigned variable [4] | 0112/2///61987#ABA000 |  |  |  | Standard |  |  |  | SC65E – IEC 61987 | 0112/2///61987#ABU297 - assigned variable type [4] | C00004 |  | 0112-2---61987#ABU343 | https://cdd.iec.ch/cdd/iec61987/iec61987.nsf/PropertiesAllVersions/0112-2---61987%23ABU343
0112/2///61987#ABB057 | 004 | 01 | 0112/2///61987#ABB057#004 | minimum Reynolds number |  |  |  |  | lowest Reynolds number for which a device is or should be designed to operate within its specified limits |  |  | 1 |  |  | REAL_MEASURE_TYPE |  |  |  |  | NON_DEPENDENT_P_DET | [5 empty] | 0112/2///61987#ABC451 - Normal process conditions [1]0112/2///61987#ABC455 - Normal process design conditions [2]0112/2///61987#ABH342 - Normal process design conditions [6]0112/2///61987#ABH462 - Normal process conditions [11]0112/2///61987#ABG346 - Normal process conditions [8]0112/2///61987#ABG344 - Normal process conditions [6] | 0112/2///61987#ABA000 | 0112/2///62720#UAA915 - quantity of dimension one |  |  | Standard |  |  |  | SC65E – IEC 61987 | - | C00019 |  | 0112-2---61987#ABB057 | https://cdd.iec.ch/cdd/iec61987/iec61987.nsf/PropertiesAllVersions/0112-2---61987%23ABB057
0112/2///61987#ABF263 | 001 | 01 | 0112/2///61987#ABF263#001 | diameter of fibre optics head |  |  |  |  | diameter of the connector a fiber optic |  |  | mm |  |  | REAL_MEASURE_TYPE |  |  |  |  | NON_DEPENDENT_P_DET | [5 empty] | 0112/2///61987#ABF261 - Fibre optics | 0112/2///61987#ABA000 | 0112/2///62720#UAA862 - millimetre |  | 0112/2///61987#ABT548 - Length short | Standard |  | IEC 61987 | IEC | SC65E | - | C00019 | 001-01 (2018-03-28 07:27:05 by BATCH 00000762) standard | 0112-2---61987#ABF263 | https://cdd.iec.ch/cdd/iec61987/iec61987.nsf/PropertiesAllVersions/0112-2---61987%23ABF263
0112/2///61987#ABD121 | 001 | 02 | 0112/2///61987#ABD121#001 | reference to Performance [1] |  |  |  |  | reference to block ABC491 | [5 empty] | CLASS_REFERENCE_TYPE(0112/2///61987#ABC491) 0112/2///61987#ABC491 - Performance [1] |  |  |  |  | NON_DEPENDENT_P_DET | [5 empty] | 0112/2///61987#ABA005 - Device LOP for flow transmitter | 0112/2///61987#ABA000 |  |  |  | Standard |  |  |  | SC65E – IEC 61987 | - | C00004 |  | 0112-2---61987#ABD121 | https://cdd.iec.ch/cdd/iec61987/iec61987.nsf/PropertiesAllVersions/0112-2---61987%23ABD121
0112/2///61987#ABB417 | 002 | 01 | 0112/2///61987#ABB417#002 | type of orifice bore |  |  |  |  | classification of an orifice bore according to the way in which it is fabricated | [5 empty] | ENUM_CODE_TYPE(0112/2///61987#ABL311) |  |  |  |  | DEPENDENT_P_DET |  |  | 0112/2///61987#ABL311 | 0112/2///61987#ABL988 - bore and bevel0112/2///61987#ABL989 - bore and counter bore0112/2///61987#ABL990 - concentric bore0112/2///61987#ABL991 - eccentric bore0112/2///61987#ABL992 - segmental bore0112/2///61987#ABI407 - others |  | 0112/2///61987#ABC465 - Orifice plate and holder | 0112/2///61987#ABA000 |  |  |  | Standard |  |  |  | SC65E – IEC 61987 | 0112/2///61987#ABI406 - empty_property | C00091 |  | 0112-2---61987#ABB417 | https://cdd.iec.ch/cdd/iec61987/iec61987.nsf/PropertiesAllVersions/0112-2---61987%23ABB417
0112/2///61987#ABB648 | 002 | 01 | 0112/2///61987#ABB648#002 | reference position of density selection switch |  |  |  |  | position of the density selection switch with which the performance of a device was tested | [5 empty] | STRING_TYPE |  |  |  |  | NON_DEPENDENT_P_DET | [5 empty] | 0112/2///61987#ABC572 - Reference device conditions0112/2///61987#ABG241 - Reference device conditions [2] | 0112/2///61987#ABA000 |  |  |  | Standard |  |  |  | SC65E – IEC 61987 | - | C00004 |  | 0112-2---61987#ABB648 | https://cdd.iec.ch/cdd/iec61987/iec61987.nsf/PropertiesAllVersions/0112-2---61987%23ABB648
0112/2///61987#ABU345 | 001 | 02 | 0112/2///61987#ABU345#001 | reference to Device LOP for remote/separate transmitter |  |  |  |  | reference to block ABA025 | [5 empty] | CLASS_REFERENCE_TYPE(0112/2///61987#ABA025) 0112/2///61987#ABA025 - Device LOP for remote/separate transmitter |  |  |  |  | NON_DEPENDENT_P_DET | [5 empty] | 0112/2///61987#ABA882 - Separate flow transmitter | 0112/2///61987#ABA000 |  |  |  | Standard |  |  |  | SC65E – IEC 61987 | - | C00004 |  | 0112-2---61987#ABU345 | https://cdd.iec.ch/cdd/iec61987/iec61987.nsf/PropertiesAllVersions/0112-2---61987%23ABU345
0112/2///61987#ABU223 | 001 | 02 | 0112/2///61987#ABU223#001 | reference to Type of auxiliary input [8] |  |  |  |  | reference to block ABC658 |  | Id specified in IEC61987-12/-13: ABD301 |  |  |  | CLASS_REFERENCE_TYPE(0112/2///61987#ABC658) 0112/2///61987#ABC658 - Type of auxiliary input [8] |  |  |  |  | NON_DEPENDENT_P_DET | [5 empty] | 0112/2///61987#ABC133 - Auxiliary input [8] | 0112/2///61987#ABA000 |  |  |  | Standard |  |  |  | SC65E – IEC 61987 | - | C00004 |  | 0112-2---61987#ABU223 | https://cdd.iec.ch/cdd/iec61987/iec61987.nsf/PropertiesAllVersions/0112-2---61987%23ABU223
0112/2///61987#ABP186 | 001 | 01 | 0112/2///61987#ABP186#001 | zero point error of reactive power |  |  |  |  | absolute error of a device measuring reactive power under reference conditions, when the input is at the lower range value |  |  | var |  |  | REAL_MEASURE_TYPE |  |  |  |  | NON_DEPENDENT_P_DET | [5 empty] | 0112/2///61987#ABP009 - Absolute performance for reactive power [I/O module] | 0112/2///61987#ABA000 | 0112/2///62720#UAB023 - volt ampere reactive |  |  | Standard |  | IEC 61987 | IEC | IEC/SC 65E | - | C00128 | 001-01 (2023-01-23 14:53:53 by BATCH 00000807) standard | 0112-2---61987#ABP186 | https://cdd.iec.ch/cdd/iec61987/iec61987.nsf/PropertiesAllVersions/0112-2---61987%23ABP186
0112/2///61987#ABF081 | 001 | 01 | 0112/2///61987#ABF081#001 | inaccuracy of voltage |  |  |  |  | for a voltage measurement, maximum positive and negative deviation from the specified characteristic curve observed in testing a device under specified conditions and by a specified procedure |  |  | mV |  |  | REAL_MEASURE_TYPE |  |  | IEC 61298-1, Ed. 2.0, 3.5 |  | NON_DEPENDENT_P_DET | [5 empty] | 0112/2///61987#ABF075 - Absolute performance for voltage0112/2///61987#ABF089 - Accuracy for a subrange of voltage0112/2///61987#ABP012 - Absolute performance for voltage [I/O module] | 0112/2///61987#ABA000 | 0112/2///62720#UAA804 - millivolt |  | 0112/2///61987#ABT506 - Voltage | Standard |  | IEC 61987 | IEC | SC65E | - | C00019 | 001-01 (2018-03-28 07:27:04 by BATCH 00000762) standard | 0112-2---61987#ABF081 | https://cdd.iec.ch/cdd/iec61987/iec61987.nsf/PropertiesAllVersions/0112-2---61987%23ABF081
0112/2///61987#ABF687 | 001 | 01 | 0112/2///61987#ABF687#001 | reference to Influence of external quantities expressed for mass |  |  |  |  | reference to block ABE970 | [5 empty] | CLASS_REFERENCE_TYPE(0112/2///61987#ABE970) 0112/2///61987#ABE970 - Influence of external quantities expressed for mass |  |  |  |  | NON_DEPENDENT_P_DET | [5 empty] | 0112/2///61987#ABE846 - Absolute performance for mass | 0112/2///61987#ABA000 |  |  |  | Standard |  | IEC 61987 | IEC | SC65E | - | C00018 | 001-01 (2018-03-28 07:27:08 by BATCH 00000762) standard | 0112-2---61987#ABF687 | https://cdd.iec.ch/cdd/iec61987/iec61987.nsf/PropertiesAllVersions/0112-2---61987%23ABF687
0112/2///61987#ABC948 | 001 | 02 | 0112/2///61987#ABC948#001 | reference to Limiting process conditions [1] |  |  |  |  | reference to block ABC318 | [5 empty] | CLASS_REFERENCE_TYPE(0112/2///61987#ABC318) 0112/2///61987#ABC318 - Limiting process conditions [1] |  |  |  |  | NON_DEPENDENT_P_DET | [5 empty] | 0112/2///61987#ABC541 - Process design ratings [1]0112/2///61987#ABH460 - Process design ratings [15] | 0112/2///61987#ABA000 |  |  |  | Standard |  |  |  | SC65E – IEC 61987 | - | C00004 |  | 0112-2---61987#ABC948 | https://cdd.iec.ch/cdd/iec61987/iec61987.nsf/PropertiesAllVersions/0112-2---61987%23ABC948
0112/2///61987#ABB350 | 004 | 01 | 0112/2///61987#ABB350#004 | description of physical location |  |  |  |  | plain text characterizing a physical location | [5 empty] | STRING_TYPE |  |  |  |  | NON_DEPENDENT_P_DET | [5 empty] | 0112/2///61987#ABC512 - Physical location0112/2///61987#ABD976 - Physical location [2]0112/2///61987#ABD977 - Physical location [3]0112/2///61987#ABG480 - Physical location [4] | 0112/2///61987#ABA000 |  |  |  | Standard |  |  |  | SC65E – IEC 61987 | - | C00004 |  | 0112-2---61987#ABB350 | https://cdd.iec.ch/cdd/iec61987/iec61987.nsf/PropertiesAllVersions/0112-2---61987%23ABB350
0112/2///61987#ABE187 | 001 | 02 | 0112/2///61987#ABE187#001 | reference to Mechanical and electrical construction [pressure reducing regulator/excess pressure regulator] |  |  |  |  | reference to block ABD931 | [5 empty] | CLASS_REFERENCE_TYPE(0112/2///61987#ABD931) 0112/2///61987#ABD931 - Mechanical and electrical construction [pressure reducing regulator or back pressure/excess pressure regulator] |  |  |  |  | NON_DEPENDENT_P_DET | [5 empty] | 0112/2///61987#ABE318 - Device LOP for pressure reducing regulator or back pressure/excess pressure regulator | 0112/2///61987#ABA000 |  |  |  | Standard |  |  |  |  | - | C00004 |  | 0112-2---61987#ABE187 | https://cdd.iec.ch/cdd/iec61987/iec61987.nsf/PropertiesAllVersions/0112-2---61987%23ABE187
0112/2///61987#ABA088 | 006 | 01 | 0112/2///61987#ABA088#006 | special process conditions |  |  |  |  | special process situation that results in further requirements or for which the device is prepared | [5 empty] | ENUM_CODE_TYPE(0112/2///61987#ABL563) |  |  |  |  | DEPENDENT_P_DET |  |  | 0112/2///61987#ABL563 | 0112/2///61987#ABM852 - oxygen service0112/2///61987#ABM853 - acids0112/2///61987#ABM854 - alkalis0112/2///61987#ABM855 - chlorinated solvents0112/2///61987#ABM856 - salt water0112/2///61987#ABI407 - others |  | 0112/2///61987#ABC182 - Deployment conditions [1]0112/2///61987#ABC183 - Deployment conditions [2]0112/2///61987#ABD505 - Deployment conditions [3]0112/2///61987#ABD518 - Deployment conditions [4]0112/2///61987#ABE456 - Deployment conditions [6]0112/2///61987#ABE592 - Deployment conditions [7]0112/2///61987#ABG333 - Deployment conditions [8]0112/2///61987#ABG334 - Deployment conditions [9]0112/2///61987#ABC184 - Deployment design conditions [1]0112/2///61987#ABC185 - Deployment design conditions [2]0112/2///61987#ABD842 - Deployment design conditions [3]0112/2///61987#ABG471 - Deployment design conditions [4] | 0112/2///61987#ABA000 |  |  |  | Standard |  |  |  | SC65E – IEC 61987 | 0112/2///61987#ABI406 - empty_property | C00091 |  | 0112-2---61987#ABA088 | https://cdd.iec.ch/cdd/iec61987/iec61987.nsf/PropertiesAllVersions/0112-2---61987%23ABA088
0112/2///61987#ABP118 | 001 | 01 | 0112/2///61987#ABP118#001 | lower frequency limit of proportional range |  |  |  |  | minimum value that a frequency signal can assume and still be proportional to the measurement signal |  |  | Hz |  |  | REAL_MEASURE_TYPE |  |  |  |  | NON_DEPENDENT_P_DET | [5 empty] | 0112/2///61987#ABC249 - Frequency input/output parameters | 0112/2///61987#ABA000 | 0112/2///62720#UAA170 - hertz |  | 0112/2///61987#ABT561 - Frequency | Standard |  | IEC 61987 | IEC | IEC/SC 65E | - | C00128 | 001-01 (2023-01-23 14:53:52 by BATCH 00000807) standard | 0112-2---61987#ABP118 | https://cdd.iec.ch/cdd/iec61987/iec61987.nsf/PropertiesAllVersions/0112-2---61987%23ABP118
0112/2///61987#ABU580 | 002 | 01 | 0112/2///61987#ABU580#002 | reference to Type of measured variable [5] |  |  |  |  | reference to block ABE565 |  | Id specified in IEC61987: ABE467 |  |  |  | CLASS_REFERENCE_TYPE(0112/2///61987#ABE565) 0112/2///61987#ABE565 - Type of measured variable [5] |  |  |  |  | NON_DEPENDENT_P_DET | [5 empty] | 0112/2///61987#ABE564 - Measured variable [5] | 0112/2///61987#ABA000 |  |  |  | Standard |  | IEC 61987 | IEC | SC65E | - | C00016 |  | 0112-2---61987#ABU580 | https://cdd.iec.ch/cdd/iec61987/iec61987.nsf/PropertiesAllVersions/0112-2---61987%23ABU580
0112/2///61987#ABB472 | 001 | 04 | 0112/2///61987#ABB472#001 | diameter of protective tube |  |  |  |  | diameter of a protective tube at its widest point |  |  | mm |  |  | REAL_MEASURE_TYPE |  |  |  |  | NON_DEPENDENT_P_DET | [5 empty] | 0112/2///61987#ABC243 - Fixed electromagnetic insertion flow transmitter0112/2///61987#ABC301 - Insertion thermal mass flow transmitter0112/2///61987#ABC582 - Retractable electromagnetic insertion flow transmitter0112/2///61987#ABC583 - Retractable thermal mass flow transmitter | 0112/2///61987#ABA000 | 0112/2///62720#UAA862 - millimetre |  | 0112/2///61987#ABT548 - Length short | Standard |  |  |  | SC65E – IEC 61987 | - | C00018 |  | 0112-2---61987#ABB472 | https://cdd.iec.ch/cdd/iec61987/iec61987.nsf/PropertiesAllVersions/0112-2---61987%23ABB472
0112/2///61987#ABC924 | 001 | 02 | 0112/2///61987#ABC924#001 | reference to Input [5] |  |  |  |  | reference to block ABC294 | [5 empty] | CLASS_REFERENCE_TYPE(0112/2///61987#ABC294) 0112/2///61987#ABC294 - Input [5] |  |  |  |  | NON_DEPENDENT_P_DET | [5 empty] | 0112/2///61987#ABA013 - Device LOP for (oval) gear flow transmitter/gauge0112/2///61987#ABA014 - Device LOP for piston flow transmitter/gauge | 0112/2///61987#ABA000 |  |  |  | Standard |  |  |  | SC65E – IEC 61987 | - | C00004 |  | 0112-2---61987#ABC924 | https://cdd.iec.ch/cdd/iec61987/iec61987.nsf/PropertiesAllVersions/0112-2---61987%23ABC924
0112/2///61987#ABU919 | 001 | 01 | 0112/2///61987#ABU919#001 | assigned variable type [11] |  |  |  |  | process variable assigned to an input or output |  | Polymorphic control property |  |  |  | ENUM_STRING_TYPE(0112/2///61987#ABU831(Assigned density range,Assigned concentration range,Assigned volume fraction range,Assigned mass fraction range,Assigned level range,Assigned ullage range,Assigned volume range,Assigned mass range,Assigned degree of filling range,Assigned pressure range,Assigned temperature range,Assigned other variable range)) |  |  |  |  | CONDITION_DET |  |  | 0112/2///61987#ABU831 | 0112/2///61987#ABU778 - IEC61987-11 Name of Assigned density range0112/2///61987#ABU769 - IEC61987-11 Name of Assigned concentration range0112/2///61987#ABU770 - IEC61987-11 Name of Assigned volume fraction range0112/2///61987#ABU771 - IEC61987-11 Name of Assigned mass fraction range0112/2///61987#ABU779 - IEC61987-11 Name of Assigned level range0112/2///61987#ABU780 - IEC61987-11 Name of Assigned ullage range0112/2///61987#ABU781 - IEC61987-11 Name of Assigned volume range0112/2///61987#ABU782 - IEC61987-11 Name of Assigned mass range0112/2///61987#ABU783 - IEC61987-11 Name of Assigned degree of filling range0112/2///61987#ABU784 - IEC61987-11 Name of Assigned pressure range0112/2///61987#ABU785 - IEC61987-11 Name of Assigned temperature range0112/2///61987#ABU808 - IEC61987-11 Name of Assigned other variable range |  | 0112/2///61987#ABG091 - Assigned variable [11] | 0112/2///61987#ABA000 |  |  |  | Standard |  | IEC 61987 | IEC | SC65E | - | C00018 | 001-01 (2018-03-28 07:27:22 by BATCH 00000762) standard | 0112-2---61987#ABU919 | https://cdd.iec.ch/cdd/iec61987/iec61987.nsf/PropertiesAllVersions/0112-2---61987%23ABU919
0112/2///61987#ABV201 | 001 | 01 | 0112/2///61987#ABV201#001 | reference to Type of performance variable [16] |  |  |  |  | reference to block ABG282 | [5 empty] | CLASS_REFERENCE_TYPE(0112/2///61987#ABG282) 0112/2///61987#ABG282 - Type of performance variable [16] |  |  |  |  | NON_DEPENDENT_P_DET | [5 empty] | 0112/2///61987#ABG256 - Performance variable [16] | 0112/2///61987#ABA000 |  |  |  | Standard |  | IEC 61987 | IEC | SC65E | - | C00019 | 001-01 (2018-03-28 07:27:24 by BATCH 00000762) standard | 0112-2---61987#ABV201 | https://cdd.iec.ch/cdd/iec61987/iec61987.nsf/PropertiesAllVersions/0112-2---61987%23ABV201
0112/2///61987#ABB653 | 001 | 04 | 0112/2///61987#ABB653#001 | inaccuracy expressed as percentage |  |  |  |  | maximum positive and negative deviation from the specified characteristic curve observed in testing a device under specified conditions and by a specified procedure, expressed as percentage of ideal span | The inaccuracy includes hysteresis and non-repeatability and either non-linearity or non-conformity |  | % |  |  | REAL_MEASURE_TYPE |  |  | IEC 61298-1, Ed. 2.0, 3.5 |  | NON_DEPENDENT_P_DET | [5 empty] | 0112/2///61987#ABC077 - Accuracy for a subrange of span0112/2///61987#ABC067 - Accuracy expressed as a percentage [1]0112/2///61987#ABC068 - Accuracy expressed as a percentage [2]0112/2///61987#ABE365 - Accuracy expressed as a percentage [3]0112/2///61987#ABE702 - Accuracy expressed as a percentage [4]0112/2///61987#ABG353 - Accuracy expressed as a percentage [5]0112/2///61987#ABJ595 - Accuracy expressed as a percentage [6]0112/2///61987#ABG352 - Accuracy expressed as a percentage [7] | 0112/2///61987#ABA000 | 0112/2///62720#UAA000 - percent |  | 0112/2///61987#ABT533 - Percentage | Standard |  |  |  | SC65E – IEC 61987 | - | C00004 |  | 0112-2---61987#ABB653 | https://cdd.iec.ch/cdd/iec61987/iec61987.nsf/PropertiesAllVersions/0112-2---61987%23ABB653
0112/2///61987#ABD145 | 003 | 01 | 0112/2///61987#ABD145#003 | reference to Pneumatic/hydraulic input/output parameters |  |  |  |  | reference to block ABC515 | [5 empty] | CLASS_REFERENCE_TYPE(0112/2///61987#ABC515) 0112/2///61987#ABC515 - Pneumatic/hydraulic input/output parameters |  |  |  |  | NON_DEPENDENT_P_DET | [5 empty] | 0112/2///61987#ABC514 - Pneumatic/hydraulic input0112/2///61987#ABC516 - Pneumatic/hydraulic output [1]0112/2///61987#ABC517 - Pneumatic/hydraulic output [2]0112/2///61987#ABC518 - Pneumatic/hydraulic output [3]0112/2///61987#ABD979 - Pneumatic/hydraulic output [4]0112/2///61987#ABG212 - Pneumatic/hydraulic output [8]0112/2///61987#ABG216 - Pneumatic/hydraulic output [12]0112/2///61987#ABH041 - Pneumatic/hydraulic output [17] | 0112/2///61987#ABA000 |  |  |  | Standard |  |  |  | SC65E – IEC 61987 | - | C00004 |  | 0112-2---61987#ABD145 | https://cdd.iec.ch/cdd/iec61987/iec61987.nsf/PropertiesAllVersions/0112-2---61987%23ABD145
0112/2///61987#ABB503 | 004 | 01 | 0112/2///61987#ABB503#004 | number of dial indicators |  |  |  |  | @number of dial indicators |  | cardinality property |  |  |  | INT_TYPE |  |  |  |  | CONDITION_DET | [5 empty] | 0112/2///61987#ABC609 - Structural design [(oval) gear flow transmitter/gauge]0112/2///61987#ABC610 - Structural design [piston flow transmitter/gauge]0112/2///61987#ABC612 - Structural design [rotating element flow transmitter/gauge]0112/2///61987#ABC614 - Structural design [variable area flow transmitter/gauge]0112/2///61987#ABC616 - Structural design [positive displacement flow transmitter/gauge]0112/2///61987#ABC617 - Structural design [helix flow transmitter/gauge]0112/2///61987#ABC621 - Structural design [absolute/gauge pressure gauge]0112/2///61987#ABC622 - Structural design [differential pressure gauge]0112/2///61987#ABE023 - Structural design [positioner]0112/2///61987#ABE609 - Structural design [filter regulator]0112/2///61987#ABE617 - Structural design [I/P converter]0112/2///61987#ABG407 - Structural design [hydrostatic pressure level transmitter]0112/2///61987#ABG408 - Structural design [displacer level transmitter/switch]0112/2///61987#ABG410 - Structural design [float level transmitter/switch]0112/2///61987#ABG440 - Structural design [temperature gauge]0112/2///61987#ABG442 - Structural design [buoyancy density transmitter] | 0112/2///61987#ABA000 |  |  |  | Standard |  |  |  | SC65E – IEC 61987 | - | C00004 |  | 0112-2---61987#ABB503 | https://cdd.iec.ch/cdd/iec61987/iec61987.nsf/PropertiesAllVersions/0112-2---61987%23ABB503
0112/2///61987#ABB261 | 006 | 01 | 0112/2///61987#ABB261#006 | details of fieldbus certificate |  |  |  |  | if appropriate, details of a fieldbus certificate | e.g. approval number or code, classification etc. |  |  |  |  | STRING_TYPE |  |  |  |  | NON_DEPENDENT_P_DET | [5 empty] | 0112/2///61987#ABC241 - Fieldbus certificate | 0112/2///61987#ABA000 |  |  |  | Standard |  |  |  | SC65E – IEC 61987 | - | C00018 |  | 0112-2---61987#ABB261 | https://cdd.iec.ch/cdd/iec61987/iec61987.nsf/PropertiesAllVersions/0112-2---61987%23ABB261
0112/2///61987#ABU686 | 001 | 01 | 0112/2///61987#ABU686#001 | reference to Absolute performance for temperature |  |  |  |  | reference to block ABC065 | [5 empty] | CLASS_REFERENCE_TYPE(0112/2///61987#ABC065) 0112/2///61987#ABC065 - Absolute performance for temperature |  |  |  |  | DEPENDENT_P_DET | [5 empty] | 0112/2///61987#ABG285 - Type of performance variable [19] | 0112/2///61987#ABA000 |  |  |  | Standard |  | IEC 61987 | IEC | SC65E | 0112/2///61987#ABU655 - performance variable type [19] | C00017 | 001-01 (2018-03-28 07:27:21 by BATCH 00000762) standard | 0112-2---61987#ABU686 | https://cdd.iec.ch/cdd/iec61987/iec61987.nsf/PropertiesAllVersions/0112-2---61987%23ABU686
0112/2///61987#ABE654 | 006 | 01 | 0112/2///61987#ABE654#006 | purpose of pneumatic/hydraulic supply |  |  |  |  | classification of a pneumatic or hydraulic supply according to its usage | [5 empty] | ENUM_CODE_TYPE(0112/2///61987#ABL575) |  |  |  |  | DEPENDENT_P_DET |  |  | 0112/2///61987#ABL575 | 0112/2///61987#ABM892 - powering the device0112/2///61987#ABM893 - purging0112/2///61987#ABM894 - cooling0112/2///61987#ABI407 - others |  | 0112/2///61987#ABC520 - Pneumatic/hydraulic supply [2] | 0112/2///61987#ABA000 |  |  |  | Standard |  |  |  | SC65E – IEC 61987 | 0112/2///61987#ABI406 - empty_property | C00091 |  | 0112-2---61987#ABE654 | https://cdd.iec.ch/cdd/iec61987/iec61987.nsf/PropertiesAllVersions/0112-2---61987%23ABE654
0112/2///61987#ABB395 | 004 | 01 | 0112/2///61987#ABB395#004 | number of displays |  |  |  |  | @number of displays |  | cardinality property |  |  |  | INT_TYPE |  |  |  |  | CONDITION_DET | [5 empty] | 0112/2///61987#ABC682 - Visual controls | 0112/2///61987#ABA000 |  |  |  | Standard |  |  |  | SC65E – IEC 61987 | - | C00004 |  | 0112-2---61987#ABB395 | https://cdd.iec.ch/cdd/iec61987/iec61987.nsf/PropertiesAllVersions/0112-2---61987%23ABB395
0112/2///61987#ABF357 | 001 | 01 | 0112/2///61987#ABF357#001 | style of cable/tube entry |  |  |  |  | classification of the cable or tube entry according its mechanical design | [5 empty] | STRING_TYPE |  |  |  |  | NON_DEPENDENT_P_DET | [5 empty] | 0112/2///61987#ABF353 - Cable or tube | 0112/2///61987#ABA000 |  |  |  | Standard |  | IEC 61987 | IEC | SC65E | - | C00018 | 001-01 (2018-03-28 07:27:06 by BATCH 00000762) standard | 0112-2---61987#ABF357 | https://cdd.iec.ch/cdd/iec61987/iec61987.nsf/PropertiesAllVersions/0112-2---61987%23ABF357
0112/2///61987#ABD122 | 001 | 02 | 0112/2///61987#ABD122#001 | reference to Performance [2] |  |  |  |  | reference to block ABC492 | [5 empty] | CLASS_REFERENCE_TYPE(0112/2///61987#ABC492) 0112/2///61987#ABC492 - Performance [2] |  |  |  |  | NON_DEPENDENT_P_DET | [5 empty] | 0112/2///61987#ABA006 - Device LOP for coriolis mass flow transmitter | 0112/2///61987#ABA000 |  |  |  | Standard |  |  |  | SC65E – IEC 61987 | - | C00004 |  | 0112-2---61987#ABD122 | https://cdd.iec.ch/cdd/iec61987/iec61987.nsf/PropertiesAllVersions/0112-2---61987%23ABD122
0112/2///61987#ABB015 | 004 | 01 | 0112/2///61987#ABB015#004 | measuring principle |  |  |  |  | phenomenon serving as the basis of a measurement | [5 empty] | STRING_TYPE |  |  |  |  | NON_DEPENDENT_P_DET | [5 empty] | 0112/2///61987#ABC180 - Density measurement0112/2///61987#ABC211 - Dynamic viscosity measurement0112/2///61987#ABC528 - Pressure measurement0112/2///61987#ABC650 - Temperature measurement0112/2///61987#ABE566 - Travel measurement0112/2///61987#ABE601 - Structural design of a limit switch0112/2///61987#ABE776 - Pressure gauge input0112/2///61987#ABE784 - Concentration measurement0112/2///61987#ABE788 - Volume fraction measurement0112/2///61987#ABE812 - Level measurement0112/2///61987#ABE816 - Volume measurement0112/2///61987#ABE820 - Mass measurement0112/2///61987#ABE823 - Degree of filling measurement0112/2///61987#ABE871 - Point level measurement0112/2///61987#ABE888 - Ullage measurement0112/2///61987#ABF053 - Voltage measurement0112/2///61987#ABF054 - Resistance measurement0112/2///61987#ABF224 - Temperature indication0112/2///61987#ABF570 - Mass fraction measurement0112/2///61987#ABF630 - Temperature gauge input0112/2///61987#ABG355 - Temperature measurement [1]0112/2///61987#ABG356 - Temperature measurement [2]0112/2///61987#ABG359 - Density measurement [2]0112/2///61987#ABC079 - Actual volume flow measurement0112/2///61987#ABC337 - Mass flow measurement0112/2///61987#ABC456 - Normalized volume flow measurement0112/2///61987#ABD488 - Flow velocity measurement0112/2///61987#ABC475 - Other variable0112/2///61987#ABC255 - Function and system design [1] | 0112/2///61987#ABA000 |  |  |  | Standard |  |  |  | SC65E – IEC 61987 | - | C00004 |  | 0112-2---61987#ABB015 | https://cdd.iec.ch/cdd/iec61987/iec61987.nsf/PropertiesAllVersions/0112-2---61987%23ABB015
0112/2///61987#ABD584 | 002 | 01 | 0112/2///61987#ABD584#002 | failure flow rate |  |  |  |  | highest rate that a fluid can flow in the event of a device failure | failure include failure of control or of design but not wearing of parts |  | kg/h |  |  | REAL_MEASURE_TYPE |  |  |  |  | NON_DEPENDENT_P_DET | [5 empty] | 0112/2///61987#ABD844 - Design conditions for valve body assembly | 0112/2///61987#ABA000 | 0112/2///62720#UAA607 - kilogram per hour |  | 0112/2///61987#ABT545 - Mass flow rate | Standard |  |  |  |  | - | C00004 |  | 0112-2---61987#ABD584 | https://cdd.iec.ch/cdd/iec61987/iec61987.nsf/PropertiesAllVersions/0112-2---61987%23ABD584
0112/2///61987#ABG826 | 001 | 01 | 0112/2///61987#ABG826#001 | reference to Reference conditions for the performance variable [5] |  |  |  |  | reference to block ABG266 | [5 empty] | CLASS_REFERENCE_TYPE(0112/2///61987#ABG266) 0112/2///61987#ABG266 - Reference conditions for the performance variable [5] |  |  |  |  | NON_DEPENDENT_P_DET | [5 empty] | 0112/2///61987#ABG248 - Performance variable [8]0112/2///61987#ABG249 - Performance variable [9]0112/2///61987#ABG250 - Performance variable [10]0112/2///61987#ABG251 - Performance variable [11]0112/2///61987#ABG252 - Performance variable [12]0112/2///61987#ABG253 - Performance variable [13]0112/2///61987#ABG254 - Performance variable [14]0112/2///61987#ABG263 - Performance variable [23] | 0112/2///61987#ABA000 |  |  |  | Standard |  | IEC 61987 | IEC | SC65E | - | C00018 | 001-01 (2018-03-28 07:27:11 by BATCH 00000762) standard | 0112-2---61987#ABG826 | https://cdd.iec.ch/cdd/iec61987/iec61987.nsf/PropertiesAllVersions/0112-2---61987%23ABG826
0112/2///61987#ABE207 | 001 | 02 | 0112/2///61987#ABE207#001 | reference to Operating conditions for device design [4] |  |  |  |  | reference to block ABD951 | [5 empty] | CLASS_REFERENCE_TYPE(0112/2///61987#ABD951) 0112/2///61987#ABD951 - Operating conditions for device design [4] |  |  |  |  | NON_DEPENDENT_P_DET | [5 empty] | 0112/2///61987#ABE309 - Operating LOP for actuator | 0112/2///61987#ABA000 |  |  |  | Standard |  |  |  |  | - | C00004 |  | 0112-2---61987#ABE207 | https://cdd.iec.ch/cdd/iec61987/iec61987.nsf/PropertiesAllVersions/0112-2---61987%23ABE207
0112/2///61987#ABF480 | 001 | 01 | 0112/2///61987#ABF480#001 | type of radiation protection container |  |  |  |  | classification of a radiation protection container according to its mechanical construction | [5 empty] | STRING_TYPE |  |  |  |  | NON_DEPENDENT_P_DET | [5 empty] | 0112/2///61987#ABF465 - Container of nuclear source | 0112/2///61987#ABA000 |  |  |  | Standard |  | IEC 61987 | IEC | SC65E | - | C00018 | 001-01 (2018-03-28 07:27:07 by BATCH 00000762) standard | 0112-2---61987#ABF480 | https://cdd.iec.ch/cdd/iec61987/iec61987.nsf/PropertiesAllVersions/0112-2---61987%23ABF480
0112/2///61987#ABB548 | 001 | 02 | 0112/2///61987#ABB548#001 | style of positioning |  |  |  |  | classification of the means of positioning a retractable insertion probe according to its mechanical design | [5 empty] | STRING_TYPE |  |  |  |  | NON_DEPENDENT_P_DET | [5 empty] | 0112/2///61987#ABC582 - Retractable electromagnetic insertion flow transmitter0112/2///61987#ABC583 - Retractable thermal mass flow transmitter | 0112/2///61987#ABA000 |  |  |  | Standard |  |  |  | SC65E – IEC 61987 | - | C00004 |  | 0112-2---61987#ABB548 | https://cdd.iec.ch/cdd/iec61987/iec61987.nsf/PropertiesAllVersions/0112-2---61987%23ABB548
0112/2///61987#ABC920 | 001 | 02 | 0112/2///61987#ABC920#001 | reference to Input [1] |  |  |  |  | reference to block ABC290 | [5 empty] | CLASS_REFERENCE_TYPE(0112/2///61987#ABC290) 0112/2///61987#ABC290 - Input [1] |  |  |  |  | NON_DEPENDENT_P_DET | [5 empty] | 0112/2///61987#ABA005 - Device LOP for flow transmitter | 0112/2///61987#ABA000 |  |  |  | Standard |  |  |  | SC65E – IEC 61987 | - | C00004 |  | 0112-2---61987#ABC920 | https://cdd.iec.ch/cdd/iec61987/iec61987.nsf/PropertiesAllVersions/0112-2---61987%23ABC920
0112/2///61987#ABD324 | 001 | 02 | 0112/2///61987#ABD324#001 | reference to Vent/Drain holes |  |  |  |  | reference to block ABC681 | [5 empty] | CLASS_REFERENCE_TYPE(0112/2///61987#ABC681) 0112/2///61987#ABC681 - Vent/Drain holes |  |  |  |  | NON_DEPENDENT_P_DET | [5 empty] | 0112/2///61987#ABC464 - Orifice flange or fitting0112/2///61987#ABC465 - Orifice plate and holder | 0112/2///61987#ABA000 |  |  |  | Standard |  |  |  | SC65E – IEC 61987 | - | C00004 |  | 0112-2---61987#ABD324 | https://cdd.iec.ch/cdd/iec61987/iec61987.nsf/PropertiesAllVersions/0112-2---61987%23ABD324
0112/2///61987#ABU127 | 003 | 02 | 0112/2///61987#ABU127#003 | phase type |  |  |  |  | polymorphic property determining the fluid phase to be described |  | polymorphic control property; Id specified in IEC61987-12/-13: ABA575 |  |  |  | ENUM_STRING_TYPE(0112/2///61987#ABU088(Aqueous phase,Non-aqueous liquid phase,Gas/vapor phase [flow],Solid/particle phase [flow])) |  | 0112/2///61987#ABU088 |  |  | CONDITION_DET |  |  | 0112/2///61987#ABU088 | 0112/2///61987#ABU001 - IEC61987-11 Name of Aqueous phase0112/2///61987#ABU002 - IEC61987-11 Name of Non-aqueous liquid phase0112/2///61987#ABU003 - IEC61987-11 Name of Gas/vapor phase [flow]0112/2///61987#ABU004 - IEC61987-11 Name of Solid/particle phase [flow] |  | 0112/2///61987#ABC510 - Phase [flow] | 0112/2///61987#ABA000 |  |  |  | Standard |  | IEC 61987 | IEC | IEC/SC 65E | - | C00112 |  | 0112-2---61987#ABU127 | https://cdd.iec.ch/cdd/iec61987/iec61987.nsf/PropertiesAllVersions/0112-2---61987%23ABU127
0112/2///61987#ABD658 | 001 | 04 | 0112/2///61987#ABD658#001 | minimum operating supply pressure for single acting actuator |  |  |  |  | lowest gauge pressure that can be applied to a single acting actuator, so that it still operates within its specified limits |  |  | bar |  |  | REAL_MEASURE_TYPE |  |  |  |  | NON_DEPENDENT_P_DET | [5 empty] | 0112/2///61987#ABE034 - Structural design of a positioner | 0112/2///61987#ABA000 | 0112/2///62720#UAA323 - bar |  | 0112/2///61987#ABT524 - Pressure | Standard |  |  |  |  | - | C00004 |  | 0112-2---61987#ABD658 | https://cdd.iec.ch/cdd/iec61987/iec61987.nsf/PropertiesAllVersions/0112-2---61987%23ABD658
0112/2///61987#ABF506 | 002 | 01 | 0112/2///61987#ABF506#002 | type of hot junction construction |  |  |  |  | classification of a hot junction of a thermocouple according to the thermal insulation | [5 empty] | ENUM_CODE_TYPE(0112/2///61987#ABL390) |  |  |  |  | DEPENDENT_P_DET |  |  | 0112/2///61987#ABL390 | 0112/2///61987#ABM274 - enclosed0112/2///61987#ABM275 - exposed0112/2///61987#ABI407 - others |  | 0112/2///61987#ABF419 - Thermocouple | 0112/2///61987#ABA000 |  |  |  | Standard |  | IEC 61987 | IEC | SC65E | 0112/2///61987#ABI406 - empty_property | C00091 |  | 0112-2---61987#ABF506 | https://cdd.iec.ch/cdd/iec61987/iec61987.nsf/PropertiesAllVersions/0112-2---61987%23ABF506
0112/2///61987#ABB244 | 004 | 01 | 0112/2///61987#ABB244#004 | type of frame application |  |  |  |  | classification of a frame application according to the standard it complies with or its commercial designation | [5 empty] | STRING_TYPE |  |  |  |  | NON_DEPENDENT_P_DET | [5 empty] | 0112/2///61987#ABC191 - Device integration | 0112/2///61987#ABA000 |  |  |  | Standard |  |  |  | SC65E – IEC 61987 | - | C00004 |  | 0112-2---61987#ABB244 | https://cdd.iec.ch/cdd/iec61987/iec61987.nsf/PropertiesAllVersions/0112-2---61987%23ABB244
0112/2///61987#ABI412 | 001 | 01 | 0112/2///61987#ABI412#001 | reference to Influence of external quantities expressed for density [2] |  |  |  |  | reference to block ABI411 | [5 empty] | CLASS_REFERENCE_TYPE(0112/2///61987#ABI411) 0112/2///61987#ABI411 - Influence of external quantities expressed for density [2] |  |  |  |  | NON_DEPENDENT_P_DET | [5 empty] | 0112/2///61987#ABG318 - Absolute performance for density [2] | 0112/2///61987#ABA000 |  |  |  | Standard |  |  |  | SC65E – IEC 61987 | - | C00004 | 001-01 (2018-03-28 07:27:17 by BATCH 00000762) standard | 0112-2---61987#ABI412 | https://cdd.iec.ch/cdd/iec61987/iec61987.nsf/PropertiesAllVersions/0112-2---61987%23ABI412
0112/2///61987#ABJ722 | 001 | 01 | 0112/2///61987#ABJ722#001 | UPDATE_EVENT_ACKNOWLEDGE |  |  |  |  | parameter, setting the acknowledge state of an update event | [5 empty] | INT_TYPE |  |  |  |  | NON_DEPENDENT_P_DET | [5 empty] | 0112/2///61987#ABI711 - Standard parameters | 0112/2///61987#ABA000 |  |  |  | Standard |  |  |  | SC65E – IEC 61987 | - | C00019 | 001-01 (2019-03-08 15:35:34 by BATCH 00000766) standard | 0112-2---61987#ABJ722 | https://cdd.iec.ch/cdd/iec61987/iec61987.nsf/PropertiesAllVersions/0112-2---61987%23ABJ722
0112/2///61987#ABB481 | 001 | 04 | 0112/2///61987#ABB481#001 | minimum insertion probe length |  |  |  |  | shortest insertion probe that can be used with a hot tap |  |  | mm |  |  | REAL_MEASURE_TYPE |  |  |  |  | NON_DEPENDENT_P_DET | [5 empty] | 0112/2///61987#ABC582 - Retractable electromagnetic insertion flow transmitter0112/2///61987#ABC583 - Retractable thermal mass flow transmitter | 0112/2///61987#ABA000 | 0112/2///62720#UAA862 - millimetre |  | 0112/2///61987#ABT548 - Length short | Standard |  |  |  | SC65E – IEC 61987 | - | C00004 |  | 0112-2---61987#ABB481 | https://cdd.iec.ch/cdd/iec61987/iec61987.nsf/PropertiesAllVersions/0112-2---61987%23ABB481
0112/2///61987#ABF469 | 002 | 01 | 0112/2///61987#ABF469#002 | configuration of nuclear level device |  |  |  |  | classification of a nuclear level device according to its measuring architecture | [5 empty] | ENUM_CODE_TYPE(0112/2///61987#ABL669) |  |  |  |  | DEPENDENT_P_DET |  |  | 0112/2///61987#ABL669 | 0112/2///61987#ABN290 - transmission type0112/2///61987#ABN291 - intrusive type0112/2///61987#ABI407 - others |  | 0112/2///61987#ABF343 - Structural design of a nuclear level transmitter/switch0112/2///61987#ABF634 - Structural design of a radiometric density transmitter | 0112/2///61987#ABA000 |  |  |  | Standard |  | IEC 61987 | IEC | SC65E | 0112/2///61987#ABI406 - empty_property | C00091 |  | 0112-2---61987#ABF469 | https://cdd.iec.ch/cdd/iec61987/iec61987.nsf/PropertiesAllVersions/0112-2---61987%23ABF469
0112/2///61987#ABN613 | 001 | 02 | 0112/2///61987#ABN613#001 | value of simulation |  |  |  | Simulation value | parameter indicating the simulated value of a variable using the units of measure of the simulated variable |  | also used by Process Automation - Device Information Model (PA-DIM) |  |  |  | REAL_TYPE |  |  |  |  | NON_DEPENDENT_P_DET | [5 empty] | 0112/2///61987#ABN610 - Simulation | 0112/2///61987#ABA000 |  |  |  | Standard |  | IEC 61987 | IEC | IEC SC65E | - | C00112 |  | 0112-2---61987#ABN613 | https://cdd.iec.ch/cdd/iec61987/iec61987.nsf/PropertiesAllVersions/0112-2---61987%23ABN613
0112/2///61987#ABH516 | 001 | 02 | 0112/2///61987#ABH516#001 | reference to Certificate or approval |  |  |  |  | reference to block ABH515 | [5 empty] | CLASS_REFERENCE_TYPE(0112/2///61987#ABH515) 0112/2///61987#ABH515 - Certificate or approval |  |  |  |  | DEPENDENT_P_DET | [5 empty] | 0112/2///61987#ABH517 - Device documents supplied0112/2///61987#ABP026 - Device LOP for I/O modules | 0112/2///61987#ABA000 |  |  |  | Standard |  | IEC 61987 | IEC | IEC SC65E | 0112/2///61987#ABH506 - number of certificates or approvals | C00112 |  | 0112-2---61987#ABH516 | https://cdd.iec.ch/cdd/iec61987/iec61987.nsf/PropertiesAllVersions/0112-2---61987%23ABH516
0112/2///61987#ABP271 | 001 | 01 | 0112/2///61987#ABP271#001 | reference to Reference device conditions [I/O module] |  |  |  |  | reference to block ABP067 | [5 empty] | CLASS_REFERENCE_TYPE(0112/2///61987#ABP067) 0112/2///61987#ABP067 - Reference device conditions [I/O module] |  |  |  |  | NON_DEPENDENT_P_DET | [5 empty] | 0112/2///61987#ABP065 - Reference conditions for the performance variable [I/O module]0112/2///61987#ABP066 - Reference conditions of the device [I/O module] | 0112/2///61987#ABA000 |  |  |  | Standard |  | IEC 61987 | IEC | IEC/SC 65E | - | C00128 | 001-01 (2023-01-23 14:53:53 by BATCH 00000807) standard | 0112-2---61987#ABP271 | https://cdd.iec.ch/cdd/iec61987/iec61987.nsf/PropertiesAllVersions/0112-2---61987%23ABP271
0112/2///61987#ABH070 | 001 | 01 | 0112/2///61987#ABH070#001 | number of fluid phase design conditions |  |  |  |  | @number of fluid phase design conditions |  | Cardinality property |  |  |  | INT_TYPE |  |  |  |  | CONDITION_DET | [5 empty] | 0112/2///61987#ABG475 - Normal process design conditions [4]0112/2///61987#ABH344 - Normal process design conditions [7] | 0112/2///61987#ABA000 |  |  |  | Standard |  | IEC 61987 | IEC | SC65E | - | C00018 | 001-01 (2018-03-28 07:27:13 by BATCH 00000762) standard | 0112-2---61987#ABH070 | https://cdd.iec.ch/cdd/iec61987/iec61987.nsf/PropertiesAllVersions/0112-2---61987%23ABH070
0112/2///61987#ABB813 | 001 | 04 | 0112/2///61987#ABB813#001 | average influence of ambient temperature on mass flow |  |  |  |  | change in output of a mass flow measuring device caused by a change in ambient temperature with respect to reference conditions, expressed as the average error across the specified ambient temperature range |  |  | "(kg/h)/K" |  |  | REAL_MEASURE_TYPE |  |  |  |  | NON_DEPENDENT_P_DET | [5 empty] | 0112/2///61987#ABC279 - Influence of external quantities expressed for mass flow | 0112/2///61987#ABA000 | 0112/2///62720#UAA608 - kilogram per hour kelvin |  | 0112/2///61987#ABT543 - Mass flow rate per temperature | Standard |  |  |  | SC65E – IEC 61987 | - | C00018 |  | 0112-2---61987#ABB813 | https://cdd.iec.ch/cdd/iec61987/iec61987.nsf/PropertiesAllVersions/0112-2---61987%23ABB813
0112/2///61987#ABU882 | 001 | 01 | 0112/2///61987#ABU882#001 | auxiliary input type [15] |  |  |  |  | type of signal that can be connected to the auxiliary input |  | Polymorphic control property |  |  |  | ENUM_STRING_TYPE(0112/2///61987#ABU816(Analog current input [4],Analog voltage input [4],Binary input,Binary input IEC 60947-5-6 (NAMUR),0112/2///61987#Frequency input [4],0112/2///61987#Manufacturer-specific input [4],0112/2///61987#Pneumatic/hydraulic input)) |  |  |  |  | CONDITION_DET |  |  | 0112/2///61987#ABU816 | 0112/2///61987#ABU759 - IEC61987-11 Name of Analog current input [4]0112/2///61987#ABU760 - IEC61987-11 Name of Analog voltage input [4]0112/2///61987#ABU762 - IEC61987-11 Name of Binary input0112/2///61987#ABU763 - IEC61987-11 Name of Binary input IEC 60947-5-6 (NAMUR)0112/2///61987#ABU764 - IEC61987-11 Name of Frequency input [4]0112/2///61987#ABU766 - IEC61987-11 Name of Manufacturer-specific input [4]0112/2///61987#ABU767 - IEC61987-11 Name of Pneumatic/hydraulic input |  | 0112/2///61987#ABG064 - Type of auxiliary input [15] | 0112/2///61987#ABA000 |  |  |  | Standard |  | IEC 61987 | IEC | SC65E | - | C00018 | 001-01 (2018-03-28 07:27:22 by BATCH 00000762) standard | 0112-2---61987#ABU882 | https://cdd.iec.ch/cdd/iec61987/iec61987.nsf/PropertiesAllVersions/0112-2---61987%23ABU882
0112/2///61987#ABE213 | 001 | 05 | 0112/2///61987#ABE213#001 | reference to Output [8] |  |  |  |  | reference to block ABD957 | [5 empty] | CLASS_REFERENCE_TYPE(0112/2///61987#ABD957) 0112/2///61987#ABD957 - Output [8] |  |  |  |  | DEPENDENT_P_DET | [5 empty] | 0112/2///61987#ABE321 - Device LOP for positioner | 0112/2///61987#ABA000 |  |  |  | Standard |  | IEC 61987 | IEC | IEC SC65E | 0112/2///61987#ABB206 - number of outputs | C00112 |  | 0112-2---61987#ABE213 | https://cdd.iec.ch/cdd/iec61987/iec61987.nsf/PropertiesAllVersions/0112-2---61987%23ABE213
0112/2///61987#ABA086 | 002 | 01 | 0112/2///61987#ABA086#002 | type of telephone number |  |  |  |  | characterization of a telephone according to its location or usage | [5 empty] | ENUM_CODE_TYPE(0112/2///61987#ABL551) |  |  |  |  | DEPENDENT_P_DET |  |  | 0112/2///61987#ABL551 | 0112/2///61987#ABM808 - office phone0112/2///61987#ABM809 - office mobile0112/2///61987#ABL210 - secretary0112/2///61987#ABM811 - contact in absence0112/2///61987#ABM812 - private phone0112/2///61987#ABM813 - private mobile0112/2///61987#ABI407 - others |  | 0112/2///61987#ABA399 - Phone | 0112/2///61987#ABA000 |  |  |  | Standard |  | IEC 61987 |  | SC65E – IEC 61987 | 0112/2///61987#ABI406 - empty_property | C00091 |  | 0112-2---61987#ABA086 | https://cdd.iec.ch/cdd/iec61987/iec61987.nsf/PropertiesAllVersions/0112-2---61987%23ABA086
0112/2///61987#ABF156 | 001 | 01 | 0112/2///61987#ABF156#001 | number of measuring/grounding probes |  |  |  |  | @number of measuring/grounding probes |  | Cardinality property |  |  |  | INT_TYPE |  |  |  |  | CONDITION_DET | [5 empty] | 0112/2///61987#ABF154 - Structural design of a conductance level transmitter/switch | 0112/2///61987#ABA000 |  |  |  | Standard |  | IEC 61987 | IEC | SC65E | - | C00018 | 001-01 (2018-03-28 07:27:04 by BATCH 00000762) standard | 0112-2---61987#ABF156 | https://cdd.iec.ch/cdd/iec61987/iec61987.nsf/PropertiesAllVersions/0112-2---61987%23ABF156
0112/2///61987#ABH824 | 001 | 01 | 0112/2///61987#ABH824#001 | UN number |  |  |  |  | identifying number of hazardous substances and articles, such as explosives, flammable liquids, toxic substances, etc., considered as dangerous goods due to its risks in the context of international transport | 1 The referred regulation provides help for classify, mark, pack, label and document goods as being dangerous for transportation. 2 The UN number corresponds to the lower number on all orange-coloured warnings signs found at transportations of hazardous goods. The upper number on the warning signs corresponds to the hazard identification number. The prefixes UN is often not presented. |  |  |  |  | STRING_TYPE |  |  | UNECE Regulations on the transport of dangerous goods, 18th Ed. 2013, Part 3 http://www.unece.org/trans/danger/publi/unrec/rev18/18files_e.html |  | NON_DEPENDENT_P_DET | [5 empty] | 0112/2///61987#ABH813 - Hazardous goods | 0112/2///61987#ABA000 |  |  |  | Standard |  |  |  | SC65E – IEC 61987 | - | C0018 | 001-01 (2019-03-08 15:35:31 by BATCH 00000766) standard | 0112-2---61987#ABH824 | https://cdd.iec.ch/cdd/iec61987/iec61987.nsf/PropertiesAllVersions/0112-2---61987%23ABH824
0112/2///61987#ABH355 | 001 | 01 | 0112/2///61987#ABH355#001 | reference to Assigned Temperaure range |  |  |  |  | reference to block ABC116 | [5 empty] | CLASS_REFERENCE_TYPE(0112/2///61987#ABC116) 0112/2///61987#ABC116 - Assigned temperature range |  |  |  |  | DEPENDENT_P_DET | [5 empty] | 0112/2///61987#ABG090 - Assigned variable [10] | 0112/2///61987#ABA000 |  |  |  | Standard |  | IEC 61987 | IEC | SC65E | 0112/2///61987#ABV007 - assigned variable type [10] | C00018 | 001-01 (2018-03-28 07:27:15 by BATCH 00000762) standard | 0112-2---61987#ABH355 | https://cdd.iec.ch/cdd/iec61987/iec61987.nsf/PropertiesAllVersions/0112-2---61987%23ABH355
0112/2///61987#ABA516 | 001 | 02 | 0112/2///61987#ABA516#001 | auxiliary equipment required to make the connection |  |  |  |  | designation of auxiliary equipment connecting the laptop to the device | [5 empty] | STRING_TYPE |  |  |  |  | NON_DEPENDENT_P_DET | [5 empty] | 0112/2///61987#ABC166 - Computer | 0112/2///61987#ABA000 |  |  |  | Standard |  |  |  | SC65E – IEC 61987 | - | C00004 |  | 0112-2---61987#ABA516 | https://cdd.iec.ch/cdd/iec61987/iec61987.nsf/PropertiesAllVersions/0112-2---61987%23ABA516
0112/2///61987#ABV016 | 001 | 02 | 0112/2///61987#ABV016#001 | reference to Binary transistor/triac output |  |  |  |  | reference to block ABC141 | [5 empty] | CLASS_REFERENCE_TYPE(0112/2///61987#ABC141) 0112/2///61987#ABC141 - Binary transistor/triac output |  |  |  |  | DEPENDENT_P_DET | [5 empty] | 0112/2///61987#ABG142 - Type of output [12]0112/2///61987#ABG143 - Type of output [13]0112/2///61987#ABG145 - Type of output [15]0112/2///61987#ABG147 - Type of output [17]0112/2///61987#ABG154 - Type of output [24]0112/2///61987#ABG155 - Type of output [25]0112/2///61987#ABG156 - Type of output [26]0112/2///61987#ABG144 - Type of output [14]0112/2///61987#ABG146 - Type of output [16] | 0112/2///61987#ABA000 |  |  |  | Standard |  | IEC 61987 | IEC | IEC/SC 65E | 0112/2///61987#ABV004 - output type [14] | C00128 |  | 0112-2---61987#ABV016 | https://cdd.iec.ch/cdd/iec61987/iec61987.nsf/PropertiesAllVersions/0112-2---61987%23ABV016
0112/2///61987#ABJ694 | 001 | 01 | 0112/2///61987#ABJ694#001 | TYPE_OF_PRIMARY_MEASUREMENT |  |  |  |  | parameter indicating the primary measurement type | [5 empty] | INT_TYPE |  |  |  |  | NON_DEPENDENT_P_DET | [5 empty] | 0112/2///61987#ABI728 - PRIMARY_MEASUREMENT | 0112/2///61987#ABA000 |  |  |  | Standard |  |  |  | SC65E – IEC 61987 | - | C00019 | 001-01 (2019-03-08 15:35:34 by BATCH 00000766) standard | 0112-2---61987#ABJ694 | https://cdd.iec.ch/cdd/iec61987/iec61987.nsf/PropertiesAllVersions/0112-2---61987%23ABJ694
0112/2///61987#ABG491 | 001 | 01 | 0112/2///61987#ABG491#001 | reference to Input [24] |  |  |  |  | reference to block ABF931 | [5 empty] | CLASS_REFERENCE_TYPE(0112/2///61987#ABF931) 0112/2///61987#ABF931 - Input [24] |  |  |  |  | NON_DEPENDENT_P_DET | [5 empty] | 0112/2///61987#ABE748 - Device LOP for servo level transmitter | 0112/2///61987#ABA000 |  |  |  | Standard |  | IEC 61987 | IEC | SC65E | - | C00018 | 001-01 (2018-03-28 07:27:10 by BATCH 00000762) standard | 0112-2---61987#ABG491 | https://cdd.iec.ch/cdd/iec61987/iec61987.nsf/PropertiesAllVersions/0112-2---61987%23ABG491
0112/2///61987#ABB187 | 005 | 01 | 0112/2///61987#ABB187#005 | upper limiting value of process gauge pressure |  |  |  |  | highest gauge process pressure to which the wetted parts of the equipment can be subjected without permanent impairment of operating characteristics |  |  | bar |  |  | REAL_MEASURE_TYPE |  |  | IEC 61987-1, 5.7.3.4 |  | NON_DEPENDENT_P_DET | [5 empty] | 0112/2///61987#ABC318 - Limiting process conditions [1]0112/2///61987#ABC319 - Limiting process conditions [2]0112/2///61987#ABC320 - Limiting process conditions [3]0112/2///61987#ABD829 - Limiting process conditions [4]0112/2///61987#ABG350 - Limiting process conditions [8] | 0112/2///61987#ABA000 | 0112/2///62720#UAA323 - bar |  | 0112/2///61987#ABT524 - Pressure | Standard |  |  |  | SC65E – IEC 61987 | - | C00019 |  | 0112-2---61987#ABB187 | https://cdd.iec.ch/cdd/iec61987/iec61987.nsf/PropertiesAllVersions/0112-2---61987%23ABB187
0112/2///61987#ABJ159 | 001 | 01 | 0112/2///61987#ABJ159#001 | SIMULATE_VALUE |  |  |  |  | value written by an operator to simulate the Transducer or Function Block value | [5 empty] | REAL_TYPE |  |  |  |  | NON_DEPENDENT_P_DET | [5 empty] | 0112/2///61987#ABI763 - SIMULATE | 0112/2///61987#ABA000 |  |  |  | Standard |  |  |  | SC65E – IEC 61987 | - | C00018 | 001-01 (2019-03-08 15:35:33 by BATCH 00000766) standard | 0112-2---61987#ABJ159 | https://cdd.iec.ch/cdd/iec61987/iec61987.nsf/PropertiesAllVersions/0112-2---61987%23ABJ159
0112/2///61987#ABB904 | 001 | 04 | 0112/2///61987#ABB904#001 | zero point error for bilateral application of static pressure |  |  |  |  | deviation of pressure reading from zero when the same static pressure is applied on both sides of a differential pressure transmitter |  |  | % |  |  | REAL_MEASURE_TYPE |  |  |  |  | NON_DEPENDENT_P_DET | [5 empty] | 0112/2///61987#ABC500 - Performance of differential pressure transmitter | 0112/2///61987#ABA000 | 0112/2///62720#UAA000 - percent |  | 0112/2///61987#ABT533 - Percentage | Standard |  |  |  | SC65E – IEC 61987 | - | C00004 |  | 0112-2---61987#ABB904 | https://cdd.iec.ch/cdd/iec61987/iec61987.nsf/PropertiesAllVersions/0112-2---61987%23ABB904
0112/2///61987#ABD663 | 002 | 02 | 0112/2///61987#ABD663#002 | minimum torque of spring |  |  |  |  | torque of the spring at lowest angular travel |  |  | kN·m |  |  | REAL_MEASURE_TYPE |  |  |  |  | NON_DEPENDENT_P_DET | [5 empty] | 0112/2///61987#ABE033 - Structural design of a pneumatic rotary actuator | 0112/2///61987#ABA000 | 0112/2///62720#UAA574 - kilonewton metre |  | 0112/2///61987#ABT538 - Moment of force | Standard |  |  |  |  | - | C00018 |  | 0112-2---61987#ABD663 | https://cdd.iec.ch/cdd/iec61987/iec61987.nsf/PropertiesAllVersions/0112-2---61987%23ABD663
0112/2///61987#ABU452 | 001 | 02 | 0112/2///61987#ABU452#001 | reference to Device LOP for manifold |  |  |  |  | reference to block ABA037 | [5 empty] | CLASS_REFERENCE_TYPE(0112/2///61987#ABA037) 0112/2///61987#ABA037 - Device LOP for pressure measurement manifold |  |  |  |  | NON_DEPENDENT_P_DET | [5 empty] | 0112/2///61987#ABD337 - Manifold for pressure measurement | 0112/2///61987#ABA000 |  |  |  | Standard |  |  |  | SC65E – IEC 61987 | - | C00004 |  | 0112-2---61987#ABU452 | https://cdd.iec.ch/cdd/iec61987/iec61987.nsf/PropertiesAllVersions/0112-2---61987%23ABU452
0112/2///61987#ABD426 | 004 | 01 | 0112/2///61987#ABD426#004 | minimum particle size |  |  |  |  | smallest particle size for which a device is or should be designed to operate within its specified limits |  |  | mm |  |  | REAL_MEASURE_TYPE |  |  |  |  | NON_DEPENDENT_P_DET | [5 empty] | 0112/2///61987#ABC451 - Normal process conditions [1]0112/2///61987#ABC455 - Normal process design conditions [2]0112/2///61987#ABG345 - Normal process conditions [7]0112/2///61987#ABG348 - Normal process conditions [10]0112/2///61987#ABG476 - Normal process design conditions [5]0112/2///61987#ABH071 - Fluid phase design conditions0112/2///61987#ABH462 - Normal process conditions [11]0112/2///61987#ABG346 - Normal process conditions [8]0112/2///61987#ABG343 - Normal process conditions [5]0112/2///61987#ABG344 - Normal process conditions [6]0112/2///61987#ABG347 - Normal process conditions [9] | 0112/2///61987#ABA000 | 0112/2///62720#UAA862 - millimetre |  | 0112/2///61987#ABT548 - Length short | Standard |  |  |  | SC65E – IEC 61987 | - | C00004 |  | 0112-2---61987#ABD426 | https://cdd.iec.ch/cdd/iec61987/iec61987.nsf/PropertiesAllVersions/0112-2---61987%23ABD426
0112/2///61987#ABF720 | 001 | 02 | 0112/2///61987#ABF720#001 | reference to Accuracy for a subrange of resistance |  |  |  |  | reference to block ABF090 | [5 empty] | CLASS_REFERENCE_TYPE(0112/2///61987#ABF090) 0112/2///61987#ABF090 - Accuracy for a subrange of resistance |  |  |  |  | DEPENDENT_P_DET | [5 empty] | 0112/2///61987#ABF076 - Absolute performance for resistance | 0112/2///61987#ABA000 |  |  |  | Standard |  | IEC 61987 | IEC | IEC SC65E | 0112/2///61987#ABF088 - number of accuracies for a subrange of resistance | C00112 |  | 0112-2---61987#ABF720 | https://cdd.iec.ch/cdd/iec61987/iec61987.nsf/PropertiesAllVersions/0112-2---61987%23ABF720
0112/2///61987#ABU654 | 001 | 01 | 0112/2///61987#ABU654#001 | auxiliary input type [21] |  |  |  |  | type of signal that can be connected to the auxiliary input |  | Polymorphic control property |  |  |  | ENUM_STRING_TYPE(0112/2///61987#ABU637(Analog current input [6],Analog voltage input [6],RTD/thermocouple input,Binary input,Binary input IEC 60947-5-6 (NAMUR),0112/2///61987#Frequency input [6],0112/2///61987#Manufacturer-specific input [7])) |  |  |  |  | CONDITION_DET |  |  | 0112/2///61987#ABU637 | 0112/2///61987#ABU611 - IEC61987-11 Name of Analog current input [6]0112/2///61987#ABU612 - IEC61987-11 Name of Analog voltage input [6]0112/2///61987#ABU613 - IEC61987-11 Name of RTD/thermocouple input0112/2///61987#ABU614 - IEC61987-11 Name of Binary input0112/2///61987#ABU615 - IEC61987-11 Name of Binary input IEC 60947-5-6 (NAMUR)0112/2///61987#ABU616 - IEC61987-11 Name of Frequency input [6]0112/2///61987#ABU617 - IEC61987-11 Name of Manufacturer-specific input [7] |  | 0112/2///61987#ABG070 - Type of auxiliary input [21] | 0112/2///61987#ABA000 |  |  |  | Standard |  | IEC 61987 | IEC | SC65E | - | C00017 | 001-01 (2018-03-28 07:27:21 by BATCH 00000762) standard | 0112-2---61987#ABU654 | https://cdd.iec.ch/cdd/iec61987/iec61987.nsf/PropertiesAllVersions/0112-2---61987%23ABU654
0112/2///61987#ABE480 | 001 | 02 | 0112/2///61987#ABE480#001 | reference to Solenoid valve binary input |  |  |  |  | reference to block ABE570 | [5 empty] | CLASS_REFERENCE_TYPE(0112/2///61987#ABE570) 0112/2///61987#ABE570 - Solenoid valve binary input |  |  |  |  | DEPENDENT_P_DET | [5 empty] | 0112/2///61987#ABE569 - Input [14] | 0112/2///61987#ABA000 |  |  |  | Standard |  | IEC 61987 | IEC | IEC SC65E | 0112/2///61987#ABE479 - number of solenoid valve binary inputs | C00112 |  | 0112-2---61987#ABE480 | https://cdd.iec.ch/cdd/iec61987/iec61987.nsf/PropertiesAllVersions/0112-2---61987%23ABE480
0112/2///61987#ABU868 | 001 | 01 | 0112/2///61987#ABU868#001 | reference to Type of auxiliary input [15] |  |  |  |  | reference to block ABG064 | [5 empty] | CLASS_REFERENCE_TYPE(0112/2///61987#ABG064) 0112/2///61987#ABG064 - Type of auxiliary input [15] |  |  |  |  | NON_DEPENDENT_P_DET | [5 empty] | 0112/2///61987#ABG053 - Auxiliary input [15] | 0112/2///61987#ABA000 |  |  |  | Standard |  | IEC 61987 | IEC | SC65E | - | C00018 | 001-01 (2018-03-28 07:27:22 by BATCH 00000762) standard | 0112-2---61987#ABU868 | https://cdd.iec.ch/cdd/iec61987/iec61987.nsf/PropertiesAllVersions/0112-2---61987%23ABU868
0112/2///61987#ABH446 | 002 | 01 | 0112/2///61987#ABH446#002 | description of process condition |  |  |  |  | plain text describing a process condition | [5 empty] | STRING_TYPE |  |  |  |  | NON_DEPENDENT_P_DET | [5 empty] | 0112/2///61987#ABC451 - Normal process conditions [1]0112/2///61987#ABC452 - Normal process conditions [2]0112/2///61987#ABC453 - Normal process conditions [3]0112/2///61987#ABH462 - Normal process conditions [11]0112/2///61987#ABG346 - Normal process conditions [8]0112/2///61987#ABG343 - Normal process conditions [5]0112/2///61987#ABG347 - Normal process conditions [9] | 0112/2///61987#ABA000 |  |  |  | Standard |  |  |  | SC65E – IEC 61987 | - | C00019 |  | 0112-2---61987#ABH446 | https://cdd.iec.ch/cdd/iec61987/iec61987.nsf/PropertiesAllVersions/0112-2---61987%23ABH446
0112/2///61987#ABD587 | 001 | 04 | 0112/2///61987#ABD587#001 | flow coefficient Kv at full cross section |  |  |  |  | flow coefficient Kv in the event of a full cross-section at loss of trim |  |  | m³/h |  |  | REAL_MEASURE_TYPE |  |  |  |  | NON_DEPENDENT_P_DET | [5 empty] | 0112/2///61987#ABD964 - Parameters of valve body assembly [4]0112/2///61987#ABD965 - Parameters of valve body assembly [1]0112/2///61987#ABD966 - Parameters of valve body assembly [2]0112/2///61987#ABD967 - Parameters of valve body assembly [3] | 0112/2///61987#ABA000 | 0112/2///62720#UAA763 - metre cubed per hour |  | 0112/2///61987#ABT504 - Volume flow rate | Standard |  |  |  |  | - | C00004 |  | 0112-2---61987#ABD587 | https://cdd.iec.ch/cdd/iec61987/iec61987.nsf/PropertiesAllVersions/0112-2---61987%23ABD587
0112/2///61987#ABF140 | 002 | 01 | 0112/2///61987#ABF140#002 | style of probe insulation |  |  |  |  | classification of the insulation of an electrical probe according to its mechanical construction | [5 empty] | ENUM_CODE_TYPE(0112/2///61987#ABL546) |  |  |  |  | DEPENDENT_P_DET |  |  | 0112/2///61987#ABL546 | 0112/2///61987#ABM793 - not insulated0112/2///61987#ABM794 - partially insulated0112/2///61987#ABM795 - fully insulated0112/2///61987#ABI407 - others |  | 0112/2///61987#ABF136 - Structural design of a capacitance level transmitter/switch0112/2///61987#ABF155 - Single electrode probe | 0112/2///61987#ABA000 |  |  |  | Standard |  | IEC 61987 | IEC | SC65E | 0112/2///61987#ABI406 - empty_property | C00091 |  | 0112-2---61987#ABF140 | https://cdd.iec.ch/cdd/iec61987/iec61987.nsf/PropertiesAllVersions/0112-2---61987%23ABF140
0112/2///61987#ABD434 | 001 | 04 | 0112/2///61987#ABD434#001 | upper range-value of flow velocity | upper range-value |  |  |  | flow velocity assigned to the upper range end-value of the input or output signal |  |  | m/s |  |  | REAL_MEASURE_TYPE |  |  |  |  | NON_DEPENDENT_P_DET | [5 empty] | 0112/2///61987#ABD493 - Assigned flow velocity range | 0112/2///61987#ABA000 | 0112/2///62720#UAA733 - metre per second |  | 0112/2///61987#ABT509 - Velocity | Standard |  |  |  | SC65E – IEC 61987 | - | C00004 |  | 0112-2---61987#ABD434 | https://cdd.iec.ch/cdd/iec61987/iec61987.nsf/PropertiesAllVersions/0112-2---61987%23ABD434
0112/2///61987#ABE388 | 001 | 02 | 0112/2///61987#ABE388#001 | reference to Material of guide bushing |  |  |  |  | reference to block ABE387 | [5 empty] | CLASS_REFERENCE_TYPE(0112/2///61987#ABE387) 0112/2///61987#ABE387 - Material of guide bushing |  |  |  |  | NON_DEPENDENT_P_DET | [5 empty] | 0112/2///61987#ABD812 - Body of valve [2]0112/2///61987#ABD813 - Body of valve [3]0112/2///61987#ABD814 - Body of valve [1] | 0112/2///61987#ABA000 |  |  |  | Standard |  |  |  |  | - | C00004 |  | 0112-2---61987#ABE388 | https://cdd.iec.ch/cdd/iec61987/iec61987.nsf/PropertiesAllVersions/0112-2---61987%23ABE388
0112/2///61987#ABU283 | 001 | 03 | 0112/2///61987#ABU283#001 | reference to Manufacturer-specific output [2] |  |  |  |  | reference to block ABC334 |  | Id specified in IEC61987-12/-13: ABC964 |  |  |  | CLASS_REFERENCE_TYPE(0112/2///61987#ABC334) 0112/2///61987#ABC334 - Manufacturer-specific output [2] |  |  |  |  | DEPENDENT_P_DET | [5 empty] | 0112/2///61987#ABC666 - Type of output [3] | 0112/2///61987#ABA000 |  |  |  | Standard |  |  |  | SC65E – IEC 61987 | 0112/2///61987#ABU273 - output type [3] | C00004 |  | 0112-2---61987#ABU283 | https://cdd.iec.ch/cdd/iec61987/iec61987.nsf/PropertiesAllVersions/0112-2---61987%23ABU283
0112/2///61987#ABJ299 | 001 | 01 | 0112/2///61987#ABJ299#001 | DIAGNOSIS_MASK_EXTENSION |  |  |  |  | parameter defining the supported DIAGNOSIS_EXTENSION information bits | [5 empty] | BINARY_TYPE | B48 |  |  |  | NON_DEPENDENT_P_DET | [5 empty] | 0112/2///61987#ABH841 - Device (resource) block | 0112/2///61987#ABA000 |  |  |  | Standard |  |  |  | SC65E – IEC 61987 | - | C00018 | 001-01 (2019-03-08 15:35:33 by BATCH 00000766) standard | 0112-2---61987#ABJ299 | https://cdd.iec.ch/cdd/iec61987/iec61987.nsf/PropertiesAllVersions/0112-2---61987%23ABJ299
0112/2///61987#ABP093 | 001 | 01 | 0112/2///61987#ABP093#001 | accuracy of current measuring instrument |  |  |  |  | quality which characterizes the ability of a current measuring instrument to provide an indicated value close to a true value of the measurand under reference conditions | The accuracy is based on a statistical sample of test devices. |  | mA |  |  | REAL_MEASURE_TYPE |  |  | IEV 311-06-08 (modified) |  | NON_DEPENDENT_P_DET | [5 empty] | 0112/2///61987#ABP006 - Absolute performance for current [I/O module] | 0112/2///61987#ABA000 | 0112/2///62720#UAA775 - milliampere |  | 0112/2///61987#ABT567 - Electrical current | Standard |  | IEC 61987 | IEC | IEC/SC 65E | - | C00128 | 001-01 (2023-01-23 14:53:52 by BATCH 00000807) standard | 0112-2---61987#ABP093 | https://cdd.iec.ch/cdd/iec61987/iec61987.nsf/PropertiesAllVersions/0112-2---61987%23ABP093
0112/2///61987#ABI062 | 001 | 01 | 0112/2///61987#ABI062#001 | burst device variable 1 |  |  |  |  | first device variable returned by Command 9 or 33 in burst mode | [5 empty] | INT_TYPE |  |  |  |  | NON_DEPENDENT_P_DET | [5 empty] | 0112/2///61987#ABH919 - HART burst mode parameters | 0112/2///61987#ABA000 |  |  |  | Standard |  |  |  | SC65E – IEC 61987 | - | C00019 | 001-01 (2018-03-28 07:27:16 by BATCH 00000762) standard | 0112-2---61987#ABI062 | https://cdd.iec.ch/cdd/iec61987/iec61987.nsf/PropertiesAllVersions/0112-2---61987%23ABI062
0112/2///61987#ABD779 | 002 | 01 | 0112/2///61987#ABD779#002 | type of valve body |  |  |  |  | classification of a device body according to its flow path | [5 empty] | ENUM_CODE_TYPE(0112/2///61987#ABL645) |  |  |  |  | DEPENDENT_P_DET |  |  | 0112/2///61987#ABL645 | 0112/2///61987#ABN196 - straight pattern0112/2///61987#ABN197 - angle pattern0112/2///61987#ABN198 - 3-way0112/2///61987#ABI407 - others |  | 0112/2///61987#ABD812 - Body of valve [2]0112/2///61987#ABD813 - Body of valve [3]0112/2///61987#ABD814 - Body of valve [1] | 0112/2///61987#ABA000 |  |  |  | Standard |  |  |  |  | 0112/2///61987#ABI406 - empty_property | C00091 |  | 0112-2---61987#ABD779 | https://cdd.iec.ch/cdd/iec61987/iec61987.nsf/PropertiesAllVersions/0112-2---61987%23ABD779
0112/2///61987#ABI980 | 001 | 01 | 0112/2///61987#ABI980#001 | SECONDARY_MEASUREMENT_UNIT |  |  |  |  | parameter setting the engineering unit descriptor for the secondary measurement value | [5 empty] | INT_TYPE |  |  |  |  | NON_DEPENDENT_P_DET | [5 empty] | 0112/2///61987#ABI729 - SECONDARY_MEASUREMENT | 0112/2///61987#ABA000 |  |  |  | Standard |  |  |  | SC65E – IEC 61987 | - | C00018 | 001-01 (2019-03-08 15:35:33 by BATCH 00000766) standard | 0112-2---61987#ABI980 | https://cdd.iec.ch/cdd/iec61987/iec61987.nsf/PropertiesAllVersions/0112-2---61987%23ABI980