0112/2///61987#ABB247 | 004 | 01 | 0112/2///61987#ABB247#004 | number of optical communication interfaces |  |  |  |  | @number of optical communication interfaces |  | cardinality property |  |  |  | INT_TYPE |  |  |  |  | CONDITION_DET | [5 empty] | 0112/2///61987#ABC511 - Physical layer | 0112/2///61987#ABA000 |  |  |  | Standard |  |  |  | SC65E – IEC 61987 | - | C00004 |  | 0112-2---61987#ABB247 | https://cdd.iec.ch/cdd/iec61987/iec61987.nsf/PropertiesAllVersions/0112-2---61987%23ABB247
0112/2///61987#ABD508 | 001 | 02 | 0112/2///61987#ABD508#001 | reference to Installation conditions [4] |  |  |  |  | reference to block ABD507 | [5 empty] | CLASS_REFERENCE_TYPE(0112/2///61987#ABD507) 0112/2///61987#ABD507 - Installation conditions [4] |  |  |  |  | NON_DEPENDENT_P_DET | [5 empty] | 0112/2///61987#ABD514 - Rated operating conditions [7]0112/2///61987#ABD516 - Rated operating conditions [8] | 0112/2///61987#ABA000 |  |  |  | Standard |  |  |  | SC65E – IEC 61987 | - | C00004 |  | 0112-2---61987#ABD508 | https://cdd.iec.ch/cdd/iec61987/iec61987.nsf/PropertiesAllVersions/0112-2---61987%23ABD508
0112/2///61987#ABF279 | 001 | 01 | 0112/2///61987#ABF279#001 | material of scale |  |  |  |  | material from which the scale is made | [5 empty] | STRING_TYPE |  |  |  |  | NON_DEPENDENT_P_DET | [5 empty] | 0112/2///61987#ABF277 - Indicator for sight glass | 0112/2///61987#ABA000 |  |  |  | Standard |  | IEC 61987 | IEC | SC65E | - | C00018 | 001-01 (2018-03-28 07:27:05 by BATCH 00000762) standard | 0112-2---61987#ABF279 | https://cdd.iec.ch/cdd/iec61987/iec61987.nsf/PropertiesAllVersions/0112-2---61987%23ABF279
0112/2///61987#ABH002 | 001 | 01 | 0112/2///61987#ABH002#001 | reference to Structural design [buoyancy density transmitter] |  |  |  |  | reference to block ABG442 | [5 empty] | CLASS_REFERENCE_TYPE(0112/2///61987#ABG442) 0112/2///61987#ABG442 - Structural design [buoyancy density transmitter] |  |  |  |  | NON_DEPENDENT_P_DET | [5 empty] | 0112/2///61987#ABG397 - Mechanical and electrical construction [buoyancy density transmitter] | 0112/2///61987#ABA000 |  |  |  | Standard |  | IEC 61987 | IEC | SC65E | - | C00017 | 001-01 (2018-03-28 07:27:12 by BATCH 00000762) standard | 0112-2---61987#ABH002 | https://cdd.iec.ch/cdd/iec61987/iec61987.nsf/PropertiesAllVersions/0112-2---61987%23ABH002
0112/2///61987#ABB593 | 004 | 01 | 0112/2///61987#ABB593#004 | control circuit response time |  |  |  |  | time that elapses between the activation of a control and the response of the device or measuring assembly |  |  | s |  |  | REAL_MEASURE_TYPE |  |  |  |  | NON_DEPENDENT_P_DET | [5 empty] | 0112/2///61987#ABC467 - Other controls | 0112/2///61987#ABA000 | 0112/2///62720#UAA972 - second |  | 0112/2///61987#ABT510 - Time/time duration short | Standard |  |  |  | SC65E – IEC 61987 | - | C00004 |  | 0112-2---61987#ABB593 | https://cdd.iec.ch/cdd/iec61987/iec61987.nsf/PropertiesAllVersions/0112-2---61987%23ABB593
0112/2///61987#ABA340 | 004 | 01 | 0112/2///61987#ABA340#004 | number of auxiliary inputs |  |  |  |  | @number of auxiliary inputs |  | cardinality property |  |  |  | INT_TYPE |  |  |  |  | CONDITION_DET | [5 empty] | 0112/2///61987#ABC290 - Input [1]0112/2///61987#ABC291 - Input [2]0112/2///61987#ABC292 - Input [3]0112/2///61987#ABC293 - Input [4]0112/2///61987#ABC294 - Input [5]0112/2///61987#ABC295 - Input [6]0112/2///61987#ABC296 - Input [7]0112/2///61987#ABC297 - Input [8]0112/2///61987#ABC298 - Input [9]0112/2///61987#ABC299 - Input [10]0112/2///61987#ABD894 - Input [11]0112/2///61987#ABE563 - Input [12]0112/2///61987#ABE568 - Input [13]0112/2///61987#ABE569 - Input [14]0112/2///61987#ABF921 - Input [14]0112/2///61987#ABF922 - Input [15]0112/2///61987#ABF924 - Input [17]0112/2///61987#ABF927 - Input [20]0112/2///61987#ABF929 - Input [22]0112/2///61987#ABF931 - Input [24]0112/2///61987#ABF932 - Input [25]0112/2///61987#ABF933 - Input [26]0112/2///61987#ABF938 - Input [31]0112/2///61987#ABF940 - Input [33]0112/2///61987#ABF941 - Input [34]0112/2///61987#ABH340 - Input [35]0112/2///61987#ABV035 - Input [37]0112/2///61987#ABV036 - Input [18]0112/2///61987#ABV038 - Input [18] | 0112/2///61987#ABA000 |  |  |  | Standard |  |  |  | SC65E – IEC 61987 | - | C00004 |  | 0112-2---61987#ABA340 | https://cdd.iec.ch/cdd/iec61987/iec61987.nsf/PropertiesAllVersions/0112-2---61987%23ABA340
0112/2///61987#ABA130 | 001 | 01 | 0112/2///61987#ABA130#001 | first name |  |  |  |  | first name of a contact person | [5 empty] | STRING_TYPE |  |  |  |  | NON_DEPENDENT_P_DET | [5 empty] | 0112/2///61987#ABI572 - Contact information | 0112/2///61987#ABA000 |  |  |  | Standard |  | IEC 61987 |  | SC65E – IEC 61987 | - | C00018 | 001-01 (2019-03-08 15:35:27 by BATCH 00000766) standard | 0112-2---61987#ABA130 | https://cdd.iec.ch/cdd/iec61987/iec61987.nsf/PropertiesAllVersions/0112-2---61987%23ABA130
0112/2///61987#ABG548 | 001 | 01 | 0112/2///61987#ABG548#001 | reference to Type of measured variable [16] |  |  |  |  | reference to block ABF988 | [5 empty] | CLASS_REFERENCE_TYPE(0112/2///61987#ABF988) 0112/2///61987#ABF988 - Type of measured variable [16] |  |  |  |  | NON_DEPENDENT_P_DET | [5 empty] | 0112/2///61987#ABF952 - Measured variable [16] | 0112/2///61987#ABA000 |  |  |  | Standard |  | IEC 61987 | IEC | SC65E | - | C00019 | 001-01 (2018-03-28 07:27:10 by BATCH 00000762) standard | 0112-2---61987#ABG548 | https://cdd.iec.ch/cdd/iec61987/iec61987.nsf/PropertiesAllVersions/0112-2---61987%23ABG548
0112/2///61987#ABU978 | 001 | 01 | 0112/2///61987#ABU978#001 | reference to Assigned variable [8] |  |  |  |  | reference to block ABV039 | [5 empty] | CLASS_REFERENCE_TYPE(0112/2///61987#ABV039) 0112/2///61987#ABV039 - Assigned variable [8] |  |  |  |  | NON_DEPENDENT_P_DET | [5 empty] | 0112/2///61987#ABG083 - Analog current input [4]0112/2///61987#ABG118 - Analog voltage input [4]0112/2///61987#ABG121 - Frequency input [4]0112/2///61987#ABG124 - Manufacturer-specific input [4] | 0112/2///61987#ABA000 |  |  |  | Standard |  | IEC 61987 | IEC | SC65E | - | C00018 | 001-01 (2018-03-28 07:27:23 by BATCH 00000762) standard | 0112-2---61987#ABU978 | https://cdd.iec.ch/cdd/iec61987/iec61987.nsf/PropertiesAllVersions/0112-2---61987%23ABU978
0112/2///61987#ABH832 | 001 | 02 | 0112/2///61987#ABH832#001 | reference to Hazardous goods |  |  |  |  | reference to block ABH813 | [5 empty] | CLASS_REFERENCE_TYPE(0112/2///61987#ABH813) 0112/2///61987#ABH813 - Hazardous goods |  |  |  |  | DEPENDENT_P_DET | [5 empty] | 0112/2///61987#ABH806 - Storage0112/2///61987#ABI413 - Packaging and transportation | 0112/2///61987#ABA000 |  |  |  | Standard |  | IEC 61987 | IEC | IEC SC65E | 0112/2///61987#ABH812 - number of hazardous goods | C00112 |  | 0112-2---61987#ABH832 | https://cdd.iec.ch/cdd/iec61987/iec61987.nsf/PropertiesAllVersions/0112-2---61987%23ABH832
0112/2///61987#ABA488 | 004 | 01 | 0112/2///61987#ABA488#004 | number of other hardware configuration elements |  |  |  |  | @number of other hardware configuration elements |  | cardinality property |  |  |  | INT_TYPE |  |  |  |  | CONDITION_DET | [5 empty] | 0112/2///61987#ABC264 - Hardware configuration elements | 0112/2///61987#ABA000 |  |  |  | Standard |  |  |  | SC65E – IEC 61987 | - | C00004 |  | 0112-2---61987#ABA488 | https://cdd.iec.ch/cdd/iec61987/iec61987.nsf/PropertiesAllVersions/0112-2---61987%23ABA488
0112/2///61987#ABF695 | 001 | 01 | 0112/2///61987#ABF695#001 | reference to Material of stilling well |  |  |  |  | reference to block ABF016 | [5 empty] | CLASS_REFERENCE_TYPE(0112/2///61987#ABF016) 0112/2///61987#ABF016 - Material of stilling well |  |  |  |  | NON_DEPENDENT_P_DET | [5 empty] | 0112/2///61987#ABF024 - Structural design of a stilling well0112/2///61987#ABH141 - Stilling well | 0112/2///61987#ABA000 |  |  |  | Standard |  | IEC 61987 | IEC | SC65E | - | C00018 | 001-01 (2018-03-28 07:27:08 by BATCH 00000762) standard | 0112-2---61987#ABF695 | https://cdd.iec.ch/cdd/iec61987/iec61987.nsf/PropertiesAllVersions/0112-2---61987%23ABF695
0112/2///61987#ABA226 | 006 | 01 | 0112/2///61987#ABA226#006 | number of approvals for general usage |  |  |  |  | @number of approvals for general usage |  | cardinality property |  |  |  | INT_TYPE |  |  |  |  | CONDITION_DET | [5 empty] | 0112/2///61987#ABC156 - Certificates and approvals0112/2///61987#ABD817 - Certificates and approvals [2]0112/2///61987#ABD818 - Certificates and approvals [3]0112/2///61987#ABE718 - Certificates and approvals [4]0112/2///61987#ABE720 - Certificates and approvals [5] | 0112/2///61987#ABA000 |  |  |  | Standard |  |  |  | SC65E – IEC 61987 | - | C00004 |  | 0112-2---61987#ABA226 | https://cdd.iec.ch/cdd/iec61987/iec61987.nsf/PropertiesAllVersions/0112-2---61987%23ABA226
0112/2///61987#ABE376 | 001 | 04 | 0112/2///61987#ABE376#001 | diameter of yoke boss |  |  |  |  | fitting diameter of the yoke boss of a valve |  |  | mm |  |  | REAL_MEASURE_TYPE |  |  |  |  | NON_DEPENDENT_P_DET | [5 empty] | 0112/2///61987#ABD812 - Body of valve [2]0112/2///61987#ABD813 - Body of valve [3]0112/2///61987#ABD814 - Body of valve [1] | 0112/2///61987#ABA000 | 0112/2///62720#UAA862 - millimetre |  | 0112/2///61987#ABT548 - Length short | Standard |  |  |  | SC65E – IEC 61987 | - | C00004 |  | 0112-2---61987#ABE376 | https://cdd.iec.ch/cdd/iec61987/iec61987.nsf/PropertiesAllVersions/0112-2---61987%23ABE376
0112/2///61987#ABF204 | 002 | 01 | 0112/2///61987#ABF204#002 | type of flag assembly seal |  |  |  |  | classification of the flag assembly seal of a magnetic level gauge according to the method of sealing | [5 empty] | ENUM_CODE_TYPE(0112/2///61987#ABL427) |  |  |  |  | DEPENDENT_P_DET |  |  | 0112/2///61987#ABL427 | 0112/2///61987#ABM407 - gas filling0112/2///61987#ABI407 - others |  | 0112/2///61987#ABF162 - Indicator rail | 0112/2///61987#ABA000 |  |  |  | Standard |  | IEC 61987 | IEC | SC65E | 0112/2///61987#ABI406 - empty_property | C00091 |  | 0112-2---61987#ABF204 | https://cdd.iec.ch/cdd/iec61987/iec61987.nsf/PropertiesAllVersions/0112-2---61987%23ABF204
0112/2///61987#ABA616 | 001 | 03 | 0112/2///61987#ABA616#001 | quantity of display lines |  |  |  |  | number of lines in an electronic device display | [5 empty] | INT_TYPE |  |  |  |  | NON_DEPENDENT_P_DET | [5 empty] | 0112/2///61987#ABC167 - Configurable display mode | 0112/2///61987#ABA000 |  |  |  | Standard |  |  |  | SC65E – IEC 61987 | - | C00004 |  | 0112-2---61987#ABA616 | https://cdd.iec.ch/cdd/iec61987/iec61987.nsf/PropertiesAllVersions/0112-2---61987%23ABA616
0112/2///61987#ABJ703 | 001 | 02 | 0112/2///61987#ABJ703#001 | reference to PRESSURE_MEASUREMENT_TRANSFORMATION |  |  |  |  | reference to block ABJ611 | [5 empty] | CLASS_REFERENCE_TYPE(0112/2///61987#ABJ611) 0112/2///61987#ABJ611 - PRESSURE_MEASUREMENT_TRANSFORMATION |  |  |  |  | DEPENDENT_P_DET | [5 empty] | 0112/2///61987#ABH867 - Pressure technology block | 0112/2///61987#ABA000 |  |  |  | Standard |  | IEC 61987 | IEC | IEC SC65E | 0112/2///61987#ABJ668 - number of PRESSURE_MEASUREMENT_TRANSFORMATIONs | C00112 |  | 0112-2---61987#ABJ703 | https://cdd.iec.ch/cdd/iec61987/iec61987.nsf/PropertiesAllVersions/0112-2---61987%23ABJ703
0112/2///61987#ABF361 | 001 | 01 | 0112/2///61987#ABF361#001 | quantity of displacer segments |  |  |  |  | number of segments building up a complete displacer | [5 empty] | INT_TYPE |  |  |  |  | NON_DEPENDENT_P_DET | [5 empty] | 0112/2///61987#ABF360 - Displacer | 0112/2///61987#ABA000 |  |  |  | Standard |  | IEC 61987 | IEC | SC65E | - | C00018 | 001-01 (2018-03-28 07:27:06 by BATCH 00000762) standard | 0112-2---61987#ABF361 | https://cdd.iec.ch/cdd/iec61987/iec61987.nsf/PropertiesAllVersions/0112-2---61987%23ABF361
0112/2///61987#ABI433 | 001 | 01 | 0112/2///61987#ABI433#001 | material of packing |  |  |  |  | material used for packing a unit | [5 empty] | STRING_TYPE |  |  |  |  | NON_DEPENDENT_P_DET | [5 empty] | 0112/2///61987#ABI417 - Packing information | 0112/2///61987#ABA000 |  |  |  | Standard |  |  |  | SC65E – IEC 61987 | - | C00018 | 001-01 (2019-03-08 15:35:32 by BATCH 00000766) standard | 0112-2---61987#ABI433 | https://cdd.iec.ch/cdd/iec61987/iec61987.nsf/PropertiesAllVersions/0112-2---61987%23ABI433
0112/2///61987#ABI606 | 001 | 01 | 0112/2///61987#ABI606#001 | SELF_CALIBRATION_STATUS |  |  |  |  | parameter indication the result of the device-specific calibration-procedure | [5 empty] | INT_TYPE |  |  | IEC 61804-2 MOD |  | NON_DEPENDENT_P_DET | [5 empty] | 0112/2///61987#ABI752 - On-off actuation technology block0112/2///61987#ABI812 - Modulation actuation technology block | 0112/2///61987#ABA000 |  |  |  | Standard |  |  |  | SC65E – IEC 61987 | - | C00019 | 001-01 (2019-03-08 15:35:33 by BATCH 00000766) standard | 0112-2---61987#ABI606 | https://cdd.iec.ch/cdd/iec61987/iec61987.nsf/PropertiesAllVersions/0112-2---61987%23ABI606
0112/2///61987#ABA962 | 004 | 01 | 0112/2///61987#ABA962#004 | temperature change during cleaning |  |  |  |  | rate of change of temperature during the cleaning process |  |  | K/h |  |  | REAL_MEASURE_TYPE |  |  |  |  | NON_DEPENDENT_P_DET | [5 empty] | 0112/2///61987#ABC187 - Design conditions for internal cleaning in place | 0112/2///61987#ABA000 | 0112/2///62720#UAA189 - kelvin per hour |  | 0112/2///61987#ABT521 - Rate of change of temperature | Standard |  |  |  | SC65E – IEC 61987 | - | C00004 |  | 0112-2---61987#ABA962 | https://cdd.iec.ch/cdd/iec61987/iec61987.nsf/PropertiesAllVersions/0112-2---61987%23ABA962
0112/2///61987#ABE675 | 001 | 01 | 0112/2///61987#ABE675#001 | reference to Type of auxiliary input [18] |  |  |  |  | reference to block ABE674 | [5 empty] | CLASS_REFERENCE_TYPE(0112/2///61987#ABE674) 0112/2///61987#ABE674 - Type of auxiliary input [18] |  |  |  |  | NON_DEPENDENT_P_DET | [5 empty] | 0112/2///61987#ABE672 - Auxiliary input [18] | 0112/2///61987#ABA000 |  |  |  | Standard |  |  |  |  | - | C00016 | 001-01 (2018-03-28 07:27:01 by BATCH 00000762) standard | 0112-2---61987#ABE675 | https://cdd.iec.ch/cdd/iec61987/iec61987.nsf/PropertiesAllVersions/0112-2---61987%23ABE675
0112/2///61987#ABU989 | 001 | 01 | 0112/2///61987#ABU989#001 | reference to Assigned level range |  |  |  |  | reference to block ABE873 | [5 empty] | CLASS_REFERENCE_TYPE(0112/2///61987#ABE873) 0112/2///61987#ABE873 - Assigned level range |  |  |  |  | DEPENDENT_P_DET | [5 empty] | 0112/2///61987#ABG089 - Assigned variable [9]0112/2///61987#ABG091 - Assigned variable [11]0112/2///61987#ABG097 - Assigned variable [17]0112/2///61987#ABH044 - Assigned variable [22]0112/2///61987#ABV037 - Assigned variable [18]0112/2///61987#ABV039 - Assigned variable [8] | 0112/2///61987#ABA000 |  |  |  | Standard |  | IEC 61987 | IEC | SC65E | 0112/2///61987#ABU948 - assigned variable type [8] | C00018 | 001-01 (2018-03-28 07:27:23 by BATCH 00000762) standard | 0112-2---61987#ABU989 | https://cdd.iec.ch/cdd/iec61987/iec61987.nsf/PropertiesAllVersions/0112-2---61987%23ABU989
0112/2///61987#ABH333 | 001 | 01 | 0112/2///61987#ABH333#001 | reference to Total process material |  |  |  |  | reference to block ABH326 | [5 empty] | CLASS_REFERENCE_TYPE(0112/2///61987#ABH326) 0112/2///61987#ABH326 - Total process material |  |  |  |  | NON_DEPENDENT_P_DET | [5 empty] | 0112/2///61987#ABG453 - Process case variables [level] | 0112/2///61987#ABA000 |  |  |  | Standard |  | IEC 61987 | IEC | SC65E | - | C00018 | 001-01 (2018-03-28 07:27:14 by BATCH 00000762) standard | 0112-2---61987#ABH333 | https://cdd.iec.ch/cdd/iec61987/iec61987.nsf/PropertiesAllVersions/0112-2---61987%23ABH333
0112/2///61987#ABH955 | 001 | 01 | 0112/2///61987#ABH955#001 | SENSOR_CONNECTION |  |  |  |  | parameter setting/indicating the number of wires used to connect a temperature sensor | [5 empty] | INT_TYPE |  |  |  |  | NON_DEPENDENT_P_DET | [5 empty] | 0112/2///61987#ABJ613 - TEMPERATURE_SENSOR_DESCRIPTION | 0112/2///61987#ABA000 |  |  |  | Standard |  |  |  | SC65E – IEC 61987 | - | C00019 | 001-01 (2019-03-08 15:35:31 by BATCH 00000766) standard | 0112-2---61987#ABH955 | https://cdd.iec.ch/cdd/iec61987/iec61987.nsf/PropertiesAllVersions/0112-2---61987%23ABH955
0112/2///61987#ABP111 | 001 | 01 | 0112/2///61987#ABP111#001 | inaccuracy of power factor |  |  |  |  | for a power factor measurement, maximum positive and negative deviation from the specified characteristic curve observed in testing a device under specified conditions and by a specified procedure |  |  | 1 |  |  | REAL_MEASURE_TYPE |  |  | IEC 61298-1, Ed. 2.0, 3.5 |  | NON_DEPENDENT_P_DET | [5 empty] | 0112/2///61987#ABP008 - Absolute performance for power factor [I/O module] | 0112/2///61987#ABA000 | 0112/2///62720#UAA915 - quantity of dimension one |  |  | Standard |  | IEC 61987 | IEC | IEC/SC 65E | - | C00128 | 001-01 (2023-01-23 14:53:52 by BATCH 00000807) standard | 0112-2---61987#ABP111 | https://cdd.iec.ch/cdd/iec61987/iec61987.nsf/PropertiesAllVersions/0112-2---61987%23ABP111
0112/2///61987#ABE804 | 001 | 01 | 0112/2///61987#ABE804#001 | measured error of volume fraction |  |  |  |  | largest positive or negative value of error of the average upscale or downscale value at each point of volume fraction measurement expressed as an absolute value |  |  | % |  |  | REAL_MEASURE_TYPE |  |  | IEC 61298 and IEC 60770-2 |  | NON_DEPENDENT_P_DET | [5 empty] | 0112/2///61987#ABE793 - Absolute performance for volume fraction0112/2///61987#ABE809 - Accuracy for a subrange of volume fraction | 0112/2///61987#ABA000 | 0112/2///62720#UAA000 - percent |  | 0112/2///61987#ABT533 - Percentage | Standard |  | IEC 61987 | IEC | SC65E | - | C00018 | 001-01 (2018-03-28 07:27:02 by BATCH 00000762) standard | 0112-2---61987#ABE804 | https://cdd.iec.ch/cdd/iec61987/iec61987.nsf/PropertiesAllVersions/0112-2---61987%23ABE804
0112/2///61987#ABD666 | 003 | 01 | 0112/2///61987#ABD666#003 | non-numeric rated flow coefficient Kvs/Cv |  |  |  |  | rated flow coefficient, that is expressed by a manufacturer specific designation | [5 empty] | STRING_TYPE |  |  |  |  | NON_DEPENDENT_P_DET | [5 empty] | 0112/2///61987#ABD964 - Parameters of valve body assembly [4]0112/2///61987#ABD965 - Parameters of valve body assembly [1]0112/2///61987#ABD966 - Parameters of valve body assembly [2]0112/2///61987#ABD967 - Parameters of valve body assembly [3]0112/2///61987#ABE560 - Parameters of filter regulator0112/2///61987#ABE562 - Parameters of restriction orifice/diffuser0112/2///61987#ABE559 - Parameters of solenoid valve | 0112/2///61987#ABA000 |  |  |  | Standard |  |  |  |  | - | C00004 |  | 0112-2---61987#ABD666 | https://cdd.iec.ch/cdd/iec61987/iec61987.nsf/PropertiesAllVersions/0112-2---61987%23ABD666
0112/2///61987#ABG501 | 001 | 01 | 0112/2///61987#ABG501#001 | reference to Input [34] |  |  |  |  | reference to block ABF941 | [5 empty] | CLASS_REFERENCE_TYPE(0112/2///61987#ABF941) 0112/2///61987#ABF941 - Input [34] |  |  |  |  | NON_DEPENDENT_P_DET | [5 empty] | 0112/2///61987#ABE760 - Device LOP for contact temperature transmitter0112/2///61987#ABE767 - Device LOP for temperature transmitter | 0112/2///61987#ABA000 |  |  |  | Standard |  | IEC 61987 | IEC | SC65E | - | C00019 | 001-01 (2018-03-28 07:27:10 by BATCH 00000762) standard | 0112-2---61987#ABG501 | https://cdd.iec.ch/cdd/iec61987/iec61987.nsf/PropertiesAllVersions/0112-2---61987%23ABG501
0112/2///61987#ABE990 | 001 | 01 | 0112/2///61987#ABE990#001 | maximum influence of process pressure on point level |  |  |  |  | change in output of a point level measuring device caused by a change in process pressure with respect to reference conditions, expressed as the maximum error across the specified process pressure range |  |  | mm |  |  | REAL_MEASURE_TYPE |  |  |  |  | NON_DEPENDENT_P_DET | [5 empty] | 0112/2///61987#ABE984 - Influence of external quantities expressed for point level | 0112/2///61987#ABA000 | 0112/2///62720#UAA862 - millimetre |  | 0112/2///61987#ABT548 - Length short | Standard |  | IEC 61987 | IEC | SC65E | - | C00018 | 001-01 (2018-03-28 07:27:03 by BATCH 00000762) standard | 0112-2---61987#ABE990 | https://cdd.iec.ch/cdd/iec61987/iec61987.nsf/PropertiesAllVersions/0112-2---61987%23ABE990
0112/2///61987#ABU916 | 001 | 01 | 0112/2///61987#ABU916#001 | measured variable type [41] |  |  |  |  | type of quantity subject to measurement |  | Polymorphic control property |  |  |  | ENUM_STRING_TYPE(0112/2///61987#ABU828(Density measurement,Level measurement,Ullage measurement,Volume measurement,Mass measurement,Degree of filling measurement,Pressure measurement,Temperature measurement,Other variable)) |  |  |  |  | CONDITION_DET |  |  | 0112/2///61987#ABU828 | 0112/2///61987#ABU735 - IEC61987-11 Name of Density measurement0112/2///61987#ABU753 - IEC61987-11 Name of Level measurement0112/2///61987#ABU754 - IEC61987-11 Name of Ullage measurement0112/2///61987#ABU755 - IEC61987-11 Name of Volume measurement0112/2///61987#ABU756 - IEC61987-11 Name of Mass measurement0112/2///61987#ABU757 - IEC61987-11 Name of Degree of filling measurement0112/2///61987#ABU758 - IEC61987-11 Name of Pressure measurement0112/2///61987#ABU800 - IEC61987-11 Name of Temperature measurement0112/2///61987#ABU801 - IEC61987-11 Name of Other variable |  | 0112/2///61987#ABG013 - Type of measured variable [41] | 0112/2///61987#ABA000 |  |  |  | Standard |  | IEC 61987 | IEC | SC65E | - | C00018 | 001-01 (2018-03-28 07:27:22 by BATCH 00000762) standard | 0112-2---61987#ABU916 | https://cdd.iec.ch/cdd/iec61987/iec61987.nsf/PropertiesAllVersions/0112-2---61987%23ABU916
0112/2///61987#ABH609 | 001 | 01 | 0112/2///61987#ABH609#001 | type of calibration |  |  |  |  | classification of a calibration according to its intended use | [5 empty] | STRING_TYPE |  |  |  |  | NON_DEPENDENT_P_DET | [5 empty] | 0112/2///61987#ABH561 - Calibration | 0112/2///61987#ABA000 |  |  |  | Standard |  | IEC 61987 |  | SC65E – IEC 61987 | - | C00018 | 001-01 (2019-03-08 15:35:29 by BATCH 00000766) standard | 0112-2---61987#ABH609 | https://cdd.iec.ch/cdd/iec61987/iec61987.nsf/PropertiesAllVersions/0112-2---61987%23ABH609
0112/2///61987#ABU435 | 001 | 04 | 0112/2///61987#ABU435#001 | reference to Binary relay output |  |  |  |  | reference to block ABC144 |  | Id specified in IEC61987-12/-13: ABC774 |  |  |  | CLASS_REFERENCE_TYPE(0112/2///61987#ABC144) 0112/2///61987#ABC144 - Binary relay output |  |  |  |  | DEPENDENT_P_DET | [5 empty] | 0112/2///61987#ABC670 - Type of output [7]0112/2///61987#ABP052 - Output [I/O module] | 0112/2///61987#ABA000 |  |  |  | Standard |  | IEC 61987 | IEC | IEC/SC 65E | 0112/2///61987#ABU426 - output type [7] | C00128 |  | 0112-2---61987#ABU435 | https://cdd.iec.ch/cdd/iec61987/iec61987.nsf/PropertiesAllVersions/0112-2---61987%23ABU435
0112/2///61987#ABD031 | 002 | 01 | 0112/2///61987#ABD031#002 | reference to Material of vent/drain |  |  |  |  | reference to block ABC401 | [5 empty] | CLASS_REFERENCE_TYPE(0112/2///61987#ABC401) 0112/2///61987#ABC401 - Material of vent/drain |  |  |  |  | NON_DEPENDENT_P_DET | [5 empty] | 0112/2///61987#ABF341 - Structural design of a hydrostatic pressure level transmitter0112/2///61987#ABC626 - Structural design of a differential pressure transmitter0112/2///61987#ABC641 - Structural design of an absolute or a gauge pressure transmitter | 0112/2///61987#ABA000 |  |  |  | Standard |  |  |  | SC65E – IEC 61987 | - | C00004 |  | 0112-2---61987#ABD031 | https://cdd.iec.ch/cdd/iec61987/iec61987.nsf/PropertiesAllVersions/0112-2---61987%23ABD031
0112/2///61987#ABB278 | 003 | 01 | 0112/2///61987#ABB278#003 | reference standard for accuracy |  |  |  |  | standard on which a stated accuracy value is based | [5 empty] | STRING_TYPE |  |  |  |  | NON_DEPENDENT_P_DET | [5 empty] | 0112/2///61987#ABC563 - Reference ambient conditions0112/2///61987#ABC572 - Reference device conditions0112/2///61987#ABC574 - Reference process conditions0112/2///61987#ABD486 - Reference ambient conditions [1]0112/2///61987#ABD499 - Reference process conditions [1]0112/2///61987#ABG241 - Reference device conditions [2]0112/2///61987#ABG243 - Reference device conditions [4]0112/2///61987#ABG244 - Reference device conditions [5]0112/2///61987#ABG245 - Reference device conditions [6]0112/2///61987#ABG246 - Reference process conditions [2]0112/2///61987#ABG247 - Reference process conditions [3]0112/2///61987#ABH052 - Reference process conditions [4]0112/2///61987#ABU697 - Reference device conditions [7]0112/2///61987#ABU698 - Reference device conditions [3]0112/2///61987#ABP064 - Reference ambient conditions [I/O module]0112/2///61987#ABP067 - Reference device conditions [I/O module] | 0112/2///61987#ABA000 |  |  |  | Standard |  |  |  | SC65E – IEC 61987 | - | C00004 |  | 0112-2---61987#ABB278 | https://cdd.iec.ch/cdd/iec61987/iec61987.nsf/PropertiesAllVersions/0112-2---61987%23ABB278
0112/2///61987#ABP171 | 001 | 01 | 0112/2///61987#ABP171#001 | set filter cut-off frequency |  |  |  |  | set cut-off frequency of a low-pass filter which is used to smooth a signal |  |  | Hz |  |  | REAL_MEASURE_TYPE |  |  |  |  | NON_DEPENDENT_P_DET | [5 empty] | 0112/2///61987#ABP017 - Analog to digital conversion | 0112/2///61987#ABA000 | 0112/2///62720#UAA170 - hertz |  | 0112/2///61987#ABT561 - Frequency | Standard |  | IEC 61987 | IEC | IEC/SC 65E | - | C00128 | 001-01 (2023-01-23 14:53:52 by BATCH 00000807) standard | 0112-2---61987#ABP171 | https://cdd.iec.ch/cdd/iec61987/iec61987.nsf/PropertiesAllVersions/0112-2---61987%23ABP171
0112/2///61987#ABB437 | 004 | 01 | 0112/2///61987#ABB437#004 | logged variable |  |  |  |  | variable that is recorded | [5 empty] | STRING_TYPE |  |  |  |  | NON_DEPENDENT_P_DET | [5 empty] | 0112/2///61987#ABC178 - Data logging | 0112/2///61987#ABA000 |  |  |  | Standard |  |  |  | SC65E – IEC 61987 | - | C00004 |  | 0112-2---61987#ABB437 | https://cdd.iec.ch/cdd/iec61987/iec61987.nsf/PropertiesAllVersions/0112-2---61987%23ABB437
0112/2///61987#ABH492 | 001 | 01 | 0112/2///61987#ABH492#001 | type of sight glass gauge/indicator |  |  |  |  | classification of a sight glass gauge or indicator according to its mechanical construction | [5 empty] | STRING_TYPE |  |  |  |  | NON_DEPENDENT_P_DET | [5 empty] | 0112/2///61987#ABF276 - Structural design of a sight level gauge0112/2///61987#ABF282 - Structural design of a sight level indicator | 0112/2///61987#ABA000 |  |  |  | Standard |  | IEC 61987 | IEC | SC65E | - | C00018 | 001-01 (2018-03-28 07:27:16 by BATCH 00000762) standard | 0112-2---61987#ABH492 | https://cdd.iec.ch/cdd/iec61987/iec61987.nsf/PropertiesAllVersions/0112-2---61987%23ABH492
0112/2///61987#ABF787 | 001 | 01 | 0112/2///61987#ABF787#001 | reference to Displacer |  |  |  |  | reference to block ABF360 | [5 empty] | CLASS_REFERENCE_TYPE(0112/2///61987#ABF360) 0112/2///61987#ABF360 - Displacer |  |  |  |  | NON_DEPENDENT_P_DET | [5 empty] | 0112/2///61987#ABF342 - Structural design of a displacer lever transmitter/switch0112/2///61987#ABF631 - Structural design of a buoyancy density transmitter | 0112/2///61987#ABA000 |  |  |  | Standard |  | IEC 61987 | IEC | SC65E | - | C00018 | 001-01 (2018-03-28 07:27:09 by BATCH 00000762) standard | 0112-2---61987#ABF787 | https://cdd.iec.ch/cdd/iec61987/iec61987.nsf/PropertiesAllVersions/0112-2---61987%23ABF787
0112/2///61987#ABJ686 | 001 | 01 | 0112/2///61987#ABJ686#001 | READBACK_OUT_VALUE |  |  |  |  | parameter indicating the current output value of the block | [5 empty] | REAL_TYPE |  |  |  |  | NON_DEPENDENT_P_DET | [5 empty] | 0112/2///61987#ABJ618 - READBACK_OUT | 0112/2///61987#ABA000 |  |  |  | Standard |  |  |  | SC65E – IEC 61987 | - | C00018 | 001-01 (2019-03-08 15:35:34 by BATCH 00000766) standard | 0112-2---61987#ABJ686 | https://cdd.iec.ch/cdd/iec61987/iec61987.nsf/PropertiesAllVersions/0112-2---61987%23ABJ686
0112/2///61987#ABU417 | 004 | 01 | 0112/2///61987#ABU417#004 | reference to Remote configuration |  |  |  |  | reference to block ABC575 |  | Id specified in IEC61987-12/-13: ABD201 |  |  |  | CLASS_REFERENCE_TYPE(0112/2///61987#ABC575) 0112/2///61987#ABC575 - Remote configuration |  |  |  |  | DEPENDENT_P_DET | [5 empty] | 0112/2///61987#ABC646 - Style of parametrization | 0112/2///61987#ABA000 |  |  |  | Standard |  |  |  | SC65E – IEC 61987 | 0112/2///61987#ABU392 - parametrization interface type | C00004 |  | 0112-2---61987#ABU417 | https://cdd.iec.ch/cdd/iec61987/iec61987.nsf/PropertiesAllVersions/0112-2---61987%23ABU417
0112/2///61987#ABV218 | 001 | 01 | 0112/2///61987#ABV218#001 | performance variable type [17] |  |  |  |  | polymorphism property specifying the process variable to which the performance applies |  | Polymorphic control property |  |  |  | ENUM_STRING_TYPE(0112/2///61987#ABV157(Percentage performance [6],Absolute performance for temperature [2])) |  |  |  |  | CONDITION_DET |  |  | 0112/2///61987#ABV157 | 0112/2///61987#ABV140 - IEC61987-11 Name of Percentage performance [6]0112/2///61987#ABV142 - IEC61987-11 Name of Absolute performance for temperature [2] |  | 0112/2///61987#ABG283 - Type of performance variable [17] | 0112/2///61987#ABA000 |  |  |  | Standard |  | IEC 61987 | IEC | SC65E | - | C00019 | 001-01 (2018-03-28 07:27:24 by BATCH 00000762) standard | 0112-2---61987#ABV218 | https://cdd.iec.ch/cdd/iec61987/iec61987.nsf/PropertiesAllVersions/0112-2---61987%23ABV218
0112/2///61987#ABJ705 | 001 | 01 | 0112/2///61987#ABJ705#001 | reference to TEMPERATURE_SENSOR_DESCRIPTION |  |  |  |  | reference to block ABJ613 | [5 empty] | CLASS_REFERENCE_TYPE(0112/2///61987#ABJ613) 0112/2///61987#ABJ613 - TEMPERATURE_SENSOR_DESCRIPTION |  |  |  |  | NON_DEPENDENT_P_DET | [5 empty] | 0112/2///61987#ABJ614 - SENSOR_INPUT | 0112/2///61987#ABA000 |  |  |  | Standard |  |  |  | SC65E – IEC 61987 | - | C00018 | 001-01 (2019-03-08 15:35:34 by BATCH 00000766) standard | 0112-2---61987#ABJ705 | https://cdd.iec.ch/cdd/iec61987/iec61987.nsf/PropertiesAllVersions/0112-2---61987%23ABJ705
0112/2///61987#ABH666 | 001 | 01 | 0112/2///61987#ABH666#001 | value of flow velocity digital output |  |  |  |  | digital reading of a value representing a flow velocity variable |  |  | m/s |  |  | REAL_MEASURE_TYPE |  |  |  |  | NON_DEPENDENT_P_DET | [5 empty] | 0112/2///61987#ABH649 - Output values of flow velocity | 0112/2///61987#ABA000 | 0112/2///62720#UAA733 - metre per second |  | 0112/2///61987#ABT509 - Velocity | Standard |  | IEC 61987 |  | SC65E – IEC 61987 | - | C00018 | 001-01 (2019-03-08 15:35:29 by BATCH 00000766) standard | 0112-2---61987#ABH666 | https://cdd.iec.ch/cdd/iec61987/iec61987.nsf/PropertiesAllVersions/0112-2---61987%23ABH666
0112/2///61987#ABA266 | 005 | 01 | 0112/2///61987#ABA266#005 | number of pressure test approvals |  |  |  |  | @number of pressure test approvals |  | cardinality property |  |  |  | INT_TYPE |  |  |  |  | CONDITION_DET | [5 empty] | 0112/2///61987#ABC156 - Certificates and approvals0112/2///61987#ABD817 - Certificates and approvals [2]0112/2///61987#ABD818 - Certificates and approvals [3]0112/2///61987#ABE720 - Certificates and approvals [5] | 0112/2///61987#ABA000 |  |  |  | Standard |  |  |  | SC65E – IEC 61987 | - | C00004 |  | 0112-2---61987#ABA266 | https://cdd.iec.ch/cdd/iec61987/iec61987.nsf/PropertiesAllVersions/0112-2---61987%23ABA266
0112/2///61987#ABH206 | 001 | 01 | 0112/2///61987#ABH206#001 | designation of window |  |  |  |  | name of a window | [5 empty] | STRING_TYPE |  |  |  |  | NON_DEPENDENT_P_DET | [5 empty] | 0112/2///61987#ABH204 - Window | 0112/2///61987#ABA000 |  |  |  | Standard |  | IEC 61987 | IEC | SC65E | - | C00018 | 001-01 (2018-03-28 07:27:14 by BATCH 00000762) standard | 0112-2---61987#ABH206 | https://cdd.iec.ch/cdd/iec61987/iec61987.nsf/PropertiesAllVersions/0112-2---61987%23ABH206
0112/2///61987#ABA612 | 004 | 02 | 0112/2///61987#ABA612#004 | off-load voltage | open-circuit voltage, open voltage when contact is OFF |  |  |  | voltage across the terminals of input or output when no current is flowing |  |  | V |  |  | REAL_MEASURE_TYPE |  |  |  |  | NON_DEPENDENT_P_DET | [5 empty] | 0112/2///61987#ABC145 - Binary output IEC 60947-5-6 (NAMUR)0112/2///61987#ABC143 - Binary input IEC 60947-5-6 (NAMUR)0112/2///61987#ABP028 - Electrical data for no-voltage contact input | 0112/2///61987#ABA000 | 0112/2///62720#UAA296 - volt |  | 0112/2///61987#ABT506 - Voltage | Standard |  | IEC 61987 | IEC | IEC/SC 65E | - | C00128 |  | 0112-2---61987#ABA612 | https://cdd.iec.ch/cdd/iec61987/iec61987.nsf/PropertiesAllVersions/0112-2---61987%23ABA612
0112/2///61987#ABF012 | 001 | 01 | 0112/2///61987#ABF012#001 | average influence of dynamic viscosity on point level |  |  |  |  | change in output of a point level measuring device caused by a change in the process dynamic viscosity with respect to reference conditions, expressed as the average error across the specified process dynamic viscosity range |  |  | mm |  |  | REAL_MEASURE_TYPE |  |  |  |  | NON_DEPENDENT_P_DET | [5 empty] | 0112/2///61987#ABE984 - Influence of external quantities expressed for point level | 0112/2///61987#ABA000 | 0112/2///62720#UAA862 - millimetre |  | 0112/2///61987#ABT548 - Length short | Standard |  | IEC 61987 | IEC | SC65E | - | C00018 | 001-01 (2018-03-28 07:27:03 by BATCH 00000762) standard | 0112-2---61987#ABF012 | https://cdd.iec.ch/cdd/iec61987/iec61987.nsf/PropertiesAllVersions/0112-2---61987%23ABF012
0112/2///61987#ABB332 | 003 | 01 | 0112/2///61987#ABB332#003 | maximum permanent pressure loss |  |  |  |  | highest permanent loss of pressure over the primary element at upper range-limit of flow rate |  |  | mbar |  |  | REAL_MEASURE_TYPE |  |  |  |  | NON_DEPENDENT_P_DET | [5 empty] | 0112/2///61987#ABC455 - Normal process design conditions [2]0112/2///61987#ABE562 - Parameters of restriction orifice/diffuser0112/2///61987#ABG476 - Normal process design conditions [5] | 0112/2///61987#ABA000 | 0112/2///62720#UAA810 - millibar |  | 0112/2///61987#ABT524 - Pressure | Standard |  |  |  | SC65E – IEC 61987 | - | C00004 |  | 0112-2---61987#ABB332 | https://cdd.iec.ch/cdd/iec61987/iec61987.nsf/PropertiesAllVersions/0112-2---61987%23ABB332
0112/2///61987#ABF721 | 001 | 01 | 0112/2///61987#ABF721#001 | reference to Influence of external quantities expressed for voltage |  |  |  |  | reference to block ABF095 | [5 empty] | CLASS_REFERENCE_TYPE(0112/2///61987#ABF095) 0112/2///61987#ABF095 - Influence of external quantities expressed for voltage |  |  |  |  | NON_DEPENDENT_P_DET | [5 empty] | 0112/2///61987#ABF075 - Absolute performance for voltage | 0112/2///61987#ABA000 |  |  |  | Standard |  | IEC 61987 | IEC | SC65E | - | C00019 | 001-01 (2018-03-28 07:27:08 by BATCH 00000762) standard | 0112-2---61987#ABF721 | https://cdd.iec.ch/cdd/iec61987/iec61987.nsf/PropertiesAllVersions/0112-2---61987%23ABF721
0112/2///61987#ABE394 | 002 | 04 | 0112/2///61987#ABE394#002 | reference to Auxiliary input [11] |  |  |  |  | reference to block ABE393 | [5 empty] | CLASS_REFERENCE_TYPE(0112/2///61987#ABE393) 0112/2///61987#ABE393 - Auxiliary input [11] |  |  |  |  | DEPENDENT_P_DET | [5 empty] | 0112/2///61987#ABD894 - Input [11]0112/2///61987#ABH340 - Input [35] | 0112/2///61987#ABA000 |  |  |  | Standard |  | IEC 61987 | IEC | IEC SC65E | 0112/2///61987#ABA340 - number of auxiliary inputs | C00112 |  | 0112-2---61987#ABE394 | https://cdd.iec.ch/cdd/iec61987/iec61987.nsf/PropertiesAllVersions/0112-2---61987%23ABE394
0112/2///61987#ABD233 | 001 | 02 | 0112/2///61987#ABD233#001 | reference to Structural design [electromagnetic insertion flow transmitter] |  |  |  |  | reference to block ABC607 | [5 empty] | CLASS_REFERENCE_TYPE(0112/2///61987#ABC607) 0112/2///61987#ABC607 - Structural design [electromagnetic insertion flow transmitter] |  |  |  |  | NON_DEPENDENT_P_DET | [5 empty] | 0112/2///61987#ABC426 - Mechanical and electrical construction [electromagnetic insertion flow transmitter] | 0112/2///61987#ABA000 |  |  |  | Standard |  |  |  | SC65E – IEC 61987 | - | C00004 |  | 0112-2---61987#ABD233 | https://cdd.iec.ch/cdd/iec61987/iec61987.nsf/PropertiesAllVersions/0112-2---61987%23ABD233
0112/2///61987#ABU389 | 002 | 01 | 0112/2///61987#ABU389#002 | measured variable type [4] |  |  |  |  | type of quantity subject to measurement |  | polymorphic control property;¦Id specified in IEC61987-12/-13 |  |  |  | ENUM_STRING_TYPE(0112/2///61987#ABU116(Pressure measurement,Temperature measurement,Other variable)) |  |  |  |  | CONDITION_DET |  |  | 0112/2///61987#ABU116 | 0112/2///61987#ABU055 - IEC61987-11 Name of Pressure measurement0112/2///61987#ABU056 - IEC61987-11 Name of Temperature measurement0112/2///61987#ABU057 - IEC61987-11 Name of Other variable |  | 0112/2///61987#ABC663 - Type of measured variable [4] | 0112/2///61987#ABA000 |  |  |  | Standard |  |  |  | SC65E – IEC 61987 | - | C00091 |  | 0112-2---61987#ABU389 | https://cdd.iec.ch/cdd/iec61987/iec61987.nsf/PropertiesAllVersions/0112-2---61987%23ABU389
0112/2///61987#ABE071 | 001 | 02 | 0112/2///61987#ABE071#001 | reference to Bonnet |  |  |  |  | reference to block ABD815 | [5 empty] | CLASS_REFERENCE_TYPE(0112/2///61987#ABD815) 0112/2///61987#ABD815 - Bonnet |  |  |  |  | NON_DEPENDENT_P_DET | [5 empty] | 0112/2///61987#ABD812 - Body of valve [2]0112/2///61987#ABD813 - Body of valve [3]0112/2///61987#ABD814 - Body of valve [1] | 0112/2///61987#ABA000 |  |  |  | Standard |  |  |  |  | - | C00004 |  | 0112-2---61987#ABE071 | https://cdd.iec.ch/cdd/iec61987/iec61987.nsf/PropertiesAllVersions/0112-2---61987%23ABE071
0112/2///61987#ABA926 | 006 | 02 | 0112/2///61987#ABA926#006 | hardware version | DEVICE_HARDWARE_VERSION |  |  | Hardware revision | version of the hardware supplied with the device |  | also used by Process Automation - Device Information Model (PA-DIM) |  |  |  | STRING_TYPE |  |  |  |  | NON_DEPENDENT_P_DET | [5 empty] | 0112/2///61987#ABJ616 - Device identification0112/2///61987#ABC330 - Manufacturer identification0112/2///61987#ABC269 - Identification | 0112/2///61987#ABA000 |  |  |  | Standard |  | IEC 61987 | IEC | IEC SC65E | - | C00112 |  | 0112-2---61987#ABA926 | https://cdd.iec.ch/cdd/iec61987/iec61987.nsf/PropertiesAllVersions/0112-2---61987%23ABA926
0112/2///61987#ABN681 | 001 | 02 | 0112/2///61987#ABN681#001 | rotational phase (2X) |  |  |  |  | phase of the vibration amplitude at the first harmonic of the rotation frequency (2X) of the object under consideration related to a reference point of time | The reference point of time for the phase is defined by a so called phase reference sensor. |  | ° |  |  | REAL_MEASURE_TYPE |  |  |  |  | NON_DEPENDENT_P_DET | [5 empty] | 0112/2///61987#ABN694 - Specific machine vibration measurement variables | 0112/2///61987#ABA000 | 0112/2///62720#UAA024 - degree |  | 0112/2///61987#ABT580 - Angle | Standard |  | IEC 61987 | IEC | IEC SC65E | - | C00112 |  | 0112-2---61987#ABN681 | https://cdd.iec.ch/cdd/iec61987/iec61987.nsf/PropertiesAllVersions/0112-2---61987%23ABN681
0112/2///61987#ABF232 | 001 | 02 | 0112/2///61987#ABF232#001 | temperature resolution |  |  |  |  | smallest detectable increment between two temperature values |  |  | °C |  |  | REAL_MEASURE_TYPE |  |  |  |  | NON_DEPENDENT_P_DET | [5 empty] | 0112/2///61987#ABF003 - Performance of non-contact temperature transmitter/radiation temperature transmitter | 0112/2///61987#ABA000 | 0112/2///62720#UAA033 - degree Celsius |  | 0112/2///61987#ABT514 - Temperature | Standard |  | IEC 61987 | IEC | SC65E | - | C00019 |  | 0112-2---61987#ABF232 | https://cdd.iec.ch/cdd/iec61987/iec61987.nsf/PropertiesAllVersions/0112-2---61987%23ABF232
0112/2///61987#ABG537 | 001 | 02 | 0112/2///61987#ABG537#001 | reference to Measured variable [41] |  |  |  |  | reference to block ABF977 | [5 empty] | CLASS_REFERENCE_TYPE(0112/2///61987#ABF977) 0112/2///61987#ABF977 - Measured variable [41] |  |  |  |  | DEPENDENT_P_DET | [5 empty] | 0112/2///61987#ABF931 - Input [24] | 0112/2///61987#ABA000 |  |  |  | Standard |  | IEC 61987 | IEC | IEC SC65E | 0112/2///61987#ABB065 - number of measured variables | C00112 |  | 0112-2---61987#ABG537 | https://cdd.iec.ch/cdd/iec61987/iec61987.nsf/PropertiesAllVersions/0112-2---61987%23ABG537
0112/2///61987#ABC828 | 002 | 01 | 0112/2///61987#ABC828#002 | reference to Diaphragm remote seal |  |  |  |  | reference to block ABC198 | [5 empty] | CLASS_REFERENCE_TYPE(0112/2///61987#ABC198) 0112/2///61987#ABC198 - Extended diaphragm seal |  |  |  |  | NON_DEPENDENT_P_DET | [5 empty] | 0112/2///61987#ABC630 - Structural design of a remote seal [1]0112/2///61987#ABC631 - Structural design of a remote seal [2] | 0112/2///61987#ABA000 |  |  |  | Standard |  |  |  | SC65E – IEC 61987 | - | C00004 |  | 0112-2---61987#ABC828 | https://cdd.iec.ch/cdd/iec61987/iec61987.nsf/PropertiesAllVersions/0112-2---61987%23ABC828
0112/2///61987#ABG799 | 001 | 01 | 0112/2///61987#ABG799#001 | reference to Reference conditions of the device [10] |  |  |  |  | reference to block ABG239 | [5 empty] | CLASS_REFERENCE_TYPE(0112/2///61987#ABG239) 0112/2///61987#ABG239 - Reference conditions of the device [10] |  |  |  |  | NON_DEPENDENT_P_DET | [5 empty] | 0112/2///61987#ABG228 - Performance [25] | 0112/2///61987#ABA000 |  |  |  | Standard |  | IEC 61987 | IEC | SC65E | - | C00019 | 001-01 (2018-03-28 07:27:11 by BATCH 00000762) standard | 0112-2---61987#ABG799 | https://cdd.iec.ch/cdd/iec61987/iec61987.nsf/PropertiesAllVersions/0112-2---61987%23ABG799
0112/2///61987#ABF563 | 002 | 01 | 0112/2///61987#ABF563#002 | type of concentration measurement variable |  |  |  |  | classification of a concentration measurement according to the output quantity | [5 empty] | ENUM_CODE_TYPE(0112/2///61987#ABN768) |  |  |  |  | DEPENDENT_P_DET |  |  | 0112/2///61987#ABN768 | 0112/2///61987#ABN804 - dissolved oxygen (O2)0112/2///61987#ABN805 - free chlorine (Cl2)0112/2///61987#ABN806 - total chlorine (Cl2)0112/2///61987#ABN807 - chlorine dioxide (ClO2)0112/2///61987#ABN808 - ammonia gas (NH3)0112/2///61987#ABO089 - ammonium ions (NH4+)0112/2///61987#ABN809 - nitrate ions (NO3-)0112/2///61987#ABN810 - nitrite ions (NO2-)0112/2///61987#ABO090 - nitrogen oxides (NOx)0112/2///61987#ABN811 - phosphate ions (PO4---)0112/2///61987#ABN812 - total phosphorus0112/2///61987#ABN813 - chemical oxygen demand (COD)0112/2///61987#ABN814 - total organic carbon (TOC)0112/2///61987#ABN815 - turbidity (total solids)0112/2///61987#ABN816 - turbidity (suspended solids)0112/2///61987#ABN817 - calcium ions (Ca++)0112/2///61987#ABN818 - ferrous ions (Fe++)0112/2///61987#ABN819 - ferric ions (Fe+++)0112/2///61987#ABN820 - aluminium ions (Al+++)0112/2///61987#ABN821 - chromium ions (Cr+++)0112/2///61987#ABN822 - chromium ions (Cr(VI))0112/2///61987#ABN823 - sodium ions (Na+)0112/2///61987#ABI407 - others |  | 0112/2///61987#ABE784 - Concentration measurement0112/2///61987#ABE883 - Assigned concentration range0112/2///61987#ABN688 - Concentration measurement variables | 0112/2///61987#ABA000 |  |  |  | Standard |  | IEC 61987 | IEC | SC65E | 0112/2///61987#ABI406 - empty_property | C00092 |  | 0112-2---61987#ABF563 | https://cdd.iec.ch/cdd/iec61987/iec61987.nsf/PropertiesAllVersions/0112-2---61987%23ABF563
0112/2///61987#ABE073 | 003 | 01 | 0112/2///61987#ABE073#003 | reference to Certificates and approvals [2] |  |  |  |  | reference to block ABD817 | [5 empty] | CLASS_REFERENCE_TYPE(0112/2///61987#ABD817) 0112/2///61987#ABD817 - Certificates and approvals [2] |  |  |  |  | NON_DEPENDENT_P_DET | [5 empty] | 0112/2///61987#ABE310 - Device LOP for valve body assembly0112/2///61987#ABE311 - Device LOP for globe valve0112/2///61987#ABE312 - Device LOP for gate valve0112/2///61987#ABE313 - Device LOP for diaphragm/pinch valve0112/2///61987#ABE314 - Device LOP for butterfly valve0112/2///61987#ABE315 - Device LOP for eccentric plug valve0112/2///61987#ABE316 - Device LOP for plug valve0112/2///61987#ABE317 - Device LOP for ball valve0112/2///61987#ABE318 - Device LOP for pressure reducing regulator or back pressure/excess pressure regulator0112/2///61987#ABE632 - Device LOP for filter regulator0112/2///61987#ABE633 - Device LOP for restriction orifice/diffuser | 0112/2///61987#ABA000 |  |  |  | Standard |  |  |  |  | - | C00004 |  | 0112-2---61987#ABE073 | https://cdd.iec.ch/cdd/iec61987/iec61987.nsf/PropertiesAllVersions/0112-2---61987%23ABE073
0112/2///61987#ABH166 | 001 | 01 | 0112/2///61987#ABH166#001 | number of instrument nozzles |  |  |  |  | @number of instrument nozzles |  | Cardinality property |  |  |  | INT_TYPE |  |  |  |  | CONDITION_DET | [5 empty] | 0112/2///61987#ABH159 - Level measurement instrument installation | 0112/2///61987#ABA000 |  |  |  | Standard |  | IEC 61987 | IEC | SC65E | - | C00018 | 001-01 (2018-03-28 07:27:14 by BATCH 00000762) standard | 0112-2---61987#ABH166 | https://cdd.iec.ch/cdd/iec61987/iec61987.nsf/PropertiesAllVersions/0112-2---61987%23ABH166
0112/2///61987#ABD106 | 001 | 05 | 0112/2///61987#ABD106#001 | reference to Output [1] |  |  |  |  | reference to block ABC476 | [5 empty] | CLASS_REFERENCE_TYPE(0112/2///61987#ABC476) 0112/2///61987#ABC476 - Output [1] |  |  |  |  | DEPENDENT_P_DET | [5 empty] | 0112/2///61987#ABA005 - Device LOP for flow transmitter | 0112/2///61987#ABA000 |  |  |  | Standard |  | IEC 61987 | IEC | IEC SC65E | 0112/2///61987#ABB206 - number of outputs | C00112 |  | 0112-2---61987#ABD106 | https://cdd.iec.ch/cdd/iec61987/iec61987.nsf/PropertiesAllVersions/0112-2---61987%23ABD106
0112/2///61987#ABD624 | 003 | 01 | 0112/2///61987#ABD624#003 | maximum allowable pressure drop of total system |  |  |  |  | highest pressure drop of a system that is allowed at the highest flow rate stated |  |  | bar |  |  | REAL_MEASURE_TYPE |  |  |  |  | NON_DEPENDENT_P_DET | [5 empty] | 0112/2///61987#ABD844 - Design conditions for valve body assembly | 0112/2///61987#ABA000 | 0112/2///62720#UAA323 - bar |  | 0112/2///61987#ABT524 - Pressure | Standard |  |  |  |  | - | C00004 |  | 0112-2---61987#ABD624 | https://cdd.iec.ch/cdd/iec61987/iec61987.nsf/PropertiesAllVersions/0112-2---61987%23ABD624
0112/2///61987#ABA606 | 005 | 01 | 0112/2///61987#ABA606#005 | type of protocol |  |  |  |  | classification of a protocol according to its specific designation | [5 empty] | ENUM_CODE_TYPE(0112/2///61987#ABJ781) |  |  |  |  | DEPENDENT_P_DET |  |  | 0112/2///61987#ABJ781 | 0112/2///61987#ABL158 - HART0112/2///61987#ABL159 - PROFIBUS PA0112/2///61987#ABL160 - PROFIBUS DP0112/2///61987#ABL161 - PROFINET0112/2///61987#ABL162 - FOUNDATION fieldbus H10112/2///61987#ABL163 - FOUNDATION fieldbus HSE0112/2///61987#ABL164 - MODBUS RTU0112/2///61987#ABL165 - MODBUS TCP0112/2///61987#ABL166 - EtherNet/IP0112/2///61987#ABL167 - Wireless HART0112/2///61987#ABL168 - ISA100 Wireless0112/2///61987#ABL169 - IO-Link0112/2///61987#ABL170 - OPC UA0112/2///61987#ABL171 - Bluetooth0112/2///61987#ABL172 - Zigbee0112/2///61987#ABI407 - others |  | 0112/2///61987#ABC162 - Communication protocol | 0112/2///61987#ABA000 |  |  |  | Standard |  |  |  | SC65E – IEC 61987 | 0112/2///61987#ABI406 - empty_property | C00091 |  | 0112-2---61987#ABA606 | https://cdd.iec.ch/cdd/iec61987/iec61987.nsf/PropertiesAllVersions/0112-2---61987%23ABA606
0112/2///61987#ABP098 | 001 | 01 | 0112/2///61987#ABP098#001 | assigned lower range-value of resistance |  |  |  |  | resistance value assigned to the lower range end-value of the input signal |  |  | Ω |  |  | REAL_MEASURE_TYPE |  |  |  |  | NON_DEPENDENT_P_DET | [5 empty] | 0112/2///61987#ABP068 - Resistor input [I/O module] | 0112/2///61987#ABA000 | 0112/2///62720#UAA017 - ohm |  | 0112/2///61987#ABT564 - Electrical resistance | Standard |  | IEC 61987 | IEC | IEC/SC 65E | - | C00128 | 001-01 (2023-01-23 14:53:52 by BATCH 00000807) standard | 0112-2---61987#ABP098 | https://cdd.iec.ch/cdd/iec61987/iec61987.nsf/PropertiesAllVersions/0112-2---61987%23ABP098
0112/2///61987#ABP234 | 001 | 01 | 0112/2///61987#ABP234#001 | reference to Frequency input [I/O module] |  |  |  |  | reference to block ABP030 | [5 empty] | CLASS_REFERENCE_TYPE(0112/2///61987#ABP030) 0112/2///61987#ABP030 - Frequency input [I/O module] |  |  |  |  | NON_DEPENDENT_P_DET | [5 empty] | 0112/2///61987#ABP044 - Input [I/O module] | 0112/2///61987#ABA000 |  |  |  | Standard |  | IEC 61987 | IEC | IEC/SC 65E | - | C00128 | 001-01 (2023-01-23 14:53:53 by BATCH 00000807) standard | 0112-2---61987#ABP234 | https://cdd.iec.ch/cdd/iec61987/iec61987.nsf/PropertiesAllVersions/0112-2---61987%23ABP234
0112/2///61987#ABF127 | 001 | 01 | 0112/2///61987#ABF127#001 | length of centering rod |  |  |  |  | length of a rod used to ensure a central position |  |  | mm |  |  | REAL_MEASURE_TYPE |  |  |  |  | NON_DEPENDENT_P_DET | [5 empty] | 0112/2///61987#ABF118 - Microwave probe | 0112/2///61987#ABA000 | 0112/2///62720#UAA862 - millimetre |  | 0112/2///61987#ABT548 - Length short | Standard |  | IEC 61987 | IEC | SC65E | - | C00018 | 001-01 (2018-03-28 07:27:04 by BATCH 00000762) standard | 0112-2---61987#ABF127 | https://cdd.iec.ch/cdd/iec61987/iec61987.nsf/PropertiesAllVersions/0112-2---61987%23ABF127
0112/2///61987#ABB794 | 001 | 03 | 0112/2///61987#ABB794#001 | non-repeatability of other variable |  |  |  |  | absolute degree of deviation between the results of successive measurements of another variable, carried out under the same conditions of measurement | [5 empty] | REAL_TYPE |  |  |  |  | NON_DEPENDENT_P_DET | [5 empty] | 0112/2///61987#ABC063 - Absolute performance for other variable0112/2///61987#ABP007 - Absolute performance for other variable [I/O module] | 0112/2///61987#ABA000 |  |  |  | Standard |  |  |  | SC65E – IEC 61987 | - | C00019 |  | 0112-2---61987#ABB794 | https://cdd.iec.ch/cdd/iec61987/iec61987.nsf/PropertiesAllVersions/0112-2---61987%23ABB794
0112/2///61987#ABD012 | 001 | 02 | 0112/2///61987#ABD012#001 | reference to Material of pressure gauge stem |  |  |  |  | reference to block ABC382 | [5 empty] | CLASS_REFERENCE_TYPE(0112/2///61987#ABC382) 0112/2///61987#ABC382 - Material of pressure gauge stem |  |  |  |  | NON_DEPENDENT_P_DET | [5 empty] | 0112/2///61987#ABC625 - Structural design of a differential pressure gauge0112/2///61987#ABC629 - Structural design of a pressure or differential pressure gauge | 0112/2///61987#ABA000 |  |  |  | Standard |  |  |  | SC65E – IEC 61987 | - | C00004 |  | 0112-2---61987#ABD012 | https://cdd.iec.ch/cdd/iec61987/iec61987.nsf/PropertiesAllVersions/0112-2---61987%23ABD012
0112/2///61987#ABB607 | 004 | 01 | 0112/2///61987#ABB607#004 | minimum supply voltage AC |  |  |  |  | lowest AC voltage with which the device can be supplied in order that it operates within its specification |  |  | V |  |  | REAL_MEASURE_TYPE |  |  |  |  | NON_DEPENDENT_P_DET | [5 empty] | 0112/2///61987#ABC218 - Electrical power input circuit | 0112/2///61987#ABA000 | 0112/2///62720#UAA296 - volt |  | 0112/2///61987#ABT506 - Voltage | Standard |  |  |  | SC65E – IEC 61987 | - | C00004 |  | 0112-2---61987#ABB607 | https://cdd.iec.ch/cdd/iec61987/iec61987.nsf/PropertiesAllVersions/0112-2---61987%23ABB607
0112/2///61987#ABU206 | 001 | 02 | 0112/2///61987#ABU206#001 | reference to Type of measured variable [3] |  |  |  |  | reference to block ABC662 |  | Id specified in IEC61987-12/-13: ABD305 |  |  |  | CLASS_REFERENCE_TYPE(0112/2///61987#ABC662) 0112/2///61987#ABC662 - Type of measured variable [3] |  |  |  |  | NON_DEPENDENT_P_DET | [5 empty] | 0112/2///61987#ABC409 - Measured variable [3] | 0112/2///61987#ABA000 |  |  |  | Standard |  |  |  | SC65E – IEC 61987 | - | C00004 |  | 0112-2---61987#ABU206 | https://cdd.iec.ch/cdd/iec61987/iec61987.nsf/PropertiesAllVersions/0112-2---61987%23ABU206
0112/2///61987#ABA240 | 007 | 01 | 0112/2///61987#ABA240#007 | details of marine type approval |  |  |  |  | if appropriate, details of a marine device type approval | e.g. approval number or code, classification etc. |  |  |  |  | STRING_TYPE |  |  |  |  | NON_DEPENDENT_P_DET | [5 empty] | 0112/2///61987#ABC336 - Marine type approval | 0112/2///61987#ABA000 |  |  |  | Standard |  |  |  | SC65E – IEC 61987 | - | C00018 |  | 0112-2---61987#ABA240 | https://cdd.iec.ch/cdd/iec61987/iec61987.nsf/PropertiesAllVersions/0112-2---61987%23ABA240
0112/2///61987#ABU385 | 001 | 02 | 0112/2///61987#ABU385#001 | reference to Assigned variable [5] |  |  |  |  | reference to block ABC122 |  | Id specified in IEC61987-12/-13: ABC752 |  |  |  | CLASS_REFERENCE_TYPE(0112/2///61987#ABC122) 0112/2///61987#ABC122 - Assigned variable [5] |  |  |  |  | NON_DEPENDENT_P_DET | [5 empty] | 0112/2///61987#ABC089 - Analog current output [4]0112/2///61987#ABC097 - Analog voltage output [3]0112/2///61987#ABC252 - Frequency output [3]0112/2///61987#ABC518 - Pneumatic/hydraulic output [3]0112/2///61987#ABD528 - Manufacturer-specific output [3] | 0112/2///61987#ABA000 |  |  |  | Standard |  |  |  | SC65E – IEC 61987 | - | C00004 |  | 0112-2---61987#ABU385 | https://cdd.iec.ch/cdd/iec61987/iec61987.nsf/PropertiesAllVersions/0112-2---61987%23ABU385
0112/2///61987#ABH585 | 001 | 01 | 0112/2///61987#ABH585#001 | value of level digital output |  |  |  |  | digital reading of a value representing a level variable |  |  | m |  |  | REAL_MEASURE_TYPE |  |  |  |  | NON_DEPENDENT_P_DET | [5 empty] | 0112/2///61987#ABH657 - Output values of level | 0112/2///61987#ABA000 | 0112/2///62720#UAA726 - metre |  | 0112/2///61987#ABT548 - Length short | Standard |  | IEC 61987 |  | SC65E – IEC 61987 | - | C00018 | 001-01 (2019-03-08 15:35:29 by BATCH 00000766) standard | 0112-2---61987#ABH585 | https://cdd.iec.ch/cdd/iec61987/iec61987.nsf/PropertiesAllVersions/0112-2---61987%23ABH585
0112/2///61987#ABI054 | 001 | 01 | 0112/2///61987#ABI054#001 | QV unit of measure |  |  |  |  | unit of measure assigned to the quaternary variable of a CPF 9 device | CPF 9 is the IEC 61784 acronym for HART. |  |  |  |  | INT_TYPE |  |  |  |  | NON_DEPENDENT_P_DET | [5 empty] | 0112/2///61987#ABH917 - HART common practice parameters | 0112/2///61987#ABA000 |  |  |  | Standard |  |  |  | SC65E – IEC 61987 | - | C00019 | 001-01 (2018-03-28 07:27:16 by BATCH 00000762) standard | 0112-2---61987#ABI054 | https://cdd.iec.ch/cdd/iec61987/iec61987.nsf/PropertiesAllVersions/0112-2---61987%23ABI054
0112/2///61987#ABV220 | 001 | 01 | 0112/2///61987#ABV220#001 | reference to Type of measured variable [17] |  |  |  |  | reference to block ABF989 | [5 empty] | CLASS_REFERENCE_TYPE(0112/2///61987#ABF989) 0112/2///61987#ABF989 - Type of measured variable [17] |  |  |  |  | NON_DEPENDENT_P_DET | [5 empty] | 0112/2///61987#ABF953 - Measured variable [17] | 0112/2///61987#ABA000 |  |  |  | Standard |  | IEC 61987 | IEC | SC65E | - | C00019 | 001-01 (2018-03-28 07:27:24 by BATCH 00000762) standard | 0112-2---61987#ABV220 | https://cdd.iec.ch/cdd/iec61987/iec61987.nsf/PropertiesAllVersions/0112-2---61987%23ABV220
0112/2///61987#ABH298 | 001 | 02 | 0112/2///61987#ABH298#001 | reference to Instrument nozzle |  |  |  |  | reference to block ABH167 | [5 empty] | CLASS_REFERENCE_TYPE(0112/2///61987#ABH167) 0112/2///61987#ABH167 - Instrument nozzle |  |  |  |  | DEPENDENT_P_DET | [5 empty] | 0112/2///61987#ABH159 - Level measurement instrument installation | 0112/2///61987#ABA000 |  |  |  | Standard |  | IEC 61987 | IEC | IEC SC65E | 0112/2///61987#ABH166 - number of instrument nozzles | C00112 |  | 0112-2---61987#ABH298 | https://cdd.iec.ch/cdd/iec61987/iec61987.nsf/PropertiesAllVersions/0112-2---61987%23ABH298
0112/2///61987#ABD500 | 001 | 02 | 0112/2///61987#ABD500#001 | reference to Reference process conditions [1] |  |  |  |  | reference to block ABD499 | [5 empty] | CLASS_REFERENCE_TYPE(0112/2///61987#ABD499) 0112/2///61987#ABD499 - Reference process conditions [1] |  |  |  |  | NON_DEPENDENT_P_DET | [5 empty] | 0112/2///61987#ABD484 - Reference conditions of the device [3] | 0112/2///61987#ABA000 |  |  |  | Standard |  |  |  | SC65E – IEC 61987 | - | C00004 |  | 0112-2---61987#ABD500 | https://cdd.iec.ch/cdd/iec61987/iec61987.nsf/PropertiesAllVersions/0112-2---61987%23ABD500
0112/2///61987#ABE661 | 001 | 01 | 0112/2///61987#ABE661#001 | reference to Process conditions for flow modification accessory |  |  |  |  | reference to block ABE660 | [5 empty] | CLASS_REFERENCE_TYPE(0112/2///61987#ABE660) 0112/2///61987#ABE660 - Process conditions for flow modification accessories |  |  |  |  | NON_DEPENDENT_P_DET | [5 empty] | 0112/2///61987#ABE662 - Process case [flow modification accessory] | 0112/2///61987#ABA000 |  |  |  | Standard |  |  |  |  | - | C00016 | 001-01 (2018-03-28 07:27:01 by BATCH 00000762) standard | 0112-2---61987#ABE661 | https://cdd.iec.ch/cdd/iec61987/iec61987.nsf/PropertiesAllVersions/0112-2---61987%23ABE661
0112/2///61987#ABF852 | 001 | 01 | 0112/2///61987#ABF852#001 | reference to Structural design of an ultrasonic density transmitter |  |  |  |  | reference to block ABF636 | [5 empty] | CLASS_REFERENCE_TYPE(0112/2///61987#ABF636) 0112/2///61987#ABF636 - Structural design of an ultrasonic density transmitter |  |  |  |  | NON_DEPENDENT_P_DET | [5 empty] | 0112/2///61987#ABG447 - Structural design [ultrasonic density transmitter] | 0112/2///61987#ABA000 |  |  |  | Standard |  | IEC 61987 | IEC | SC65E | - | C00017 | 001-01 (2018-03-28 07:27:10 by BATCH 00000762) standard | 0112-2---61987#ABF852 | https://cdd.iec.ch/cdd/iec61987/iec61987.nsf/PropertiesAllVersions/0112-2---61987%23ABF852
0112/2///61987#ABC011 | 001 | 03 | 0112/2///61987#ABC011#001 | number of connecting cables |  |  |  |  | @number of connecting cables |  | cardinality property |  |  |  | INT_TYPE |  |  |  |  | CONDITION_DET | [5 empty] | 0112/2///61987#ABC172 - Connection facility [1]0112/2///61987#ABC173 - Connection facility [2]0112/2///61987#ABF168 - Sonic probe0112/2///61987#ABF520 - Ultrasonic probe | 0112/2///61987#ABA000 |  |  |  | Standard |  |  |  | SC65E – IEC 61987 | - | C00004 |  | 0112-2---61987#ABC011 | https://cdd.iec.ch/cdd/iec61987/iec61987.nsf/PropertiesAllVersions/0112-2---61987%23ABC011
0112/2///61987#ABN978 | 001 | 01 | 0112/2///61987#ABN978#001 | fill fluid of measuring cell |  |  |  |  | fluid used to transfer pressure inside the sensing element of a pressure transmitter | [5 empty] | STRING_TYPE |  |  |  |  | NON_DEPENDENT_P_DET | [5 empty] | 0112/2///61987#ABC626 - Structural design of a differential pressure transmitter0112/2///61987#ABC641 - Structural design of an absolute or a gauge pressure transmitter | 0112/2///61987#ABA000 |  |  |  | Standard |  |  |  | SC65E – IEC 61987 | - | C0004 | 001-01 (2020-02-28 08:56:13 by BATCH 00000784) standard | 0112-2---61987#ABN978 | https://cdd.iec.ch/cdd/iec61987/iec61987.nsf/PropertiesAllVersions/0112-2---61987%23ABN978
0112/2///61987#ABA580 | 002 | 01 | 0112/2///61987#ABA580#002 | identification of process material |  |  |  |  | alphanumeric character sequence uniquely identifying a process material | [5 empty] | STRING_TYPE |  |  | IEC 62424 MOD |  | NON_DEPENDENT_P_DET | [5 empty] | 0112/2///61987#ABC469 - Other material properties0112/2///61987#ABD988 - Process conditions at the inlet0112/2///61987#ABD989 - Process conditions at the outlet | 0112/2///61987#ABA000 |  |  |  | Standard |  |  |  | SC65E – IEC 61987 | - | C00004 |  | 0112-2---61987#ABA580 | https://cdd.iec.ch/cdd/iec61987/iec61987.nsf/PropertiesAllVersions/0112-2---61987%23ABA580
0112/2///61987#ABE870 | 001 | 01 | 0112/2///61987#ABE870#001 | non-repeatability of point level |  |  |  |  | for a device, absolute degree of deviation between the results of successive measurements of limit, carried out under the same conditions of measurement |  |  | m |  |  | REAL_MEASURE_TYPE |  |  | IEV 311-06-06 (Repeatability), MOD |  | NON_DEPENDENT_P_DET | [5 empty] | 0112/2///61987#ABE866 - Absolute performance for point level | 0112/2///61987#ABA000 | 0112/2///62720#UAA726 - metre |  | 0112/2///61987#ABT548 - Length short | Standard |  | IEC 61987 | IEC | SC65E | - | C00018 | 001-01 (2018-03-28 07:27:02 by BATCH 00000762) standard | 0112-2---61987#ABE870 | https://cdd.iec.ch/cdd/iec61987/iec61987.nsf/PropertiesAllVersions/0112-2---61987%23ABE870
0112/2///61987#ABD716 | 001 | 04 | 0112/2///61987#ABD716#001 | storage time of opening percentage |  |  |  |  | time duration for which opening percentage values are stored within a device |  |  | y |  |  | REAL_MEASURE_TYPE |  |  |  |  | NON_DEPENDENT_P_DET | [5 empty] | 0112/2///61987#ABE034 - Structural design of a positioner | 0112/2///61987#ABA000 | 0112/2///62720#UAB026 - year |  | 0112/2///61987#ABT511 - Time/time duration long | Standard |  |  |  |  | - | C00004 |  | 0112-2---61987#ABD716 | https://cdd.iec.ch/cdd/iec61987/iec61987.nsf/PropertiesAllVersions/0112-2---61987%23ABD716
0112/2///61987#ABE200 | 001 | 02 | 0112/2///61987#ABE200#001 | reference to Normal environmental conditions [2] |  |  |  |  | reference to block ABD944 | [5 empty] | CLASS_REFERENCE_TYPE(0112/2///61987#ABD944) 0112/2///61987#ABD944 - Normal environmental conditions [2] |  |  |  |  | NON_DEPENDENT_P_DET | [5 empty] | 0112/2///61987#ABD867 - Environmental design ratings [2] | 0112/2///61987#ABA000 |  |  |  | Standard |  |  |  |  | - | C00004 |  | 0112-2---61987#ABE200 | https://cdd.iec.ch/cdd/iec61987/iec61987.nsf/PropertiesAllVersions/0112-2---61987%23ABE200
0112/2///61987#ABG949 | 001 | 01 | 0112/2///61987#ABG949#001 | reference to Mechanical and electrical construction [radiation thermometer] |  |  |  |  | reference to block ABG389 | [5 empty] | CLASS_REFERENCE_TYPE(0112/2///61987#ABG389) 0112/2///61987#ABG389 - Mechanical and electrical construction [radiation thermometer] |  |  |  |  | NON_DEPENDENT_P_DET | [5 empty] | 0112/2///61987#ABE761 - Device LOP for radiation thermometer | 0112/2///61987#ABA000 |  |  |  | Standard |  | IEC 61987 | IEC | SC65E | - | C00019 | 001-01 (2018-03-28 07:27:12 by BATCH 00000762) standard | 0112-2---61987#ABG949 | https://cdd.iec.ch/cdd/iec61987/iec61987.nsf/PropertiesAllVersions/0112-2---61987%23ABG949
0112/2///61987#ABU992 | 001 | 01 | 0112/2///61987#ABU992#001 | reference to Assigned mass range |  |  |  |  | reference to block ABE876 | [5 empty] | CLASS_REFERENCE_TYPE(0112/2///61987#ABE876) 0112/2///61987#ABE876 - Assigned mass range |  |  |  |  | DEPENDENT_P_DET | [5 empty] | 0112/2///61987#ABG089 - Assigned variable [9]0112/2///61987#ABG091 - Assigned variable [11]0112/2///61987#ABG097 - Assigned variable [17]0112/2///61987#ABH044 - Assigned variable [22]0112/2///61987#ABV037 - Assigned variable [18]0112/2///61987#ABV039 - Assigned variable [8] | 0112/2///61987#ABA000 |  |  |  | Standard |  | IEC 61987 | IEC | SC65E | 0112/2///61987#ABU948 - assigned variable type [8] | C00018 | 001-01 (2018-03-28 07:27:23 by BATCH 00000762) standard | 0112-2---61987#ABU992 | https://cdd.iec.ch/cdd/iec61987/iec61987.nsf/PropertiesAllVersions/0112-2---61987%23ABU992
0112/2///61987#ABA535 | 001 | 02 | 0112/2///61987#ABA535#001 | location of keypad |  |  |  |  | place on the HMI where a keypad is to be found | [5 empty] | STRING_TYPE |  |  |  |  | NON_DEPENDENT_P_DET | [5 empty] | 0112/2///61987#ABC311 - Keypad | 0112/2///61987#ABA000 |  |  |  | Standard |  |  |  | SC65E – IEC 61987 | - | C00004 |  | 0112-2---61987#ABA535 | https://cdd.iec.ch/cdd/iec61987/iec61987.nsf/PropertiesAllVersions/0112-2---61987%23ABA535
0112/2///61987#ABU523 | 001 | 02 | 0112/2///61987#ABU523#001 | reference to Device LOP for plug valve |  |  |  |  | reference to block ABE316 | [5 empty] | CLASS_REFERENCE_TYPE(0112/2///61987#ABE316) 0112/2///61987#ABE316 - Device LOP for plug valve |  |  |  |  | NON_DEPENDENT_P_DET | [5 empty] | 0112/2///61987#ABD351 - Plug valve | 0112/2///61987#ABA000 |  |  |  | Standard |  |  |  |  | - | C00004 |  | 0112-2---61987#ABU523 | https://cdd.iec.ch/cdd/iec61987/iec61987.nsf/PropertiesAllVersions/0112-2---61987%23ABU523
0112/2///61987#ABA946 | 004 | 02 | 0112/2///61987#ABA946#004 | actual density |  |  |  | Density | density measured under operating conditions |  | also used by Process Automation - Device Information Model (PA-DIM) | kg/m³ |  |  | REAL_MEASURE_TYPE |  |  |  |  | NON_DEPENDENT_P_DET | [5 empty] | 0112/2///61987#ABC103 - Aqueous phase0112/2///61987#ABC323 - Liquid phase0112/2///61987#ABC447 - Non-aqueous liquid phase0112/2///61987#ABC653 - Total fluid [pressure]0112/2///61987#ABC654 - Total fluid [flow]0112/2///61987#ABC679 - Gas/vapor phase [pressure]0112/2///61987#ABC680 - Gas/vapor phase [flow]0112/2///61987#ABD833 - Liquid phase [valves]0112/2///61987#ABD881 - Gas phase [valves]0112/2///61987#ABE045 - Vapor phase [valves]0112/2///61987#ABG455 - Total fluid [temperature]0112/2///61987#ABG456 - Total fluid [density]0112/2///61987#ABG459 - Aqueous phase [level]0112/2///61987#ABG460 - Aqueous phase [density]0112/2///61987#ABG461 - Non-aqueous liquid phase [level]0112/2///61987#ABG462 - Non-aqueous liquid phase [density]0112/2///61987#ABG463 - Gas/vapor phase [level]0112/2///61987#ABG464 - Gas/vapor phase [density]0112/2///61987#ABH067 - Intermediate phase [level]0112/2///61987#ABH190 - Foam phase [level]0112/2///61987#ABH326 - Total process material0112/2///61987#ABN687 - Specific density measurement variables | 0112/2///61987#ABA000 | 0112/2///62720#UAA619 - kilogram per metre cubed |  | 0112/2///61987#ABT573 - Density | Standard |  | IEC 61987 | IEC | IEC SC65E | - | C00112 |  | 0112-2---61987#ABA946 | https://cdd.iec.ch/cdd/iec61987/iec61987.nsf/PropertiesAllVersions/0112-2---61987%23ABA946
0112/2///61987#ABF430 | 001 | 01 | 0112/2///61987#ABF430#001 | type of displacer |  |  |  |  | classification of a displacer according to its mechanical design | [5 empty] | STRING_TYPE |  |  |  |  | NON_DEPENDENT_P_DET | [5 empty] | 0112/2///61987#ABF360 - Displacer0112/2///61987#ABF452 - Servo displacer | 0112/2///61987#ABA000 |  |  |  | Standard |  | IEC 61987 | IEC | SC65E | - | C00018 | 001-01 (2018-03-28 07:27:06 by BATCH 00000762) standard | 0112-2---61987#ABF430 | https://cdd.iec.ch/cdd/iec61987/iec61987.nsf/PropertiesAllVersions/0112-2---61987%23ABF430
0112/2///61987#ABF709 | 001 | 01 | 0112/2///61987#ABF709#001 | reference to Material of support bracket |  |  |  |  | reference to block ABF051 | [5 empty] | CLASS_REFERENCE_TYPE(0112/2///61987#ABF051) 0112/2///61987#ABF051 - Material of support bracket |  |  |  |  | NON_DEPENDENT_P_DET | [5 empty] | 0112/2///61987#ABF050 - Horizontal float switch | 0112/2///61987#ABA000 |  |  |  | Standard |  | IEC 61987 | IEC | SC65E | - | C00018 | 001-01 (2018-03-28 07:27:08 by BATCH 00000762) standard | 0112-2---61987#ABF709 | https://cdd.iec.ch/cdd/iec61987/iec61987.nsf/PropertiesAllVersions/0112-2---61987%23ABF709
0112/2///61987#ABP104 | 001 | 01 | 0112/2///61987#ABP104#001 | average influence of ambient temperature on power factor |  |  |  |  | change in output of a power factor measuring device caused by a change in ambient temperature with respect to reference conditions, expressed as the average error across the specified ambient temperature range |  |  | 1/K |  |  | REAL_MEASURE_TYPE |  |  |  |  | NON_DEPENDENT_P_DET | [5 empty] | 0112/2///61987#ABP039 - Influence of external quantities expressed for power factor [I/O module] | 0112/2///61987#ABA000 | 0112/2///62720#UAA193 - reciprocal kelvin or kelvin to the power minus one |  |  | Standard |  | IEC 61987 | IEC | IEC/SC 65E | - | C00128 | 001-01 (2023-01-23 14:53:52 by BATCH 00000807) standard | 0112-2---61987#ABP104 | https://cdd.iec.ch/cdd/iec61987/iec61987.nsf/PropertiesAllVersions/0112-2---61987%23ABP104
0112/2///61987#ABU281 | 001 | 04 | 0112/2///61987#ABU281#001 | reference to Binary relay output |  |  |  |  | reference to block ABC144 |  | Id specified in IEC61987-12/-13: ABC774 |  |  |  | CLASS_REFERENCE_TYPE(0112/2///61987#ABC144) 0112/2///61987#ABC144 - Binary relay output |  |  |  |  | DEPENDENT_P_DET | [5 empty] | 0112/2///61987#ABC666 - Type of output [3] | 0112/2///61987#ABA000 |  |  |  | Standard |  | IEC 61987 | IEC | IEC/SC 65E | 0112/2///61987#ABU273 - output type [3] | C00128 |  | 0112-2---61987#ABU281 | https://cdd.iec.ch/cdd/iec61987/iec61987.nsf/PropertiesAllVersions/0112-2---61987%23ABU281
0112/2///61987#ABH808 | 001 | 01 | 0112/2///61987#ABH808#001 | environmental condition class |  |  |  |  | alphanumeric character sequence identifying a standardized summary of permissible environmental conditions | [5 empty] | STRING_TYPE |  |  |  |  | NON_DEPENDENT_P_DET | [5 empty] | 0112/2///61987#ABH806 - Storage | 0112/2///61987#ABA000 |  |  |  | Standard |  |  |  | SC65E – IEC 61987 | - | C0018 | 001-01 (2019-03-08 15:35:30 by BATCH 00000766) standard | 0112-2---61987#ABH808 | https://cdd.iec.ch/cdd/iec61987/iec61987.nsf/PropertiesAllVersions/0112-2---61987%23ABH808
0112/2///61987#ABD020 | 001 | 02 | 0112/2///61987#ABD020#001 | reference to Material of sensor |  |  |  |  | reference to block ABC390 | [5 empty] | CLASS_REFERENCE_TYPE(0112/2///61987#ABC390) 0112/2///61987#ABC390 - Material of sensor |  |  |  |  | NON_DEPENDENT_P_DET | [5 empty] | 0112/2///61987#ABC590 - Sensor of a thermal mass flow transmitter | 0112/2///61987#ABA000 |  |  |  | Standard |  |  |  | SC65E – IEC 61987 | - | C00004 |  | 0112-2---61987#ABD020 | https://cdd.iec.ch/cdd/iec61987/iec61987.nsf/PropertiesAllVersions/0112-2---61987%23ABD020
0112/2///61987#ABB941 | 004 | 01 | 0112/2///61987#ABB941#004 | maximum fluid consumption |  |  |  |  | highest flow of fluid drawn by the pneumatic/hydraulic power supply, expressed as normalized volume flow at a given supply pressure |  |  | m³/h |  |  | REAL_MEASURE_TYPE |  |  |  |  | NON_DEPENDENT_P_DET | [5 empty] | 0112/2///61987#ABC520 - Pneumatic/hydraulic supply [2] | 0112/2///61987#ABA000 | 0112/2///62720#UAA763 - metre cubed per hour |  | 0112/2///61987#ABT504 - Volume flow rate | Standard |  |  |  | SC65E – IEC 61987 | - | C00004 |  | 0112-2---61987#ABB941 | https://cdd.iec.ch/cdd/iec61987/iec61987.nsf/PropertiesAllVersions/0112-2---61987%23ABB941
0112/2///61987#ABH038 | 001 | 01 | 0112/2///61987#ABH038#001 | reference to Process equipment [level] |  |  |  |  | reference to block ABG478 | [5 empty] | CLASS_REFERENCE_TYPE(0112/2///61987#ABG478) 0112/2///61987#ABG478 - Process equipment [level] |  |  |  |  | NON_DEPENDENT_P_DET | [5 empty] | 0112/2///61987#ABE727 - Operating LOP for level measuring equipment | 0112/2///61987#ABA000 |  |  |  | Standard |  | IEC 61987 | IEC | SC65E | - | C00018 | 001-01 (2018-03-28 07:27:13 by BATCH 00000762) standard | 0112-2---61987#ABH038 | https://cdd.iec.ch/cdd/iec61987/iec61987.nsf/PropertiesAllVersions/0112-2---61987%23ABH038
0112/2///61987#ABB225 | 001 | 04 | 0112/2///61987#ABB225#001 | accuracy of dynamic viscosity measuring instrument |  |  |  |  | quality which characterizes the ability of a dynamic viscosity measuring instrument to provide an indicated value close to a true value of the measurand under reference conditions | the accuracy is based on a statistical sample of test devices |  | mPa·s |  |  | REAL_MEASURE_TYPE |  |  | IEV 311-06-08 (modified) |  | NON_DEPENDENT_P_DET | [5 empty] | 0112/2///61987#ABC059 - Absolute performance for dynamic viscosity0112/2///61987#ABC071 - Accuracy for a subrange of dynamic viscosity | 0112/2///61987#ABA000 | 0112/2///62720#UAA797 - millipascal second |  | 0112/2///61987#ABT571 - Dynamic viscosity | Standard |  |  |  | SC65E – IEC 61987 | - | C00018 |  | 0112-2---61987#ABB225 | https://cdd.iec.ch/cdd/iec61987/iec61987.nsf/PropertiesAllVersions/0112-2---61987%23ABB225
0112/2///61987#ABF692 | 001 | 01 | 0112/2///61987#ABF692#001 | reference to Measuring range for mass |  |  |  |  | reference to block ABF002 | [5 empty] | CLASS_REFERENCE_TYPE(0112/2///61987#ABF002) 0112/2///61987#ABF002 - Measuring range for mass |  |  |  |  | NON_DEPENDENT_P_DET | [5 empty] | 0112/2///61987#ABE820 - Mass measurement | 0112/2///61987#ABA000 |  |  |  | Standard |  | IEC 61987 | IEC | SC65E | - | C00018 | 001-01 (2018-03-28 07:27:08 by BATCH 00000762) standard | 0112-2---61987#ABF692 | https://cdd.iec.ch/cdd/iec61987/iec61987.nsf/PropertiesAllVersions/0112-2---61987%23ABF692
0112/2///61987#ABI983 | 001 | 01 | 0112/2///61987#ABI983#001 | SENSOR_TYPE |  |  |  |  | parameter defined in manufacturer specific tables indicating the type of sensor connected to the technology block | [5 empty] | INT_TYPE |  |  |  |  | NON_DEPENDENT_P_DET | [5 empty] | 0112/2///61987#ABJ606 - SENSOR_DESCRIPTION0112/2///61987#ABJ613 - TEMPERATURE_SENSOR_DESCRIPTION | 0112/2///61987#ABA000 |  |  |  | Standard |  |  |  | SC65E – IEC 61987 | - | C00018 | 001-01 (2019-03-08 15:35:33 by BATCH 00000766) standard | 0112-2---61987#ABI983 | https://cdd.iec.ch/cdd/iec61987/iec61987.nsf/PropertiesAllVersions/0112-2---61987%23ABI983
0112/2///61987#ABF324 | 001 | 02 | 0112/2///61987#ABF324#001 | maximum outside diameter of insert/element |  |  |  |  | largest diameter of an insert that guarantees accommodation in a receptacle |  |  | mm |  |  | REAL_MEASURE_TYPE |  |  |  |  | NON_DEPENDENT_P_DET | [5 empty] | 0112/2///61987#ABF319 - Structural design of a thermowell | 0112/2///61987#ABA000 | 0112/2///62720#UAA862 - millimetre |  | 0112/2///61987#ABT548 - Length short | Standard |  | IEC 61987 | IEC | SC65E | - | C00019 |  | 0112-2---61987#ABF324 | https://cdd.iec.ch/cdd/iec61987/iec61987.nsf/PropertiesAllVersions/0112-2---61987%23ABF324
0112/2///61987#ABB928 | 004 | 01 | 0112/2///61987#ABB928#004 | number of restricted electrical parameters |  |  |  |  | @number of restricted electrical parameters |  | cardinality property |  |  |  | INT_TYPE |  |  |  |  | CONDITION_DET | [5 empty] | 0112/2///61987#ABC232 - Explosion protection design approval | 0112/2///61987#ABA000 |  |  |  | Standard |  |  |  | SC65E – IEC 61987 | - | C00004 |  | 0112-2---61987#ABB928 | https://cdd.iec.ch/cdd/iec61987/iec61987.nsf/PropertiesAllVersions/0112-2---61987%23ABB928
0112/2///61987#ABE209 | 001 | 05 | 0112/2///61987#ABE209#001 | reference to O-ring |  |  |  |  | reference to block ABD953 | [5 empty] | CLASS_REFERENCE_TYPE(0112/2///61987#ABD953) 0112/2///61987#ABD953 - O-ring |  |  |  |  | DEPENDENT_P_DET | [5 empty] | 0112/2///61987#ABE026 - Structural design of a ball valve0112/2///61987#ABE027 - Structural design of a butterfly valve0112/2///61987#ABE036 - Structural design of an eccentric plug valve | 0112/2///61987#ABA000 |  |  |  | Standard |  | IEC 61987 | IEC | IEC SC65E | 0112/2///61987#ABD671 - number of o-rings | C00112 |  | 0112-2---61987#ABE209 | https://cdd.iec.ch/cdd/iec61987/iec61987.nsf/PropertiesAllVersions/0112-2---61987%23ABE209
0112/2///61987#ABE646 | 002 | 01 | 0112/2///61987#ABE646#002 | switching function of solenoid valve |  |  |  |  | classification of a solenoid valve body according to the number of connection and positions | [5 empty] | ENUM_CODE_TYPE(0112/2///61987#ABL261) |  |  |  |  | DEPENDENT_P_DET |  |  | 0112/2///61987#ABL261 | 0112/2///61987#ABL770 - 3/20112/2///61987#ABL771 - 3/30112/2///61987#ABL772 - 5/20112/2///61987#ABL773 - 5/30112/2///61987#ABI407 - others |  | 0112/2///61987#ABE606 - Structural design of a solenoid valve0112/2///61987#ABP303 - Functional design of a solenoid valve [I/O module] | 0112/2///61987#ABA000 |  |  |  | Standard |  | IEC 61987 | IEC | SC65E | 0112/2///61987#ABI406 - empty_property | C00091 |  | 0112-2---61987#ABE646 | https://cdd.iec.ch/cdd/iec61987/iec61987.nsf/PropertiesAllVersions/0112-2---61987%23ABE646
0112/2///61987#ABN663 | 001 | 02 | 0112/2///61987#ABN663#001 | vibration amplitude at the bearing defect frequencies per g |  |  |  |  | amplitude of the oscillation envelope at the roller bearing defect frequencies after high pass filtering, expressed as acceleration in units of the acceleration of gravity g | The parameter for the high pass filtering and oscillation envelope are regularly defined by the user. |  |  |  |  | REAL_TYPE |  |  |  |  | NON_DEPENDENT_P_DET | [5 empty] | 0112/2///61987#ABN694 - Specific machine vibration measurement variables | 0112/2///61987#ABA000 |  |  |  | Standard |  | IEC 61987 | IEC | IEC SC65E | - | C00112 |  | 0112-2---61987#ABN663 | https://cdd.iec.ch/cdd/iec61987/iec61987.nsf/PropertiesAllVersions/0112-2---61987%23ABN663
0112/2///61987#ABB716 | 001 | 02 | 0112/2///61987#ABB716#001 | reference standard for maximum electromagnetic interference |  |  |  |  | standard to which a test for the influence of external electromagnetic interference refers | [5 empty] | STRING_TYPE |  |  |  |  | NON_DEPENDENT_P_DET | [5 empty] | 0112/2///61987#ABC275 - Influence of electromagnetic interference | 0112/2///61987#ABA000 |  |  |  | Standard |  |  |  | SC65E – IEC 61987 | - | C00004 |  | 0112-2---61987#ABB716 | https://cdd.iec.ch/cdd/iec61987/iec61987.nsf/PropertiesAllVersions/0112-2---61987%23ABB716
0112/2///61987#ABB059 | 003 | 01 | 0112/2///61987#ABB059#003 | maximum gas volume fraction |  |  |  |  | highest gas volume fraction for which a device is or should be designed to operate within its specified limits |  |  | % |  |  | REAL_MEASURE_TYPE |  |  |  |  | NON_DEPENDENT_P_DET | [5 empty] | 0112/2///61987#ABC451 - Normal process conditions [1]0112/2///61987#ABC455 - Normal process design conditions [2]0112/2///61987#ABG476 - Normal process design conditions [5]0112/2///61987#ABH462 - Normal process conditions [11]0112/2///61987#ABG346 - Normal process conditions [8]0112/2///61987#ABG343 - Normal process conditions [5]0112/2///61987#ABG344 - Normal process conditions [6]0112/2///61987#ABG347 - Normal process conditions [9] | 0112/2///61987#ABA000 | 0112/2///62720#UAA000 - percent |  | 0112/2///61987#ABT533 - Percentage | Standard |  |  |  | SC65E – IEC 61987 | - | C00004 |  | 0112-2---61987#ABB059 | https://cdd.iec.ch/cdd/iec61987/iec61987.nsf/PropertiesAllVersions/0112-2---61987%23ABB059
0112/2///61987#ABC856 | 003 | 01 | 0112/2///61987#ABC856#003 | reference to Process connection of trace heating system |  |  |  |  | reference to block ABC226 | [5 empty] | CLASS_REFERENCE_TYPE(0112/2///61987#ABC226) 0112/2///61987#ABC226 - Process connection of trace heating system |  |  |  |  | NON_DEPENDENT_P_DET | [5 empty] | 0112/2///61987#ABC042 - Trace heating system | 0112/2///61987#ABA000 |  |  |  | Standard |  |  |  | SC65E – IEC 61987 | - | C00004 |  | 0112-2---61987#ABC856 | https://cdd.iec.ch/cdd/iec61987/iec61987.nsf/PropertiesAllVersions/0112-2---61987%23ABC856
0112/2///61987#ABA933 | 001 | 04 | 0112/2///61987#ABA933#001 | connection voltage |  |  |  |  | voltage normally required to operate a device or component |  |  | V |  |  | REAL_MEASURE_TYPE |  |  |  |  | NON_DEPENDENT_P_DET | [5 empty] | 0112/2///61987#ABE039 - Trace heating system [2] | 0112/2///61987#ABA000 | 0112/2///62720#UAA296 - volt |  | 0112/2///61987#ABT506 - Voltage | Standard |  |  |  | SC65E – IEC 61987 | - | C00004 |  | 0112-2---61987#ABA933 | https://cdd.iec.ch/cdd/iec61987/iec61987.nsf/PropertiesAllVersions/0112-2---61987%23ABA933
0112/2///61987#ABD435 | 002 | 02 | 0112/2///61987#ABD435#002 | set span for flow velocity |  |  |  |  | difference between the upper and lower range value of flow velocity to which a flow velocity measurement instrument is adjusted |  |  | m/s |  |  | REAL_MEASURE_TYPE |  |  |  |  | NON_DEPENDENT_P_DET | [5 empty] | 0112/2///61987#ABD493 - Assigned flow velocity range | 0112/2///61987#ABA000 | 0112/2///62720#UAA733 - metre per second |  | 0112/2///61987#ABT509 - Velocity | Standard |  | IEC 61987 | IEC | IEC SC65E | - | C00112 |  | 0112-2---61987#ABD435 | https://cdd.iec.ch/cdd/iec61987/iec61987.nsf/PropertiesAllVersions/0112-2---61987%23ABD435
0112/2///61987#ABF819 | 001 | 02 | 0112/2///61987#ABF819#001 | reference to Detector |  |  |  |  | reference to block ABF467 | [5 empty] | CLASS_REFERENCE_TYPE(0112/2///61987#ABF467) 0112/2///61987#ABF467 - Detector |  |  |  |  | DEPENDENT_P_DET | [5 empty] | 0112/2///61987#ABF466 - Nuclear detector | 0112/2///61987#ABA000 |  |  |  | Standard |  | IEC 61987 | IEC | IEC SC65E | 0112/2///61987#ABF487 - number of detectors | C00112 |  | 0112-2---61987#ABF819 | https://cdd.iec.ch/cdd/iec61987/iec61987.nsf/PropertiesAllVersions/0112-2---61987%23ABF819
0112/2///61987#ABU681 | 001 | 01 | 0112/2///61987#ABU681#001 | reference to Absolute performance for density [2] |  |  |  |  | reference to block ABG318 | [5 empty] | CLASS_REFERENCE_TYPE(0112/2///61987#ABG318) 0112/2///61987#ABG318 - Absolute performance for density [2] |  |  |  |  | DEPENDENT_P_DET | [5 empty] | 0112/2///61987#ABG285 - Type of performance variable [19] | 0112/2///61987#ABA000 |  |  |  | Standard |  | IEC 61987 | IEC | SC65E | 0112/2///61987#ABU655 - performance variable type [19] | C00017 | 001-01 (2018-03-28 07:27:21 by BATCH 00000762) standard | 0112-2---61987#ABU681 | https://cdd.iec.ch/cdd/iec61987/iec61987.nsf/PropertiesAllVersions/0112-2---61987%23ABU681
0112/2///61987#ABB714 | 001 | 04 | 0112/2///61987#ABB714#001 | influence of electromagnetic interference on span |  |  |  |  | change in output caused by the presence of an electromagnetic influencing quantity |  |  | % |  |  | REAL_MEASURE_TYPE |  |  |  |  | NON_DEPENDENT_P_DET | [5 empty] | 0112/2///61987#ABC275 - Influence of electromagnetic interference | 0112/2///61987#ABA000 | 0112/2///62720#UAA000 - percent |  | 0112/2///61987#ABT533 - Percentage | Standard |  |  |  | SC65E – IEC 61987 | - | C00004 |  | 0112-2---61987#ABB714 | https://cdd.iec.ch/cdd/iec61987/iec61987.nsf/PropertiesAllVersions/0112-2---61987%23ABB714
0112/2///61987#ABD021 | 001 | 02 | 0112/2///61987#ABD021#001 | reference to Material of sensor head housing |  |  |  |  | reference to block ABC391 | [5 empty] | CLASS_REFERENCE_TYPE(0112/2///61987#ABC391) 0112/2///61987#ABC391 - Material of sensor head housing |  |  |  |  | NON_DEPENDENT_P_DET | [5 empty] | 0112/2///61987#ABC043 - Transducer of an ultrasonic flow transmitter0112/2///61987#ABC289 - Inline ultrasonic flowmeter0112/2///61987#ABC302 - Insertion ultrasonic flowmeter0112/2///61987#ABF640 - Inline ultrasonic density transmitter0112/2///61987#ABF642 - Insertion ultrasonic density transmitter0112/2///61987#ABF639 - Transducer of an ultrasonic density transmitter | 0112/2///61987#ABA000 |  |  |  | Standard |  |  |  | SC65E – IEC 61987 | - | C00004 |  | 0112-2---61987#ABD021 | https://cdd.iec.ch/cdd/iec61987/iec61987.nsf/PropertiesAllVersions/0112-2---61987%23ABD021
0112/2///61987#ABC895 | 005 | 02 | 0112/2///61987#ABC895#005 | reference to Hazardous area approval |  |  |  |  | reference to block ABC265 | [5 empty] | CLASS_REFERENCE_TYPE(0112/2///61987#ABC265) 0112/2///61987#ABC265 - Hazardous area approval |  |  |  |  | DEPENDENT_P_DET | [5 empty] | 0112/2///61987#ABC156 - Certificates and approvals0112/2///61987#ABD817 - Certificates and approvals [2]0112/2///61987#ABD818 - Certificates and approvals [3]0112/2///61987#ABE718 - Certificates and approvals [4]0112/2///61987#ABE720 - Certificates and approvals [5] | 0112/2///61987#ABA000 |  |  |  | Standard |  | IEC 61987 | IEC | IEC SC65E | 0112/2///61987#ABA230 - number of hazardous area approvals | C00112 |  | 0112-2---61987#ABC895 | https://cdd.iec.ch/cdd/iec61987/iec61987.nsf/PropertiesAllVersions/0112-2---61987%23ABC895
0112/2///61987#ABH154 | 002 | 01 | 0112/2///61987#ABH154#002 | shape of process equipment |  |  |  |  | geometrical form of the body of the process equipment | [5 empty] | ENUM_CODE_TYPE(0112/2///61987#ABL351) |  |  |  |  | DEPENDENT_P_DET |  |  | 0112/2///61987#ABL351 | 0112/2///61987#ABM109 - cylindrical0112/2///61987#ABM108 - spherical0112/2///61987#ABM132 - elliptical0112/2///61987#ABI407 - others |  | 0112/2///61987#ABH091 - Overall construction | 0112/2///61987#ABA000 |  |  |  | Standard |  | IEC 61987 | IEC | SC65E | 0112/2///61987#ABI406 - empty_property | C00091 |  | 0112-2---61987#ABH154 | https://cdd.iec.ch/cdd/iec61987/iec61987.nsf/PropertiesAllVersions/0112-2---61987%23ABH154
0112/2///61987#ABD289 | 001 | 02 | 0112/2///61987#ABD289#001 | reference to Transmitter body [4] |  |  |  |  | reference to block ABC047 | [5 empty] | CLASS_REFERENCE_TYPE(0112/2///61987#ABC047) 0112/2///61987#ABC047 - Transmitter body [4] |  |  |  |  | NON_DEPENDENT_P_DET | [5 empty] | 0112/2///61987#ABC623 - Structural design [remote seal] | 0112/2///61987#ABA000 |  |  |  | Standard |  |  |  | SC65E – IEC 61987 | - | C00004 |  | 0112-2---61987#ABD289 | https://cdd.iec.ch/cdd/iec61987/iec61987.nsf/PropertiesAllVersions/0112-2---61987%23ABD289
0112/2///61987#ABH745 | 001 | 02 | 0112/2///61987#ABH745#001 | reference to Calibration point of concentration |  |  |  |  | reference to block ABH633 | [5 empty] | CLASS_REFERENCE_TYPE(0112/2///61987#ABH633) 0112/2///61987#ABH633 - Calibration point of concentration |  |  |  |  | DEPENDENT_P_DET | [5 empty] | 0112/2///61987#ABH615 - Calibration of concentration | 0112/2///61987#ABA000 |  |  |  | Standard |  | IEC 61987 | IEC | IEC SC65E | 0112/2///61987#ABH594 - number of calibration points | C00112 |  | 0112-2---61987#ABH745 | https://cdd.iec.ch/cdd/iec61987/iec61987.nsf/PropertiesAllVersions/0112-2---61987%23ABH745
0112/2///61987#ABA065 | 005 | 01 | 0112/2///61987#ABA065#005 | reverse polarity protection |  |  |  |  | provision of protection within a device against wiring mix-ups | [5 empty] | ENUM_CODE_TYPE(0112/2///61987#ABJ765) |  |  |  |  | DEPENDENT_P_DET |  |  | 0112/2///61987#ABJ765 | 0112/2///61987#ABL014 - no0112/2///61987#ABL015 - yes0112/2///61987#ABI407 - others |  | 0112/2///61987#ABC321 - Line monitoring0112/2///61987#ABC218 - Electrical power input circuit | 0112/2///61987#ABA000 |  |  |  | Standard |  |  |  | SC65E – IEC 61987 | 0112/2///61987#ABI406 - empty_property | C00091 |  | 0112-2---61987#ABA065 | https://cdd.iec.ch/cdd/iec61987/iec61987.nsf/PropertiesAllVersions/0112-2---61987%23ABA065
0112/2///61987#ABE673 | 001 | 02 | 0112/2///61987#ABE673#001 | reference to Auxiliary input [18] |  |  |  |  | reference to block ABE672 | [5 empty] | CLASS_REFERENCE_TYPE(0112/2///61987#ABE672) 0112/2///61987#ABE672 - Auxiliary input [18] |  |  |  |  | DEPENDENT_P_DET | [5 empty] | 0112/2///61987#ABE563 - Input [12] | 0112/2///61987#ABA000 |  |  |  | Standard |  | IEC 61987 | IEC | IEC SC65E | 0112/2///61987#ABA340 - number of auxiliary inputs | C00112 |  | 0112-2---61987#ABE673 | https://cdd.iec.ch/cdd/iec61987/iec61987.nsf/PropertiesAllVersions/0112-2---61987%23ABE673
0112/2///61987#ABF579 | 002 | 01 | 0112/2///61987#ABF579#002 | reference base for average influence of dynamic viscosity |  |  |  |  | basis for stating an average percentage influence of dynamic viscosity | [5 empty] | ENUM_CODE_TYPE(0112/2///61987#ABJ764) |  |  |  |  | DEPENDENT_P_DET |  |  | 0112/2///61987#ABJ764 | 0112/2///61987#ABL009 - relative to calibrated span0112/2///61987#ABL010 - relative to full scale0112/2///61987#ABL011 - relative to measured value0112/2///61987#ABL012 - relative to measuring upper range-limit0112/2///61987#ABL013 - relative to span0112/2///61987#ABI407 - others |  | 0112/2///61987#ABG314 - Influence of external quantities expressed as a percentage [4] | 0112/2///61987#ABA000 |  |  |  | Standard |  | IEC 61987 | IEC | SC65E | 0112/2///61987#ABI406 - empty_property | C00091 |  | 0112-2---61987#ABF579 | https://cdd.iec.ch/cdd/iec61987/iec61987.nsf/PropertiesAllVersions/0112-2---61987%23ABF579
0112/2///61987#ABA089 | 007 | 01 | 0112/2///61987#ABA089#007 | negative environmental conditions |  |  |  |  | environmental conditions that could impair the proper functioning of the device to which the device is or should be designed | [5 empty] | STRING_TYPE |  |  |  |  | NON_DEPENDENT_P_DET | [5 empty] | 0112/2///61987#ABC450 - Normal environmental design conditions0112/2///61987#ABD944 - Normal environmental conditions [2]0112/2///61987#ABD945 - Normal environmental design conditions [3]0112/2///61987#ABD946 - Normal environmental design conditions [2]0112/2///61987#ABE371 - Normal environmental conditions [3]0112/2///61987#ABE588 - Normal environmental conditions [5]0112/2///61987#ABC449 - Normal environmental conditions | 0112/2///61987#ABA000 |  |  |  | Standard |  |  |  | SC65E – IEC 61987 | - | C00004 |  | 0112-2---61987#ABA089 | https://cdd.iec.ch/cdd/iec61987/iec61987.nsf/PropertiesAllVersions/0112-2---61987%23ABA089
0112/2///61987#ABH825 | 001 | 01 | 0112/2///61987#ABH825#001 | storage regulations |  |  |  |  | national or regional applicable standards or guides concerning health and safety applicable during storage of a specific product type | special directives, guidelines, requirements etc may apply requesting precautionary measures for the storage of specific object types, e.g. lithium batteries |  |  |  |  | STRING_TYPE |  |  |  |  | NON_DEPENDENT_P_DET | [5 empty] | 0112/2///61987#ABH806 - Storage | 0112/2///61987#ABA000 |  |  |  | Standard |  |  |  | SC65E – IEC 61987 | - | C0018 | 001-01 (2019-03-08 15:35:31 by BATCH 00000766) standard | 0112-2---61987#ABH825 | https://cdd.iec.ch/cdd/iec61987/iec61987.nsf/PropertiesAllVersions/0112-2---61987%23ABH825
0112/2///61987#ABG929 | 001 | 01 | 0112/2///61987#ABG929#001 | reference to Mechanical and electrical construction [nuclear level transmitter/switch] |  |  |  |  | reference to block ABG369 | [5 empty] | CLASS_REFERENCE_TYPE(0112/2///61987#ABG369) 0112/2///61987#ABG369 - Mechanical and electrical construction [nuclear level transmitter/switch] |  |  |  |  | NON_DEPENDENT_P_DET | [5 empty] | 0112/2///61987#ABE746 - Device LOP for nuclear level transmitter/switch | 0112/2///61987#ABA000 |  |  |  | Standard |  | IEC 61987 | IEC | SC65E | - | C00018 | 001-01 (2018-03-28 07:27:12 by BATCH 00000762) standard | 0112-2---61987#ABG929 | https://cdd.iec.ch/cdd/iec61987/iec61987.nsf/PropertiesAllVersions/0112-2---61987%23ABG929
0112/2///61987#ABF138 | 001 | 01 | 0112/2///61987#ABF138#001 | length of probe |  |  |  |  | length of a probe, including the bottom weight where applicable, measured from the bottom of the process connection |  |  | m |  |  | REAL_MEASURE_TYPE |  |  |  |  | NON_DEPENDENT_P_DET | [5 empty] | 0112/2///61987#ABF136 - Structural design of a capacitance level transmitter/switch0112/2///61987#ABF155 - Single electrode probe0112/2///61987#ABF157 - Measuring/grounding probe0112/2///61987#ABF185 - Vibration probe0112/2///61987#ABF520 - Ultrasonic probe | 0112/2///61987#ABA000 | 0112/2///62720#UAA726 - metre |  | 0112/2///61987#ABT548 - Length short | Standard |  | IEC 61987 | IEC | SC65E | - | C00018 | 001-01 (2018-03-28 07:27:04 by BATCH 00000762) standard | 0112-2---61987#ABF138 | https://cdd.iec.ch/cdd/iec61987/iec61987.nsf/PropertiesAllVersions/0112-2---61987%23ABF138
0112/2///61987#ABD433 | 001 | 04 | 0112/2///61987#ABD433#001 | lower range-value of flow velocity | lower range-value |  |  |  | flow velocity value assigned to the lower range end-value of the input or output signal |  |  | m/s |  |  | REAL_MEASURE_TYPE |  |  |  |  | NON_DEPENDENT_P_DET | [5 empty] | 0112/2///61987#ABD493 - Assigned flow velocity range | 0112/2///61987#ABA000 | 0112/2///62720#UAA733 - metre per second |  | 0112/2///61987#ABT509 - Velocity | Standard |  |  |  | SC65E – IEC 61987 | - | C00004 |  | 0112-2---61987#ABD433 | https://cdd.iec.ch/cdd/iec61987/iec61987.nsf/PropertiesAllVersions/0112-2---61987%23ABD433
0112/2///61987#ABA178 | 006 | 01 | 0112/2///61987#ABA178#006 | style of transmitter |  |  |  |  | classification of a transmitter, totalizer or indicator according to its arrangement with respect to the device body | [5 empty] | ENUM_CODE_TYPE(0112/2///61987#ABL473) |  |  |  |  | DEPENDENT_P_DET |  |  | 0112/2///61987#ABL473 | 0112/2///61987#ABM546 - integrated within device0112/2///61987#ABM192 - separate0112/2///61987#ABL233 - remote0112/2///61987#ABI407 - others |  | 0112/2///61987#ABC048 - Transmitter housing [1]0112/2///61987#ABC049 - Transmitter housing [2]0112/2///61987#ABE040 - Transmitter housing [3]0112/2///61987#ABE607 - Solenoid valve housing | 0112/2///61987#ABA000 |  |  |  | Standard |  |  |  | SC65E – IEC 61987 | 0112/2///61987#ABI406 - empty_property | C00091 |  | 0112-2---61987#ABA178 | https://cdd.iec.ch/cdd/iec61987/iec61987.nsf/PropertiesAllVersions/0112-2---61987%23ABA178
0112/2///61987#ABH389 | 001 | 01 | 0112/2///61987#ABH389#001 | type of extension |  |  |  |  | classification of an extension according to its constructional design | [5 empty] | STRING_TYPE |  |  |  |  | NON_DEPENDENT_P_DET | [5 empty] | 0112/2///61987#ABF378 - Structural design of a thermowell extension | 0112/2///61987#ABA000 |  |  |  | Standard |  |  |  | SC65E – IEC 61987 | - | C0018 | 001-01 (2018-03-28 07:27:15 by BATCH 00000762) standard | 0112-2---61987#ABH389 | https://cdd.iec.ch/cdd/iec61987/iec61987.nsf/PropertiesAllVersions/0112-2---61987%23ABH389
0112/2///61987#ABH520 | 001 | 01 | 0112/2///61987#ABH520#001 | type of step response test |  |  |  |  | classification of the step response test according to the kind of realization | [5 empty] | STRING_TYPE |  |  |  |  | NON_DEPENDENT_P_DET | [5 empty] | 0112/2///61987#ABD963 - Parameters of positioner | 0112/2///61987#ABA000 |  |  |  | Standard |  | IEC 61987 |  | SC65E – IEC 61987 | - | C00018 | 001-01 (2018-03-28 07:27:16 by BATCH 00000762) standard | 0112-2---61987#ABH520 | https://cdd.iec.ch/cdd/iec61987/iec61987.nsf/PropertiesAllVersions/0112-2---61987%23ABH520
0112/2///61987#ABU965 | 001 | 01 | 0112/2///61987#ABU965#001 | reference to Analog current input [4] |  |  |  |  | reference to block ABG083 | [5 empty] | CLASS_REFERENCE_TYPE(0112/2///61987#ABG083) 0112/2///61987#ABG083 - Analog current input [4] |  |  |  |  | DEPENDENT_P_DET | [5 empty] | 0112/2///61987#ABG061 - Type of auxiliary input [12]0112/2///61987#ABG062 - Type of auxiliary input [13]0112/2///61987#ABG063 - Type of auxiliary input [14]0112/2///61987#ABG064 - Type of auxiliary input [15]0112/2///61987#ABG071 - Type of auxiliary input [22] | 0112/2///61987#ABA000 |  |  |  | Standard |  | IEC 61987 | IEC | SC65E | 0112/2///61987#ABU942 - auxiliary input type [14] | C00018 | 001-01 (2018-03-28 07:27:23 by BATCH 00000762) standard | 0112-2---61987#ABU965 | https://cdd.iec.ch/cdd/iec61987/iec61987.nsf/PropertiesAllVersions/0112-2---61987%23ABU965
0112/2///61987#ABC782 | 005 | 01 | 0112/2///61987#ABC782#005 | reference to Calibration certificate |  |  |  |  | reference to block ABC152 | [5 empty] | CLASS_REFERENCE_TYPE(0112/2///61987#ABC152) 0112/2///61987#ABC152 - Calibration certificate |  |  |  |  | NON_DEPENDENT_P_DET | [5 empty] | 0112/2///61987#ABC156 - Certificates and approvals0112/2///61987#ABD817 - Certificates and approvals [2]0112/2///61987#ABD818 - Certificates and approvals [3]0112/2///61987#ABE718 - Certificates and approvals [4] | 0112/2///61987#ABA000 |  |  |  | Standard |  |  |  | SC65E – IEC 61987 | - | C00004 |  | 0112-2---61987#ABC782 | https://cdd.iec.ch/cdd/iec61987/iec61987.nsf/PropertiesAllVersions/0112-2---61987%23ABC782
0112/2///61987#ABA175 | 002 | 01 | 0112/2///61987#ABA175#002 | installation of cable |  |  |  |  | indication of whether the cable is ready mounted or should be installed by the user | [5 empty] | ENUM_CODE_TYPE(0112/2///61987#ABL410) |  |  |  |  | DEPENDENT_P_DET |  |  | 0112/2///61987#ABL410 | 0112/2///61987#ABL153 - fixed0112/2///61987#ABM331 - user installation0112/2///61987#ABI407 - others |  | 0112/2///61987#ABC170 - Connecting cable | 0112/2///61987#ABA000 |  |  |  | Standard |  |  |  | SC65E – IEC 61987 | 0112/2///61987#ABI406 - empty_property | C00091 |  | 0112-2---61987#ABA175 | https://cdd.iec.ch/cdd/iec61987/iec61987.nsf/PropertiesAllVersions/0112-2---61987%23ABA175
0112/2///61987#ABD725 | 002 | 01 | 0112/2///61987#ABD725#002 | style of pneumatic actuator |  |  |  |  | classification of a pneumatic actuator according how the working fluid acts on the diaphragm or piston | [5 empty] | ENUM_CODE_TYPE(0112/2///61987#ABL378) |  |  |  |  | DEPENDENT_P_DET |  |  | 0112/2///61987#ABL378 | 0112/2///61987#ABL244 - double acting0112/2///61987#ABL243 - single acting0112/2///61987#ABM231 - air spring0112/2///61987#ABI407 - others |  | 0112/2///61987#ABE032 - Structural design of a pneumatic linear actuator0112/2///61987#ABE033 - Structural design of a pneumatic rotary actuator | 0112/2///61987#ABA000 |  |  |  | Standard |  |  |  |  | 0112/2///61987#ABI406 - empty_property | C00091 |  | 0112-2---61987#ABD725 | https://cdd.iec.ch/cdd/iec61987/iec61987.nsf/PropertiesAllVersions/0112-2---61987%23ABD725
0112/2///61987#ABE548 | 001 | 01 | 0112/2///61987#ABE548#001 | reference to Structural design [restriction orifice/diffuser] |  |  |  |  | reference to block ABE613 | [5 empty] | CLASS_REFERENCE_TYPE(0112/2///61987#ABE613) 0112/2///61987#ABE613 - Structural design [restriction orifice/diffuser] |  |  |  |  | NON_DEPENDENT_P_DET | [5 empty] | 0112/2///61987#ABE612 - Mechanical and electrical construction [restriction orifice/diffuser] | 0112/2///61987#ABA000 |  |  |  | Standard |  | IEC 61987 | IEC | SC65E | - | C00016 | 001-01 (2018-03-28 07:27:01 by BATCH 00000762) standard | 0112-2---61987#ABE548 | https://cdd.iec.ch/cdd/iec61987/iec61987.nsf/PropertiesAllVersions/0112-2---61987%23ABE548
0112/2///61987#ABN708 | 001 | 02 | 0112/2///61987#ABN708#001 | weighted sound pressure level A |  |  |  |  | logarithm of the ratio of a given sound pressure to the reference sound pressure of 20 μPa, the sound pressure being obtained with the standard frequency weighting A | The weighting is given in IEC 651 (1979). |  | dB |  |  | REAL_MEASURE_TYPE |  |  | IEV 801-22-14 MOD |  | NON_DEPENDENT_P_DET | [5 empty] | 0112/2///61987#ABN690 - Specific environmental measurement variables | 0112/2///61987#ABA000 | 0112/2///62720#UAA409 - decibel |  |  | Standard |  | IEC 61987 | IEC | IEC SC65E | - | C00112 |  | 0112-2---61987#ABN708 | https://cdd.iec.ch/cdd/iec61987/iec61987.nsf/PropertiesAllVersions/0112-2---61987%23ABN708
0112/2///61987#ABD070 | 001 | 02 | 0112/2///61987#ABD070#001 | reference to Mechanical and electrical construction [absolute/gauge pressure gauge] |  |  |  |  | reference to block ABC440 | [5 empty] | CLASS_REFERENCE_TYPE(0112/2///61987#ABC440) 0112/2///61987#ABC440 - Mechanical and electrical construction [absolute/gauge pressure gauge] |  |  |  |  | NON_DEPENDENT_P_DET | [5 empty] | 0112/2///61987#ABA032 - Device LOP for absolute/gauge pressure gauge | 0112/2///61987#ABA000 |  |  |  | Standard |  |  |  | SC65E – IEC 61987 | - | C00004 |  | 0112-2---61987#ABD070 | https://cdd.iec.ch/cdd/iec61987/iec61987.nsf/PropertiesAllVersions/0112-2---61987%23ABD070
0112/2///61987#ABD336 | 004 | 01 | 0112/2///61987#ABD336#004 | maximum allowable temperature |  |  |  |  | highest temperature for which the equipment is designed, as specified by the manufacturer |  |  | °C |  |  | REAL_MEASURE_TYPE |  |  | ISO 4126 MOD |  | NON_DEPENDENT_P_DET | [5 empty] | 0112/2///61987#ABC532 - Pressure-temperature design conditions0112/2///61987#ABC533 - Pressure-temperature design ratings0112/2///61987#ABE585 - Pressure-temperature design ratings [3]0112/2///61987#ABG477 - Pressure-temperature design conditions [temperature] | 0112/2///61987#ABA000 | 0112/2///62720#UAA033 - degree Celsius |  | 0112/2///61987#ABT514 - Temperature | Standard |  |  |  | SC65E – IEC 61987 | - | C00004 |  | 0112-2---61987#ABD336 | https://cdd.iec.ch/cdd/iec61987/iec61987.nsf/PropertiesAllVersions/0112-2---61987%23ABD336
0112/2///61987#ABG990 | 001 | 01 | 0112/2///61987#ABG990#001 | reference to Structural design [window] |  |  |  |  | reference to block ABG430 | [5 empty] | CLASS_REFERENCE_TYPE(0112/2///61987#ABG430) 0112/2///61987#ABG430 - Structural design [window] |  |  |  |  | NON_DEPENDENT_P_DET | [5 empty] | 0112/2///61987#ABG385 - Mechanical and electrical construction [window] | 0112/2///61987#ABA000 |  |  |  | Standard |  | IEC 61987 | IEC | SC65E | - | C00018 | 001-01 (2018-03-28 07:27:12 by BATCH 00000762) standard | 0112-2---61987#ABG990 | https://cdd.iec.ch/cdd/iec61987/iec61987.nsf/PropertiesAllVersions/0112-2---61987%23ABG990
0112/2///61987#ABH598 | 002 | 01 | 0112/2///61987#ABH598#002 | configurability of value replacement |  |  |  |  | values to which an output of a device can be forced on detection of an trip condition | [5 empty] | ENUM_CODE_TYPE(0112/2///61987#ABL706) |  |  |  |  | DEPENDENT_P_DET |  |  | 0112/2///61987#ABL706 | 0112/2///61987#ABN405 - zero0112/2///61987#ABN406 - last valid value0112/2///61987#ABN407 - set value0112/2///61987#ABI407 - others |  | 0112/2///61987#ABH596 - Replacement of values | 0112/2///61987#ABA000 |  |  |  | Standard |  | IEC 61987 |  | SC65E – IEC 61987 | 0112/2///61987#ABI406 - empty_property | C00091 |  | 0112-2---61987#ABH598 | https://cdd.iec.ch/cdd/iec61987/iec61987.nsf/PropertiesAllVersions/0112-2---61987%23ABH598
0112/2///61987#ABU425 | 001 | 02 | 0112/2///61987#ABU425#001 | reference to Device LOP for differential pressure gauge |  |  |  |  | reference to block ABA034 | [5 empty] | CLASS_REFERENCE_TYPE(0112/2///61987#ABA034) 0112/2///61987#ABA034 - Device LOP for differential pressure gauge |  |  |  |  | NON_DEPENDENT_P_DET | [5 empty] | 0112/2///61987#ABA655 - Differential pressure gauge | 0112/2///61987#ABA000 |  |  |  | Standard |  |  |  | SC65E – IEC 61987 | - | C00004 |  | 0112-2---61987#ABU425 | https://cdd.iec.ch/cdd/iec61987/iec61987.nsf/PropertiesAllVersions/0112-2---61987%23ABU425
0112/2///61987#ABF774 | 001 | 01 | 0112/2///61987#ABF774#001 | reference to Structural design of a thermowell |  |  |  |  | reference to block ABF319 | [5 empty] | CLASS_REFERENCE_TYPE(0112/2///61987#ABF319) 0112/2///61987#ABF319 - Structural design of a thermowell |  |  |  |  | NON_DEPENDENT_P_DET | [5 empty] | 0112/2///61987#ABG433 - Structural design [contact temperature transmitter]0112/2///61987#ABG436 - Structural design [insert/element]0112/2///61987#ABG439 - Structural design [thermowell]0112/2///61987#ABG440 - Structural design [temperature gauge] | 0112/2///61987#ABA000 |  |  |  | Standard |  | IEC 61987 | IEC | SC65E | - | C00019 | 001-01 (2018-03-28 07:27:09 by BATCH 00000762) standard | 0112-2---61987#ABF774 | https://cdd.iec.ch/cdd/iec61987/iec61987.nsf/PropertiesAllVersions/0112-2---61987%23ABF774
0112/2///61987#ABF007 | 001 | 01 | 0112/2///61987#ABF007#001 | maximum influence of density on point level |  |  |  |  | change in output of a point level measuring device caused by a change in process density with respect to reference conditions, expressed as the maximum error across the specified process density range |  |  | mm |  |  | REAL_MEASURE_TYPE |  |  |  |  | NON_DEPENDENT_P_DET | [5 empty] | 0112/2///61987#ABE984 - Influence of external quantities expressed for point level | 0112/2///61987#ABA000 | 0112/2///62720#UAA862 - millimetre |  | 0112/2///61987#ABT548 - Length short | Standard |  | IEC 61987 | IEC | SC65E | - | C00018 | 001-01 (2018-03-28 07:27:03 by BATCH 00000762) standard | 0112-2---61987#ABF007 | https://cdd.iec.ch/cdd/iec61987/iec61987.nsf/PropertiesAllVersions/0112-2---61987%23ABF007
0112/2///61987#ABB079 | 003 | 01 | 0112/2///61987#ABB079#003 | time constant |  |  |  |  | time required to complete 63.2% of the total rise or decay of the output of a first-order linear system, initiated by a step or an impulse to the input |  |  | s |  |  | REAL_MEASURE_TYPE |  |  | IEC 61298-2 |  | NON_DEPENDENT_P_DET | [5 empty] | 0112/2///61987#ABD971 - Performance [12]0112/2///61987#ABD973 - Performance [10]0112/2///61987#ABE398 - Dynamic behaviour [2]0112/2///61987#ABE582 - Performance [13]0112/2///61987#ABG316 - Dynamic behaviour [4]0112/2///61987#ABG317 - Dynamic behaviour [5]0112/2///61987#ABC210 - Dynamic behaviour | 0112/2///61987#ABA000 | 0112/2///62720#UAA972 - second |  | 0112/2///61987#ABT510 - Time/time duration short | Standard |  |  |  | SC65E – IEC 61987 | - | C00004 |  | 0112-2---61987#ABB079 | https://cdd.iec.ch/cdd/iec61987/iec61987.nsf/PropertiesAllVersions/0112-2---61987%23ABB079
0112/2///61987#ABA431 | 001 | 04 | 0112/2///61987#ABA431#001 | pulse value of normalized volume |  |  |  |  | normalized volume assigned to one pulse |  |  | l |  |  | REAL_MEASURE_TYPE |  |  |  |  | NON_DEPENDENT_P_DET | [5 empty] | 0112/2///61987#ABC112 - Assigned normalized volume pulse value | 0112/2///61987#ABA000 | 0112/2///62720#UAA649 - litre |  | 0112/2///61987#ABT505 - Volume | Standard |  |  |  | SC65E – IEC 61987 | - | C00004 |  | 0112-2---61987#ABA431 | https://cdd.iec.ch/cdd/iec61987/iec61987.nsf/PropertiesAllVersions/0112-2---61987%23ABA431
0112/2///61987#ABF056 | 001 | 01 | 0112/2///61987#ABF056#001 | type of resistance measurement |  |  |  |  | classification of a resistance measurement according to the output quantity | [5 empty] | STRING_TYPE |  |  |  |  | NON_DEPENDENT_P_DET | [5 empty] | 0112/2///61987#ABF054 - Resistance measurement | 0112/2///61987#ABA000 |  |  |  | Standard |  | IEC 61987 | IEC | SC65E | - | C00019 | 001-01 (2018-03-28 07:27:04 by BATCH 00000762) standard | 0112-2---61987#ABF056 | https://cdd.iec.ch/cdd/iec61987/iec61987.nsf/PropertiesAllVersions/0112-2---61987%23ABF056
0112/2///61987#ABN754 | 001 | 01 | 0112/2///61987#ABN754#001 | reference to Discrete measurement variables |  |  |  |  | reference to block ABN696 | [5 empty] | CLASS_REFERENCE_TYPE(0112/2///61987#ABN696) 0112/2///61987#ABN696 - Discrete measurement variables |  |  |  |  | NON_DEPENDENT_P_DET | [5 empty] | 0112/2///61987#ABJ726 - LOPD for measurement variables | 0112/2///61987#ABA000 |  |  |  | Standard |  |  |  | SC65E – IEC 61987 | - | C00092 | 001-01 (2020-02-24 12:37:21 by BATCH 00000778) standard | 0112-2---61987#ABN754 | https://cdd.iec.ch/cdd/iec61987/iec61987.nsf/PropertiesAllVersions/0112-2---61987%23ABN754
0112/2///61987#ABE139 | 001 | 02 | 0112/2///61987#ABE139#001 | reference to Input signal processing [2] |  |  |  |  | reference to block ABD895 | [5 empty] | CLASS_REFERENCE_TYPE(0112/2///61987#ABD895) 0112/2///61987#ABD895 - Input signal processing [2] |  |  |  |  | NON_DEPENDENT_P_DET | [5 empty] | 0112/2///61987#ABD799 - Analog current input [3]0112/2///61987#ABD801 - Analog voltage input [3]0112/2///61987#ABD898 - Manufacturer-specific input [3] | 0112/2///61987#ABA000 |  |  |  | Standard |  |  |  |  | - | C00004 |  | 0112-2---61987#ABE139 | https://cdd.iec.ch/cdd/iec61987/iec61987.nsf/PropertiesAllVersions/0112-2---61987%23ABE139
0112/2///61987#ABH077 | 001 | 01 | 0112/2///61987#ABH077#001 | maximum bulk density |  |  |  |  | highest bulk density for which a device is or must be designed to operate within its specified limits |  |  | t/m³ |  |  | REAL_MEASURE_TYPE |  |  |  |  | NON_DEPENDENT_P_DET | [5 empty] | 0112/2///61987#ABH071 - Fluid phase design conditions0112/2///61987#ABG343 - Normal process conditions [5] | 0112/2///61987#ABA000 | 0112/2///62720#UAA997 - tonne per metre cubed |  | 0112/2///61987#ABT573 - Density | Standard |  | IEC 61987 | IEC | SC65E | - | C00018 | 001-01 (2018-03-28 07:27:13 by BATCH 00000762) standard | 0112-2---61987#ABH077 | https://cdd.iec.ch/cdd/iec61987/iec61987.nsf/PropertiesAllVersions/0112-2---61987%23ABH077
0112/2///61987#ABF876 | 001 | 01 | 0112/2///61987#ABF876#001 | reference to Device LOP for conductance level transmitter/switch |  |  |  |  | reference to block ABE738 | [5 empty] | CLASS_REFERENCE_TYPE(0112/2///61987#ABE738) 0112/2///61987#ABE738 - Device LOP for conductance level transmitter/switch |  |  |  |  | NON_DEPENDENT_P_DET | [5 empty] | 0112/2///61987#ABA707 - Conductance level switch0112/2///61987#ABA808 - Conductance level transmitter | 0112/2///61987#ABA000 |  |  |  | Standard |  | IEC 61987 | IEC | SC65E | - | C00018 | 001-01 (2018-03-28 07:27:10 by BATCH 00000762) standard | 0112-2---61987#ABF876 | https://cdd.iec.ch/cdd/iec61987/iec61987.nsf/PropertiesAllVersions/0112-2---61987%23ABF876
0112/2///61987#ABH420 | 001 | 01 | 0112/2///61987#ABH420#001 | deadband of point level |  |  |  |  | change of level that must be applied at a point level device before the output signal changes |  |  | mm |  |  | REAL_MEASURE_TYPE |  |  |  |  | NON_DEPENDENT_P_DET | [5 empty] | 0112/2///61987#ABE995 - Dynamic behaviour of point level | 0112/2///61987#ABA000 | 0112/2///62720#UAA862 - millimetre |  | 0112/2///61987#ABT548 - Length short | Standard |  |  |  | SC65E – IEC 61987 | - | C00018 | 001-01 (2018-03-28 07:27:15 by BATCH 00000762) standard | 0112-2---61987#ABH420 | https://cdd.iec.ch/cdd/iec61987/iec61987.nsf/PropertiesAllVersions/0112-2---61987%23ABH420
0112/2///61987#ABE476 | 001 | 01 | 0112/2///61987#ABE476#001 | minimum span for angle |  |  |  |  | lowest span to which an angle measurement instrument can be adjusted |  |  | ° |  |  | REAL_MEASURE_TYPE |  |  |  |  | NON_DEPENDENT_P_DET | [5 empty] | 0112/2///61987#ABE567 - Measuring range for travel | 0112/2///61987#ABA000 | 0112/2///62720#UAA024 - degree |  | 0112/2///61987#ABT580 - Angle | Standard |  | IEC 61987 | IEC | SC65E | - | C00016 | 001-01 (2018-03-28 07:27:00 by BATCH 00000762) standard | 0112-2---61987#ABE476 | https://cdd.iec.ch/cdd/iec61987/iec61987.nsf/PropertiesAllVersions/0112-2---61987%23ABE476
0112/2///61987#ABC794 | 005 | 02 | 0112/2///61987#ABC794#005 | reference to Component part |  |  |  |  | reference to block ABC164 | [5 empty] | CLASS_REFERENCE_TYPE(0112/2///61987#ABC164) 0112/2///61987#ABC164 - Component part |  |  |  |  | DEPENDENT_P_DET | [5 empty] | 0112/2///61987#ABC165 - Component part identifications | 0112/2///61987#ABA000 |  |  |  | Standard |  | IEC 61987 | IEC | IEC SC65E | 0112/2///61987#ABA289 - number of component parts | C00112 |  | 0112-2---61987#ABC794 | https://cdd.iec.ch/cdd/iec61987/iec61987.nsf/PropertiesAllVersions/0112-2---61987%23ABC794
0112/2///61987#ABD504 | 001 | 02 | 0112/2///61987#ABD504#001 | reference to Influence of external quantities expressed for temperature |  |  |  |  | reference to block ABD503 | [5 empty] | CLASS_REFERENCE_TYPE(0112/2///61987#ABD503) 0112/2///61987#ABD503 - Influence of external quantities expressed for temperature |  |  |  |  | NON_DEPENDENT_P_DET | [5 empty] | 0112/2///61987#ABC065 - Absolute performance for temperature0112/2///61987#ABF109 - Absolute performance for temperature [2]0112/2///61987#ABG319 - Absolute performance for temperature [3] | 0112/2///61987#ABA000 |  |  |  | Standard |  |  |  | SC65E – IEC 61987 | - | C00004 |  | 0112-2---61987#ABD504 | https://cdd.iec.ch/cdd/iec61987/iec61987.nsf/PropertiesAllVersions/0112-2---61987%23ABD504
0112/2///61987#ABU937 | 001 | 01 | 0112/2///61987#ABU937#001 | reference to Absolute performance for degree of filling |  |  |  |  | reference to block ABE856 | [5 empty] | CLASS_REFERENCE_TYPE(0112/2///61987#ABE856) 0112/2///61987#ABE856 - Absolute performance for degree of filling |  |  |  |  | DEPENDENT_P_DET | [5 empty] | 0112/2///61987#ABG273 - Type of performance variable [7]0112/2///61987#ABG275 - Type of performance variable [9]0112/2///61987#ABG276 - Type of performance variable [10]0112/2///61987#ABG277 - Type of performance variable [11]0112/2///61987#ABG278 - Type of performance variable [12]0112/2///61987#ABG279 - Type of performance variable [13] | 0112/2///61987#ABA000 |  |  |  | Standard |  | IEC 61987 | IEC | SC65E | 0112/2///61987#ABU918 - performance variable type [11] | C00018 | 001-01 (2018-03-28 07:27:22 by BATCH 00000762) standard | 0112-2---61987#ABU937 | https://cdd.iec.ch/cdd/iec61987/iec61987.nsf/PropertiesAllVersions/0112-2---61987%23ABU937
0112/2///61987#ABU946 | 001 | 01 | 0112/2///61987#ABU946#001 | assigned variable type [22] |  |  |  |  | process variable assigned to an input or output |  | Polymorphic control property |  |  |  | ENUM_STRING_TYPE(0112/2///61987#ABU837(Assigned flow velocity range,Assigned density range,Assigned level range,Assigned ullage range,Assigned volume range,Assigned mass range,Assigned degree of filling range,Assigned pressure range,Assigned temperature range,Assigned other variable range)) |  |  |  |  | CONDITION_DET |  |  | 0112/2///61987#ABU837 | 0112/2///61987#ABU807 - IEC61987-11 Name of Assigned flow velocity range0112/2///61987#ABU778 - IEC61987-11 Name of Assigned density range0112/2///61987#ABU779 - IEC61987-11 Name of Assigned level range0112/2///61987#ABU780 - IEC61987-11 Name of Assigned ullage range0112/2///61987#ABU781 - IEC61987-11 Name of Assigned volume range0112/2///61987#ABU782 - IEC61987-11 Name of Assigned mass range0112/2///61987#ABU783 - IEC61987-11 Name of Assigned degree of filling range0112/2///61987#ABU784 - IEC61987-11 Name of Assigned pressure range0112/2///61987#ABU785 - IEC61987-11 Name of Assigned temperature range0112/2///61987#ABU808 - IEC61987-11 Name of Assigned other variable range |  | 0112/2///61987#ABH044 - Assigned variable [22] | 0112/2///61987#ABA000 |  |  |  | Standard |  | IEC 61987 | IEC | SC65E | - | C00018 | 001-01 (2018-03-28 07:27:22 by BATCH 00000762) standard | 0112-2---61987#ABU946 | https://cdd.iec.ch/cdd/iec61987/iec61987.nsf/PropertiesAllVersions/0112-2---61987%23ABU946
0112/2///61987#ABA271 | 005 | 01 | 0112/2///61987#ABA271#005 | issuing authority of pattern approval |  |  |  |  | authority responsible for the issuing of the pattern approval | [5 empty] | STRING_TYPE |  |  |  |  | NON_DEPENDENT_P_DET | [5 empty] | 0112/2///61987#ABC556 - Quality certificate | 0112/2///61987#ABA000 |  |  |  | Standard |  |  |  | SC65E – IEC 61987 | - | C00004 |  | 0112-2---61987#ABA271 | https://cdd.iec.ch/cdd/iec61987/iec61987.nsf/PropertiesAllVersions/0112-2---61987%23ABA271
0112/2///61987#ABJ688 | 001 | 01 | 0112/2///61987#ABJ688#001 | SETPOINT |  |  |  |  | parameter setting the local target value for a process value | [5 empty] | REAL_TYPE |  |  | IEC 61804-2 MOD |  | NON_DEPENDENT_P_DET | [5 empty] | 0112/2///61987#ABH885 - Control function block | 0112/2///61987#ABA000 |  |  |  | Standard |  |  |  | SC65E – IEC 61987 | - | C00018 | 001-01 (2019-03-08 15:35:34 by BATCH 00000766) standard | 0112-2---61987#ABJ688 | https://cdd.iec.ch/cdd/iec61987/iec61987.nsf/PropertiesAllVersions/0112-2---61987%23ABJ688
0112/2///61987#ABI567 | 001 | 02 | 0112/2///61987#ABI567#001 | reference to Commissioning requirement |  |  |  |  | reference to block ABI488 | [5 empty] | CLASS_REFERENCE_TYPE(0112/2///61987#ABI488) 0112/2///61987#ABI488 - Commissioning requirement |  |  |  |  | DEPENDENT_P_DET | [5 empty] | 0112/2///61987#ABI469 - Commissioning | 0112/2///61987#ABA000 |  |  |  | Standard |  | IEC 61987 | IEC | IEC SC65E | 0112/2///61987#ABI506 - number of commissioning requirements | C00112 |  | 0112-2---61987#ABI567 | https://cdd.iec.ch/cdd/iec61987/iec61987.nsf/PropertiesAllVersions/0112-2---61987%23ABI567
0112/2///61987#ABI233 | 001 | 01 | 0112/2///61987#ABI233#001 | FEATURE_SELECTED |  |  |  |  | parameter setting device options | [5 empty] | BINARY_TYPE | B32 |  |  |  | NON_DEPENDENT_P_DET | [5 empty] | 0112/2///61987#ABH841 - Device (resource) block | 0112/2///61987#ABA000 |  |  |  | Standard |  |  |  | SC65E – IEC 61987 | - | C00019 | 001-01 (2019-03-08 15:35:31 by BATCH 00000766) standard | 0112-2---61987#ABI233 | https://cdd.iec.ch/cdd/iec61987/iec61987.nsf/PropertiesAllVersions/0112-2---61987%23ABI233
0112/2///61987#ABI435 | 001 | 01 | 0112/2///61987#ABI435#001 | special transportation requirements |  |  |  |  | transportation requirements for special package types | [5 empty] | STRING_TYPE |  |  | ASTM |  | NON_DEPENDENT_P_DET | [5 empty] | 0112/2///61987#ABI415 - Type of transportation | 0112/2///61987#ABA000 |  |  |  | Standard |  |  |  | SC65E – IEC 61987 | - | C00018 | 001-01 (2019-03-08 15:35:32 by BATCH 00000766) standard | 0112-2---61987#ABI435 | https://cdd.iec.ch/cdd/iec61987/iec61987.nsf/PropertiesAllVersions/0112-2---61987%23ABI435
0112/2///61987#ABD656 | 001 | 04 | 0112/2///61987#ABD656#001 | minimum operating pressure |  |  |  |  | lowest gauge pressure that can be applied or is supplied to a device, so that it still operates within its specified limits |  |  | bar |  |  | REAL_MEASURE_TYPE |  |  |  |  | NON_DEPENDENT_P_DET | [5 empty] | 0112/2///61987#ABD963 - Parameters of positioner0112/2///61987#ABE561 - Parameters of I/P converter | 0112/2///61987#ABA000 | 0112/2///62720#UAA323 - bar |  | 0112/2///61987#ABT524 - Pressure | Standard |  |  |  |  | - | C00004 |  | 0112-2---61987#ABD656 | https://cdd.iec.ch/cdd/iec61987/iec61987.nsf/PropertiesAllVersions/0112-2---61987%23ABD656
0112/2///61987#ABD559 | 001 | 03 | 0112/2///61987#ABD559#001 | critical differential pressure ratio XT (y/y100 = 0.75) |  |  |  |  | pressure differential ratio factor of a control valve installed without reducers or other fittings |  |  | 1 |  |  | REAL_MEASURE_TYPE |  |  | IEC 60534-2-1 |  | NON_DEPENDENT_P_DET | [5 empty] | 0112/2///61987#ABD816 - Calculation results of control devices0112/2///61987#ABD964 - Parameters of valve body assembly [4]0112/2///61987#ABD965 - Parameters of valve body assembly [1]0112/2///61987#ABD966 - Parameters of valve body assembly [2]0112/2///61987#ABD967 - Parameters of valve body assembly [3] | 0112/2///61987#ABA000 | 0112/2///62720#UAA915 - quantity of dimension one |  |  | Standard |  |  |  |  | - | C00019 |  | 0112-2---61987#ABD559 | https://cdd.iec.ch/cdd/iec61987/iec61987.nsf/PropertiesAllVersions/0112-2---61987%23ABD559
0112/2///61987#ABC758 | 001 | 05 | 0112/2///61987#ABC758#001 | reference to Auxiliary input [3] |  |  |  |  | reference to block ABC128 | [5 empty] | CLASS_REFERENCE_TYPE(0112/2///61987#ABC128) 0112/2///61987#ABC128 - Auxiliary input [3] |  |  |  |  | DEPENDENT_P_DET | [5 empty] | 0112/2///61987#ABC292 - Input [3] | 0112/2///61987#ABA000 |  |  |  | Standard |  | IEC 61987 | IEC | IEC SC65E | 0112/2///61987#ABA340 - number of auxiliary inputs | C00112 |  | 0112-2---61987#ABC758 | https://cdd.iec.ch/cdd/iec61987/iec61987.nsf/PropertiesAllVersions/0112-2---61987%23ABC758
0112/2///61987#ABD538 | 004 | 01 | 0112/2///61987#ABD538#004 | reference pressure for fluid consumption |  |  |  |  | value of fluid pressure for stating a fluid consumption |  |  | bar |  |  | REAL_MEASURE_TYPE |  |  |  |  | NON_DEPENDENT_P_DET | [5 empty] | 0112/2///61987#ABC520 - Pneumatic/hydraulic supply [2] | 0112/2///61987#ABA000 | 0112/2///62720#UAA323 - bar |  | 0112/2///61987#ABT524 - Pressure | Standard |  |  |  | SC65E – IEC 61987 | - | C00004 |  | 0112-2---61987#ABD538 | https://cdd.iec.ch/cdd/iec61987/iec61987.nsf/PropertiesAllVersions/0112-2---61987%23ABD538
0112/2///61987#ABB359 | 004 | 01 | 0112/2///61987#ABB359#004 | rated gauge pressure |  |  |  |  | gauge pressure normally required for a particular application |  |  | bar |  |  | REAL_MEASURE_TYPE |  |  |  |  | NON_DEPENDENT_P_DET | [5 empty] | 0112/2///61987#ABC520 - Pneumatic/hydraulic supply [2] | 0112/2///61987#ABA000 | 0112/2///62720#UAA323 - bar |  | 0112/2///61987#ABT524 - Pressure | Standard |  |  |  | SC65E – IEC 61987 | - | C00004 |  | 0112-2---61987#ABB359 | https://cdd.iec.ch/cdd/iec61987/iec61987.nsf/PropertiesAllVersions/0112-2---61987%23ABB359
0112/2///61987#ABG926 | 001 | 01 | 0112/2///61987#ABG926#001 | reference to Mechanical and electrical construction [capacitance level transmitter/switch] |  |  |  |  | reference to block ABG366 | [5 empty] | CLASS_REFERENCE_TYPE(0112/2///61987#ABG366) 0112/2///61987#ABG366 - Mechanical and electrical construction [capacitance level transmitter/switch] |  |  |  |  | NON_DEPENDENT_P_DET | [5 empty] | 0112/2///61987#ABE737 - Device LOP for capacitance level transmitter/switch | 0112/2///61987#ABA000 |  |  |  | Standard |  | IEC 61987 | IEC | SC65E | - | C00018 | 001-01 (2018-03-28 07:27:12 by BATCH 00000762) standard | 0112-2---61987#ABG926 | https://cdd.iec.ch/cdd/iec61987/iec61987.nsf/PropertiesAllVersions/0112-2---61987%23ABG926
0112/2///61987#ABA452 | 002 | 01 | 0112/2///61987#ABA452#002 | contact arrangement |  |  |  |  | classification of a contact according to the number of poles and throw | [5 empty] | ENUM_CODE_TYPE(0112/2///61987#ABL638) |  |  |  |  | DEPENDENT_P_DET |  |  | 0112/2///61987#ABL638 | 0112/2///61987#ABN160 - SPST0112/2///61987#ABN161 - SPDT0112/2///61987#ABN162 - SPCO0112/2///61987#ABN163 - DPST0112/2///61987#ABN164 - DPDT0112/2///61987#ABN165 - DPTO0112/2///61987#ABN166 - 4PDT0112/2///61987#ABI407 - others |  | 0112/2///61987#ABC223 - Electromechanical contact parameters | 0112/2///61987#ABA000 |  |  |  | Standard |  |  |  | SC65E – IEC 61987 | 0112/2///61987#ABI406 - empty_property | C00091 |  | 0112-2---61987#ABA452 | https://cdd.iec.ch/cdd/iec61987/iec61987.nsf/PropertiesAllVersions/0112-2---61987%23ABA452
0112/2///61987#ABN747 | 001 | 01 | 0112/2///61987#ABN747#001 | reference to Liquid analysis measurement variables |  |  |  |  | reference to block ABN689 | [5 empty] | CLASS_REFERENCE_TYPE(0112/2///61987#ABN689) 0112/2///61987#ABN689 - Liquid analysis measurement variables |  |  |  |  | NON_DEPENDENT_P_DET | [5 empty] | 0112/2///61987#ABN682 - Continuous measurement variables | 0112/2///61987#ABA000 |  |  |  | Standard |  |  |  | SC65E – IEC 61987 | - | C00092 | 001-01 (2020-02-24 12:37:21 by BATCH 00000778) standard | 0112-2---61987#ABN747 | https://cdd.iec.ch/cdd/iec61987/iec61987.nsf/PropertiesAllVersions/0112-2---61987%23ABN747
0112/2///61987#ABA193 | 001 | 02 | 0112/2///61987#ABA193#001 | type of signal power source |  |  |  |  | designation of a device or component power according to source, nominal voltage, current mode and frequency | [5 empty] | STRING_TYPE |  |  |  |  | NON_DEPENDENT_P_DET | [5 empty] | 0112/2///61987#ABC040 - Totalizer indicator [2]0112/2///61987#ABC048 - Transmitter housing [1]0112/2///61987#ABC049 - Transmitter housing [2]0112/2///61987#ABC655 - Totalizer indicator [1]0112/2///61987#ABE040 - Transmitter housing [3]0112/2///61987#ABE607 - Solenoid valve housing0112/2///61987#ABF375 - Transmitter/switch housing | 0112/2///61987#ABA000 |  |  |  | Standard |  |  |  | SC65E – IEC 61987 | - | C00004 |  | 0112-2---61987#ABA193 | https://cdd.iec.ch/cdd/iec61987/iec61987.nsf/PropertiesAllVersions/0112-2---61987%23ABA193
0112/2///61987#ABH750 | 001 | 02 | 0112/2///61987#ABH750#001 | reference to Calibration point of dynamic viscosity |  |  |  |  | reference to block ABH638 | [5 empty] | CLASS_REFERENCE_TYPE(0112/2///61987#ABH638) 0112/2///61987#ABH638 - Calibration point of dynamic viscosity |  |  |  |  | DEPENDENT_P_DET | [5 empty] | 0112/2///61987#ABH620 - Calibration of dynamic viscosity | 0112/2///61987#ABA000 |  |  |  | Standard |  | IEC 61987 | IEC | IEC SC65E | 0112/2///61987#ABH594 - number of calibration points | C00112 |  | 0112-2---61987#ABH750 | https://cdd.iec.ch/cdd/iec61987/iec61987.nsf/PropertiesAllVersions/0112-2---61987%23ABH750
0112/2///61987#ABD732 | 001 | 02 | 0112/2///61987#ABD732#001 | style of shaft/stem connections |  |  |  |  | method by which a valve stem/shaft is connected to the plug | [5 empty] | STRING_TYPE |  |  |  |  | NON_DEPENDENT_P_DET | [5 empty] | 0112/2///61987#ABE409 - Stem/shaft | 0112/2///61987#ABA000 |  |  |  | Standard |  |  |  |  | - | C00004 |  | 0112-2---61987#ABD732 | https://cdd.iec.ch/cdd/iec61987/iec61987.nsf/PropertiesAllVersions/0112-2---61987%23ABD732